## Cover
RIIO-ED2 Cost Benefit Analysis template
Version: | 9
Summary
CBA is an important decision support tool as part of the justification for investment needs in RIIO-ED2, enabling the DNOs to demonstrate the proposals included in their business plan provide the optimum solution which demonstrates best value for consumers.

## Changes Log
Changes Log
RIIO-ED2 Cost Benefit Analysis template
For DNO and Ofgem to log changes that are made to the template
Date | Version | Amendment
2021-03-15 | 2 | Fixed Data - Inflation: Changed inflation assumptions and figures. Alignment to RIIO-ED2 PCFM Model and RIIO-ED2 BPDT Template
2021-03-15 | 2 | Fixed Data: Updated values due to inflation value changes
2021-03-15 | 2 | Option 1: Addition of Row 67 - Discounted RAV balance
2021-03-16 | 2 | Option 1: Row 69 Cost of Capital formula changed to incorporate discounted WACC
2021-03-16 | 2 | Option 1: Row 84 and 85 changed discount formulas (inc safety)
2021-03-16 | 2 | Option 1: Added column E "Pre RIIO-ED2 Costs"
2021-03-16 | 2 | Option 1: C9:C13 NPV formulas changed (added "Whole Life") NPV
2021-03-16 | 2 | Option 1: Added Row 35 Depn of 2023 additions
2021-03-17 | 3 | Option 1: Changed formula row 85 and 86. Example =IFERROR(IF(E16<($C$15-2023),1,IF((E16-($C$15-2023))>30,(D$85/(1+'Fixed Data'!$E$10)),(1/(1+'Fixed Data'!$E$9)^(E16-($C$15-2023))))),0) from =IFERROR(IF(E16<($C$15-2020),1,IF((E16-($C$15-2020))>30,(D$85/(1+'Fixed Data'!$E$10)),(1/(1+'Fixed Data'!$E$9)^(E16-($C$15-2020))))),0)
2021-03-22 | 4 | Applied CNAIM v2.0 safety multiplier (6.25) to E14 and E15
2021-03-22 | 4 | Options 1: C10,C11,C12,C13 formulas changed
2021-03-24 | 4 | Fixed data - Changed E15 and E16 formulas and addition of safety consquence factor parameter in E17
2021-03-24 | 4 | Options 1: Formula change in row 84
2021-03-24 | 4 | Options 1: Formula change in row 85
2021-03-24 | 4 | Options 1: Removed Column E "RIIO-ED2 Costs"
2021-03-30 | 5 | Baseline Scenario: Removed Column E "Pre-ED2 Costs"
2021-03-30 | 5 | Baseline Scenario and Option 1: Added additional cost categories (Whole System Costs)
2021-09-30 | 6 | Baseline Scenario and Option 1: ED period changed from 4 years to 5 years from ED7 to ED13
2021-09-30 | 6 | Fixed Data - Inflation: Changed inflation assumptions and figures. Alignment to RIIO-ED2 PCFM Model and RIIO-ED2 BPDT Template for Years 2014 to 2028 inclusive
2021-10-14 | 7 | Option 1 Tab Formula Update Cell C12
2021-10-14 | 7 | Option 1 Tab Depreciation Formula amended across rows 35-48 to reflect depreciation of asset life of 45 years
2021-10-14 | 7 | Option 1 Tab - Formula inserting on column BE to reflect depreciation of asset life of 45 years
2021-10-14 | 7 | Option 1 Tab - Formula inserting on cells: AG62, AH63, AI64, AG83, AG83, AL83, AL86, AQ83, AQ86, AV83, AV86, AZ83, AZ86, BE83, BE86, BJ83 and BJ86
2021-10-14 | 7 | Various title corrections and unbolding formatting corrections
2021-10-20 | 8 | Baseline Scenario Tab Formula Update Cells BA35, BF35 and BK35
2021-10-20 | 8 | Various title corrections and unbolding formatting corrections
2021-10-20 | 8 | Option 1 Tab - Formula inserting on cells E23 - AC23, BJ30 and BJ31
2021-10-20 | 8 | Option 1 Tab - Formula correction on cells AH86, AM86, AR86, AW86, BA86, BF86 and BK86
2021-10-20 | 8 | Fixed Data Tab - Inserting of a table of data for depreciation calculations on the Options 1 Tab
2021-10-20 | 8 | Option 1 Tab Depreciation Formula amended across rows 35-48 to reflect depreciation of asset life of 45 years
2021-10-21 | 8 | Option Summary Tab - Changed "LV swtichgear BPDT CV3 rows 15 to 22" to "LV switchgear BPDT CV3 rows 43 to 51" in cell E31/E32
2021-10-25 | 8 | Option 1 Tab Cell C11 Formula change to AH87
2021-10-27 | 8 | Opt 1 Formula Correction Row 93 from $H22 to H$22
2021-10-28 | 8 | Option 1: Corrected formula is rows 35 to 64 to pick up the capitalised investment from previous year.
2021-10-28 | 8 | The formulae in AH66, AM66, AR66, AW66, BA66, BF66, and BJ66 of Option 1 were incorrect. The following corrections have been made: a. AH66 should be “=AG68” not “=AF68” b. AM66 should be “=AL68” not “=AK68” c. AR66 should be “=AQ68” not “=AP68” d. AW66 should be “=AV68” not “=AU68” e. BA66 should be “=AZ68” not “=AY68” f. BF66 should be “=BE68” not “=BD68” g. BK66 should be “=BJ68” not “=BI68”
2021-10-28 | 8 | The 30 year NPV figure in cell C11 was referencing AI87 (31 years) instead of AH87.
2021-11-02 | 9 | Changes to depreciation calculations in Row 35 to Row 64 of the Option 1 tab E.g - Cell F35: “=E$33/'Fixed Data'!$E$13*'Fixed Data'!I41”
2021-11-02 | 9 | Fix the formula in Cell BF64

## Guidance
Guidance
RIIO-ED2 Cost Benefit Analysis template
Guidance for CBA spreadsheet model
Tab | Instructions
Option summary | Provide a description of the stated aim / investment decision contained within this CBA analysis workbook, along with a list of options considered to meet the aim. Also include here the short list of options contained within this workbook which have been fully costed and specify which option has been adopted following CBA and included in your business plan submission.
Fixed data | Enter pre-tax WACC and prices consistent with your business plan
Baseline scenario | Enter costs and benefits associated with the baseline scenario. The baseline scenario represents status quo; that is the cost of business as usual in the absence of any investment intervention. Where business as usual is not an option i.e. an investment intervention of some kind is required DNOs should chose the option with the lowest investment to represent the baseline scenario.
Working baseline | Show any calculation used to derive the values in your baseline scenario
Option 1 | Enter costs and benefits over and above the baseline scenario i.e. the marginal or incremental costs / benefits of the option being considered. Enter capitalisation rates consistent with your business plan.
Working 1 | Show any calculation used to derive the values in your CBA
Colour code:
User populated cells
Fixed data
Summation formula
Other formula
The user should populate the light blue cells. All other cells are either fixed or auto-populated.
Enter costs / benefits in 2020 / 21 prices (£m).
Costs should be entered as negative values.
Benefits (i.e. avoided costs) should be entered a positive values.
Costs entered should correspond to values set out in company business plans i.e. should exclude RPEs and include ongoing efficiencies consistent with assumptions contained in your business plan submission.
Copy Option 1 worksheet & workings 1 for each CBA option and label these option 2 & workings 2 etc.
Where a 'do minimum option' exists, Option 1 should represent your 'do minimum' or 'reference scenario' e.g. do nothing, ongoing maintenance of existing asset or the option which requires the minimum investment .
Use the relevant Workings worksheet to demonstrate any calculation/information that can support the costs and benefits you have entered for each option. This is free fill and provides you with an opportunity to show additional underlying data you believe will assist Ofgem in evaluating/understanding your CBA.
Please highlight your chosen option by colouring the worksheet tab yellow.

## Option summary
Option Summary
RIIO-ED2 Cost Benefit Analysis template
308/SSEPD/NLR/HV_TRANSF
Purpose of CBA: describe the primary driver of the investment decision | [24 empty] | Adopted | Adopted
The condition related replacement of end-of-life HV transformers | [24 empty] | Rejected | Rejected
If investment is to replace an existing asset / asset class, please state the condition of the asset / asset class (HI / CI etc.)
As per ED2 Health Score Investment Criteria
List below all options considered to meet the stated aim
Options considered / project name |  | Comment
Tier 2 Compliant Replacement |  | The proactive replacement of end of life HV transformers with low loss units compliant with latest EU regulation of transformer losses
LV OLTC Equipped Replacement |  | The proactive replacement of end of life HV transformers with transformers equipped with LV OLTCs also compliant with EU regulations on transformer losses. The LV OLTC reduces energy consumption through CVR.
List below the short list of those options which have been costed within this CBA workbook
Option no. | Options considered | Decision | Comment | For the chosen option only, provide detail of where CBA expenditure included in this CBA is reported in the BPDT pack. e.g. LV switchgear BPDT CV3 rows 43 to 51. | DNO spend within ED2 | NPVs based on payback periods
[6 empty] | 10 years | 20 years | 30 years | 45 years | Whole Life NPV | DNO view
1 | Tier 2 Compliant Replacement |  | The proactive replacement of end of life HV transformers with low loss units compliant with latest EU regulation of transformer losses |  | -5.0315 | -2.2421 | -2.631 | -2.8736 | -3.0304 | -2.9822
2 | LV OLTC Equipped Replacement | Adopted | The proactive replacement of end of life HV transformers with transformers equipped with LV OLTCs also compliant with EU regulations on transformer losses. The LV OLTC reduces energy consumption through CVR. | CV7 - Asset Replacement | -10.7615 | 28.6075 | 63.8056 | 87.1672 | 110.1924 | 119.149
Trend Graphs
Reflective of cost to consumers for options undertook. Delta shows the positive / negative NPV versus the option of lowest initial cost in ED2, to demonstrate potential value of spending in ED2 vs future periods.
If more options are costed, please copy Option 1 and workings 1 worksheets and add detail to the short list table above.
[14 empty] | 1 | 2 | 3 | 4 | 5 | 6 | 7 | 8 | 9 | 10 | 11 | 12 | 13 | 14 | 15 | 16 | 17 | 18 | 19 | 20 | 21 | 22 | 23 | 24 | 25 | 26 | 27 | 28 | 29 | 30 | 31 | 32 | 33 | 34 | 35 | 36 | 37 | 38 | 39 | 40 | 41 | 42 | 43 | 44 | 45
[12 empty] | ED1 Outlay | Year | 1: 2024; 10: 2033; 20: 2043; 30: 2053; 45: 2068
[11 empty] | 1 | -5.0315 | Tier 2 Compliant Replacement | -0.3764 | -0.7597 | -1.1482 | -1.5451 | -1.9444 | -2.0124 | -2.0753 | -2.1343 | -2.1898 | -2.2421 | -2.2914 | -2.3378 | -2.3817 | -2.4232 | -2.4624 | -2.4996 | -2.5349 | -2.5685 | -2.6005 | -2.631 | -2.6602 | -2.6881 | -2.7149 | -2.7407 | -2.7656 | -2.7896 | -2.8129 | -2.8346 | -2.8548 | -2.8736 | -2.8911 | -2.9073 | -2.9224 | -2.9364 | -2.9493 | -2.9612 | -2.9722 | -2.9823 | -2.9914 | -2.9998 | -3.0073 | -3.0141 | -3.0202 | -3.0256 | -3.0304
[11 empty] | 2 | -10.7615 | LV OLTC Equipped Replacement | -0.78622 | -0.5055 | 0.78827 | 3.0311 | 6.1904 | 10.8927 | 15.515 | 20.0113 | 24.3734 | 28.6075 | 32.7073 | 36.6785 | 40.5164 | 44.2262 | 47.8046 | 51.2566 | 54.5799 | 57.779 | 60.8529 | 63.8056 | 66.6369 | 69.3506 | 71.9473 | 74.4303 | 76.8009 | 79.0621 | 81.2158 | 83.2656 | 85.2491 | 87.1672 | 89.0232 | 90.8281 | 92.5829 | 94.2892 | 95.9473 | 97.5595 | 99.1271 | 100.6512 | 102.133 | 103.573 | 104.9728 | 106.3338 | 107.6567 | 108.9427 | 110.1924
[14 empty] | 2024 | 0 | 0 | 0 | 0 | 0 | 0 | 0 | 0 | 2033 | 0 | 0 | 0 | 0 | 0 | 0 | 0 | 0 | 0 | 2043 | 0 | 0 | 0 | 0 | 0 | 0 | 0 | 0 | 0 | 2053 | 0 | 0 | 0 | 0 | 0 | 0 | 0 | 0 | 0 | 0 | 0 | 0 | 0 | 0 | 2068
[12 empty] | 1 | Do Minimum (Tier 2 Compliant Replacement) | 0 | 0 | 0 | 0 | 0 | 0 | 0 | 0 | 0 | 0 | 0 | 0 | 0 | 0 | 0 | 0 | 0 | 0 | 0 | 0 | 0 | 0 | 0 | 0 | 0 | 0 | 0 | 0 | 0 | 0 | 0 | 0 | 0 | 0 | 0 | 0 | 0 | 0 | 0 | 0 | 0 | 0 | 0 | 0 | 0
[12 empty] | 2 | LV OLTC Equipped Replacement | -0.40983 | 0.2542 | 1.9365 | 4.5762 | 8.1348 | 12.9051 | 17.5902 | 22.1455 | 26.5632 | 30.8496 | 34.9987 | 39.0163 | 42.8981 | 46.6494 | 50.2671 | 53.7562 | 57.1148 | 60.3475 | 63.4534 | 66.4366 | 69.2971 | 72.0387 | 74.6622 | 77.171 | 79.5665 | 81.8518 | 84.0287 | 86.1002 | 88.1039 | 90.0408 | 91.9143 | 93.7354 | 95.5053 | 97.2256 | 98.8966 | 100.5208 | 102.0993 | 103.6334 | 105.1245 | 106.5728 | 107.9802 | 109.3479 | 110.677 | 111.9684 | 113.2227
5
Monetised Benefit Breakdowns
Comparison of expected benefits across the initial 45 year horizan (discounted for time value of money) to show how projects are expected to deliver value for consumers.
[14 empty] | Avoided DNO costs | Losses | CO2 associated with Losses | CI | CML | Change in emissions | Fatality | Major Injury | Oil Leakage
[13 empty] | Tier 2 Compliant Replacement | 1: 0; 2: 1.1165; 3: 0.23051; 4: 0.020676; 5: 0.046472; 6: -0.1024; 7: 0.038455; 8: 0; 9: 0.084256
[13 empty] | LV OLTC Equipped Replacement | 1: 0; 2: 1.1165; 3: 0.23051; 4: 0.020676; 5: 0.046472; 6: 9.9325; 7: 0.038455; 8: 0; 9: 0.084256

## Fixed Data
Fixed Data
RIIO-ED2 Cost Benefit Analysis template
Decarbonisation of electricity assumption: Power sector emissions are anticipated to reduce to 10g/kWh by 2050. Assume a linear decarbonisation pathway from 2020/21 until 2050. Power sector emissions reduce by 0 g/kWh p.a. between now and 2030. Beyond 2050 keep emissions at 10g/kWh 1,000 kg = 1 tonne; 1,000 kWh = 1 MWh; 1 kg = 1,000g |  |  | Parameters
|  |  | pre-tax WACC | 3.01% | enter DNO specific pre-tax WACC figure |  |  |  | Losses (£/MWh) | 58.2157
|  |  | Discount Rate <= 30 years | 3.5% | HMRC Green Book (see Discount Factors spreadsheet 'Standard Discount Factors' tab | HMRC Green Book Link |  |  | Cost per litre oil (£/litre) | 43.3798
|  |  | Discount Rate > 30 years | 3% | HMRC Green Book (see Discount Factors spreadsheet 'Standard Discount Factors' tab | HMRC Green Book Link |  |  | CI (£s per interruption) | 18.5674
|  |  | Discount rate for safety <= 30 years | 1.5% | HMRC Green Book (see Discount Factors spreadsheet 'Health Discount Factors' tab | HMRC Green Book Link |  |  | CML (£s per minute lost) | 0.45286
|  |  | Discount rate for safety > 30 years | 1.286% | HMRC Green Book (see Discount Factors spreadsheet 'Health Discount Factors' tab | HMRC Green Book Link |  |  | FALSE
|  |  | Assumed Asset Life (Years) | 45
|  |  | Cost per Fatality (£m) | 11.3243 | 1.745 | £m (2018/19 prices) | Health and Safety Executive Link
|  |  | Cost per Non Fatal injury (£m) | 0.057108 | 0.0088 | £m (2018/19 prices) | Health and Safety Executive Link |  |  | 0.37667
|  |  | Safety Disproportion Factor | 6.25
[7 empty] | 1 | 2 | 3 | 4 | 5 | 6 | 7 | 8 | 9 | 10 | 11 | 12 | 13 | 14 | 15 | 16 | 17 | 18 | 19 | 20 | 21 | 22 | 23 | 24 | 25 | 26 | 27 | 28 | 29 | 30 | 31 | 32 | 33 | 34 | 35 | 36 | 37 | 38 | 39 | 40 | 41 | 42 | 43 | 44 | 45 | 46 | 47 | 48 | 49 | 50 | 51 | 52 | 53 | 54 | 55 | 56 | 57 | 58 | 59 | 60 | 61 | 62 | 63 | 64 | 65 | 66 | 67 | 68 | 69 | 70 | 71 | 72 | 73 | 74 | 75 | 76 | 77
Calendar Year | 2018 | 2019 | 2020 | 2021 | 2022 | 2023 | 2024 | 2025 | 2026 | 2027 | 2028 | 2029 | 2030 | 2031 | 2032 | 2033 | 2034 | 2035 | 2036 | 2037 | 2038 | 2039 | 2040 | 2041 | 2042 | 2043 | 2044 | 2045 | 2046 | 2047 | 2048 | 2049 | 2050 | 2051 | 2052 | 2053 | 2054 | 2055 | 2056 | 2057 | 2058 | 2059 | 2060 | 2061 | 2062 | 2063 | 2064 | 2065 | 2066 | 2067 | 2068 | 2069 | 2070 | 2071 | 2072 | 2073 | 2074 | 2075 | 2076 | 2077 | 2078 | 2079 | 2080 | 2081 | 2082 | 2083 | 2084 | 2085 | 2086 | 2087 | 2088 | 2089 | 2090 | 2091 | 2092 | 2093 | 2094 | 2095 | 2096 | 2097 | 2098 | 2099 | 2100
g CO2e per kWh (Defra) |  |  | 262.27 | 253.861 | 245.452 | 237.043 | 228.634 | 220.225 | 211.816 | 203.407 | 194.998 | 186.589 | 178.18 | 169.771 | 161.362 | 152.953 | 144.544 | 136.135 | 127.726 | 119.317 | 110.908 | 102.499 | 94.09 | 85.681 | 77.272 | 68.863 | 60.454 | 52.045 | 43.636 | 35.227 | 26.818 | 18.409 | 10 | 10 | 10 | 10 | 10 | 10 | 10 | 10 | 10 | 10 | 10 | 10 | 10 | 10 | 10 | 10 | 10 | 10 | 10 | 10 | 10 | 10 | 10 | 10 | 10 | 10 | 10 | 10 | 10 | 10 | 10 | 10 | 10 | 10 | 10 | 10 | 10 | 10 | 10 | 10 | 10 | 10 | 10 | 10 | 10 | 10 | 10 | 10 | 10 | 10 | 10
Traded carbon price (£/t 2017/18 prices) | 12.76 | 13.15 | 13.84 | 20.54 | 27.24 | 33.94 | 40.64 | 47.33 | 54.03 | 60.73 | 67.43 | 74.13 | 89.5953 | 98.5549 | 106.2345 | 115.194 | 122.8736 | 131.8331 | 139.5127 | 148.4723 | 156.1519 | 165.1114 | 172.791 | 181.7505 | 189.4301 | 198.3897 | 206.0693 | 215.0288 | 222.7084 | 231.6679 | 239.3475 | 248.3071 | 255.9867 | 264.9462 | 273.9057 | 282.8653 | 291.8248 | 299.5044 | 308.4639 | 317.4234 | 325.103 | 332.7826 | 340.4622 | 346.8619 | 353.2616 | 358.3813 | 363.501 | 368.6208 | 372.4606 | 376.3004 | 380.1402 | 382.7 | 385.2599 | 387.8198 | 390.3796 | 391.6596 | 392.9395 | 394.2194 | 394.2194 | 394.2194 | 392.9395 | 392.9395 | 391.6596 | 391.6596 | 390.3796 | 389.0997 | 387.8198 | 386.5398 | 383.98 | 381.4201 | 380.1402 | 376.3004 | 373.7405 | 372.4606 | 369.9007 | 366.0609 | 363.501 | 359.6612 | 357.1014 | 353.2616 | 350.7017 | 346.8619 | 343.0221
Traded carbon price (£/t 2020/21 prices) | 13.6539 | 14.0712 | 14.8095 | 21.9789 | 29.1483 | 36.3176 | 43.487 | 50.6456 | 57.815 | 64.9844 | 72.1537 | 79.3231 | 95.8718 | 105.459 | 113.6766 | 123.2638 | 131.4813 | 141.0685 | 149.2861 | 158.8733 | 167.0909 | 176.678 | 184.8956 | 194.4828 | 202.7004 | 212.2876 | 220.5052 | 230.0923 | 238.3099 | 247.8971 | 256.1147 | 265.7019 | 273.9195 | 283.5066 | 293.0938 | 302.681 | 312.2682 | 320.4858 | 330.0729 | 339.6601 | 347.8777 | 356.0953 | 364.3129 | 371.1609 | 378.0088 | 383.4872 | 388.9656 | 394.444 | 398.5528 | 402.6616 | 406.7704 | 409.5096 | 412.2488 | 414.988 | 417.7272 | 419.0968 | 420.4664 | 421.836 | 421.836 | 421.836 | 420.4664 | 420.4664 | 419.0968 | 419.0968 | 417.7272 | 416.3576 | 414.988 | 413.6184 | 410.8792 | 408.14 | 406.7704 | 402.6616 | 399.9224 | 398.5528 | 395.8136 | 391.7048 | 388.9656 | 384.8568 | 382.1176 | 378.0088 | 375.2697 | 371.1609 | 367.0521
Electricity GHG conversion factor (tonnes per MWh) | 0 | 0 | 0.26227 | 0.25386 | 0.24545 | 0.23704 | 0.22863 | 0.22023 | 0.21182 | 0.20341 | 0.195 | 0.18659 | 0.17818 | 0.16977 | 0.16136 | 0.15295 | 0.14454 | 0.13614 | 0.12773 | 0.11932 | 0.11091 | 0.1025 | 0.09409 | 0.085681 | 0.077272 | 0.068863 | 0.060454 | 0.052045 | 0.043636 | 0.035227 | 0.026818 | 0.018409 | 0.01 | 0.01 | 0.01 | 0.01 | 0.01 | 0.01 | 0.01 | 0.01 | 0.01 | 0.01 | 0.01 | 0.01 | 0.01 | 0.01 | 0.01 | 0.01 | 0.01 | 0.01 | 0.01 | 0.01 | 0.01 | 0.01 | 0.01 | 0.01 | 0.01 | 0.01 | 0.01 | 0.01 | 0.01 | 0.01 | 0.01 | 0.01 | 0.01 | 0.01 | 0.01 | 0.01 | 0.01 | 0.01 | 0.01 | 0.01 | 0.01 | 0.01 | 0.01 | 0.01 | 0.01 | 0.01 | 0.01 | 0.01 | 0.01 | 0.01 | 0.01
| Source: | [5 empty] | 7: Source:
| Updated short-term traded carbon values used for UK policy appraisal (2018) | [5 empty] | 7: Guidance on estimating carbon values beyond 2050
Note:
Source used for carbon values after 2030. Application of decarbonisation of electricity assumption. Values adjsuted to 2017/18 prices (column E)
8.409 | Source:
https://www.gov.uk/government/publications/greenhouse-gas-reporting-conversion-factors-2020
Carbon Valuation Link
Carbon Values Beyond 2050 (2008/2009 Prices) | [12 empty] | 70 | 77 | 83 | 90 | 96 | 103 | 109 | 116 | 122 | 129 | 135 | 142 | 148 | 155 | 161 | 168 | 174 | 181 | 187 | 194 | 200 | 207 | 214 | 221 | 228 | 234 | 241 | 248 | 254 | 260 | 266 | 271 | 276 | 280 | 284 | 288 | 291 | 294 | 297 | 299 | 301 | 303 | 305 | 306 | 307 | 308 | 308 | 308 | 307 | 307 | 306 | 306 | 305 | 304 | 303 | 302 | 300 | 298 | 297 | 294 | 292 | 291 | 289 | 286 | 284 | 281 | 279 | 276 | 274 | 271 | 268
Depreciation Figures for Asset Life
2024 | 0 | 0 | 0 | 0 | 0 | 0 | 0 | 1 | 1 | 1 | 1 | 1 | 1 | 1 | 1 | 1 | 1 | 1 | 1 | 1 | 1 | 1 | 1 | 1 | 1 | 1 | 1 | 1 | 1 | 1 | 1 | 1 | 1 | 1 | 1 | 1 | 1 | 1 | 1 | 1 | 1 | 1 | 1 | 1 | 1 | 1 | 1 | 1 | 1 | 1 | 1 | 1 | 0 | 0 | 0 | 0 | 0 | 0 | 0 | 0 | 0 | 0 | 0 | 0 | 0 | 0 | 0 | 0 | 0 | 0 | 0 | 0 | 0 | 0 | 0 | 0 | 0 | 0 | 0 | 0 | 0 | 0 | 0 | 0 | end
2025 | 0 | 0 | 0 | 0 | 0 | 0 | 0 | 0 | 1 | 1 | 1 | 1 | 1 | 1 | 1 | 1 | 1 | 1 | 1 | 1 | 1 | 1 | 1 | 1 | 1 | 1 | 1 | 1 | 1 | 1 | 1 | 1 | 1 | 1 | 1 | 1 | 1 | 1 | 1 | 1 | 1 | 1 | 1 | 1 | 1 | 1 | 1 | 1 | 1 | 1 | 1 | 1 | 1 | 0 | 0 | 0 | 0 | 0 | 0 | 0 | 0 | 0 | 0 | 0 | 0 | 0 | 0 | 0 | 0 | 0 | 0 | 0 | 0 | 0 | 0 | 0 | 0 | 0 | 0 | 0 | 0 | 0 | 0 | 0 | end
2026 | 0 | 0 | 0 | 0 | 0 | 0 | 0 | 0 | 0 | 1 | 1 | 1 | 1 | 1 | 1 | 1 | 1 | 1 | 1 | 1 | 1 | 1 | 1 | 1 | 1 | 1 | 1 | 1 | 1 | 1 | 1 | 1 | 1 | 1 | 1 | 1 | 1 | 1 | 1 | 1 | 1 | 1 | 1 | 1 | 1 | 1 | 1 | 1 | 1 | 1 | 1 | 1 | 1 | 1 | 0 | 0 | 0 | 0 | 0 | 0 | 0 | 0 | 0 | 0 | 0 | 0 | 0 | 0 | 0 | 0 | 0 | 0 | 0 | 0 | 0 | 0 | 0 | 0 | 0 | 0 | 0 | 0 | 0 | 0 | end
2027 | 0 | 0 | 0 | 0 | 0 | 0 | 0 | 0 | 0 | 0 | 1 | 1 | 1 | 1 | 1 | 1 | 1 | 1 | 1 | 1 | 1 | 1 | 1 | 1 | 1 | 1 | 1 | 1 | 1 | 1 | 1 | 1 | 1 | 1 | 1 | 1 | 1 | 1 | 1 | 1 | 1 | 1 | 1 | 1 | 1 | 1 | 1 | 1 | 1 | 1 | 1 | 1 | 1 | 1 | 1 | 0 | 0 | 0 | 0 | 0 | 0 | 0 | 0 | 0 | 0 | 0 | 0 | 0 | 0 | 0 | 0 | 0 | 0 | 0 | 0 | 0 | 0 | 0 | 0 | 0 | 0 | 0 | 0 | 0 | end
2028 | 0 | 0 | 0 | 0 | 0 | 0 | 0 | 0 | 0 | 0 | 0 | 1 | 1 | 1 | 1 | 1 | 1 | 1 | 1 | 1 | 1 | 1 | 1 | 1 | 1 | 1 | 1 | 1 | 1 | 1 | 1 | 1 | 1 | 1 | 1 | 1 | 1 | 1 | 1 | 1 | 1 | 1 | 1 | 1 | 1 | 1 | 1 | 1 | 1 | 1 | 1 | 1 | 1 | 1 | 1 | 1 | 0 | 0 | 0 | 0 | 0 | 0 | 0 | 0 | 0 | 0 | 0 | 0 | 0 | 0 | 0 | 0 | 0 | 0 | 0 | 0 | 0 | 0 | 0 | 0 | 0 | 0 | 0 | 0 | end
2029 | 0 | 0 | 0 | 0 | 0 | 0 | 0 | 0 | 0 | 0 | 0 | 0 | 1 | 1 | 1 | 1 | 1 | 1 | 1 | 1 | 1 | 1 | 1 | 1 | 1 | 1 | 1 | 1 | 1 | 1 | 1 | 1 | 1 | 1 | 1 | 1 | 1 | 1 | 1 | 1 | 1 | 1 | 1 | 1 | 1 | 1 | 1 | 1 | 1 | 1 | 1 | 1 | 1 | 1 | 1 | 1 | 1 | 0 | 0 | 0 | 0 | 0 | 0 | 0 | 0 | 0 | 0 | 0 | 0 | 0 | 0 | 0 | 0 | 0 | 0 | 0 | 0 | 0 | 0 | 0 | 0 | 0 | 0 | 0 | end
2030 | 0 | 0 | 0 | 0 | 0 | 0 | 0 | 0 | 0 | 0 | 0 | 0 | 0 | 1 | 1 | 1 | 1 | 1 | 1 | 1 | 1 | 1 | 1 | 1 | 1 | 1 | 1 | 1 | 1 | 1 | 1 | 1 | 1 | 1 | 1 | 1 | 1 | 1 | 1 | 1 | 1 | 1 | 1 | 1 | 1 | 1 | 1 | 1 | 1 | 1 | 1 | 1 | 1 | 1 | 1 | 1 | 1 | 1 | 0 | 0 | 0 | 0 | 0 | 0 | 0 | 0 | 0 | 0 | 0 | 0 | 0 | 0 | 0 | 0 | 0 | 0 | 0 | 0 | 0 | 0 | 0 | 0 | 0 | 0 | end
2031 | 0 | 0 | 0 | 0 | 0 | 0 | 0 | 0 | 0 | 0 | 0 | 0 | 0 | 0 | 1 | 1 | 1 | 1 | 1 | 1 | 1 | 1 | 1 | 1 | 1 | 1 | 1 | 1 | 1 | 1 | 1 | 1 | 1 | 1 | 1 | 1 | 1 | 1 | 1 | 1 | 1 | 1 | 1 | 1 | 1 | 1 | 1 | 1 | 1 | 1 | 1 | 1 | 1 | 1 | 1 | 1 | 1 | 1 | 1 | 0 | 0 | 0 | 0 | 0 | 0 | 0 | 0 | 0 | 0 | 0 | 0 | 0 | 0 | 0 | 0 | 0 | 0 | 0 | 0 | 0 | 0 | 0 | 0 | 0 | end
2032 | 0 | 0 | 0 | 0 | 0 | 0 | 0 | 0 | 0 | 0 | 0 | 0 | 0 | 0 | 0 | 1 | 1 | 1 | 1 | 1 | 1 | 1 | 1 | 1 | 1 | 1 | 1 | 1 | 1 | 1 | 1 | 1 | 1 | 1 | 1 | 1 | 1 | 1 | 1 | 1 | 1 | 1 | 1 | 1 | 1 | 1 | 1 | 1 | 1 | 1 | 1 | 1 | 1 | 1 | 1 | 1 | 1 | 1 | 1 | 1 | 0 | 0 | 0 | 0 | 0 | 0 | 0 | 0 | 0 | 0 | 0 | 0 | 0 | 0 | 0 | 0 | 0 | 0 | 0 | 0 | 0 | 0 | 0 | 0 | end
2033 | 0 | 0 | 0 | 0 | 0 | 0 | 0 | 0 | 0 | 0 | 0 | 0 | 0 | 0 | 0 | 0 | 1 | 1 | 1 | 1 | 1 | 1 | 1 | 1 | 1 | 1 | 1 | 1 | 1 | 1 | 1 | 1 | 1 | 1 | 1 | 1 | 1 | 1 | 1 | 1 | 1 | 1 | 1 | 1 | 1 | 1 | 1 | 1 | 1 | 1 | 1 | 1 | 1 | 1 | 1 | 1 | 1 | 1 | 1 | 1 | 1 | 0 | 0 | 0 | 0 | 0 | 0 | 0 | 0 | 0 | 0 | 0 | 0 | 0 | 0 | 0 | 0 | 0 | 0 | 0 | 0 | 0 | 0 | 0 | end
2034 | 0 | 0 | 0 | 0 | 0 | 0 | 0 | 0 | 0 | 0 | 0 | 0 | 0 | 0 | 0 | 0 | 0 | 1 | 1 | 1 | 1 | 1 | 1 | 1 | 1 | 1 | 1 | 1 | 1 | 1 | 1 | 1 | 1 | 1 | 1 | 1 | 1 | 1 | 1 | 1 | 1 | 1 | 1 | 1 | 1 | 1 | 1 | 1 | 1 | 1 | 1 | 1 | 1 | 1 | 1 | 1 | 1 | 1 | 1 | 1 | 1 | 1 | 0 | 0 | 0 | 0 | 0 | 0 | 0 | 0 | 0 | 0 | 0 | 0 | 0 | 0 | 0 | 0 | 0 | 0 | 0 | 0 | 0 | 0 | end
2035 | 0 | 0 | 0 | 0 | 0 | 0 | 0 | 0 | 0 | 0 | 0 | 0 | 0 | 0 | 0 | 0 | 0 | 0 | 1 | 1 | 1 | 1 | 1 | 1 | 1 | 1 | 1 | 1 | 1 | 1 | 1 | 1 | 1 | 1 | 1 | 1 | 1 | 1 | 1 | 1 | 1 | 1 | 1 | 1 | 1 | 1 | 1 | 1 | 1 | 1 | 1 | 1 | 1 | 1 | 1 | 1 | 1 | 1 | 1 | 1 | 1 | 1 | 1 | 0 | 0 | 0 | 0 | 0 | 0 | 0 | 0 | 0 | 0 | 0 | 0 | 0 | 0 | 0 | 0 | 0 | 0 | 0 | 0 | 0 | end
2036 | 0 | 0 | 0 | 0 | 0 | 0 | 0 | 0 | 0 | 0 | 0 | 0 | 0 | 0 | 0 | 0 | 0 | 0 | 0 | 1 | 1 | 1 | 1 | 1 | 1 | 1 | 1 | 1 | 1 | 1 | 1 | 1 | 1 | 1 | 1 | 1 | 1 | 1 | 1 | 1 | 1 | 1 | 1 | 1 | 1 | 1 | 1 | 1 | 1 | 1 | 1 | 1 | 1 | 1 | 1 | 1 | 1 | 1 | 1 | 1 | 1 | 1 | 1 | 1 | 0 | 0 | 0 | 0 | 0 | 0 | 0 | 0 | 0 | 0 | 0 | 0 | 0 | 0 | 0 | 0 | 0 | 0 | 0 | 0 | end
2037 | 0 | 0 | 0 | 0 | 0 | 0 | 0 | 0 | 0 | 0 | 0 | 0 | 0 | 0 | 0 | 0 | 0 | 0 | 0 | 0 | 1 | 1 | 1 | 1 | 1 | 1 | 1 | 1 | 1 | 1 | 1 | 1 | 1 | 1 | 1 | 1 | 1 | 1 | 1 | 1 | 1 | 1 | 1 | 1 | 1 | 1 | 1 | 1 | 1 | 1 | 1 | 1 | 1 | 1 | 1 | 1 | 1 | 1 | 1 | 1 | 1 | 1 | 1 | 1 | 1 | 0 | 0 | 0 | 0 | 0 | 0 | 0 | 0 | 0 | 0 | 0 | 0 | 0 | 0 | 0 | 0 | 0 | 0 | 0 | end
2038 | 0 | 0 | 0 | 0 | 0 | 0 | 0 | 0 | 0 | 0 | 0 | 0 | 0 | 0 | 0 | 0 | 0 | 0 | 0 | 0 | 0 | 1 | 1 | 1 | 1 | 1 | 1 | 1 | 1 | 1 | 1 | 1 | 1 | 1 | 1 | 1 | 1 | 1 | 1 | 1 | 1 | 1 | 1 | 1 | 1 | 1 | 1 | 1 | 1 | 1 | 1 | 1 | 1 | 1 | 1 | 1 | 1 | 1 | 1 | 1 | 1 | 1 | 1 | 1 | 1 | 1 | 0 | 0 | 0 | 0 | 0 | 0 | 0 | 0 | 0 | 0 | 0 | 0 | 0 | 0 | 0 | 0 | 0 | 0 | end
2039 | 0 | 0 | 0 | 0 | 0 | 0 | 0 | 0 | 0 | 0 | 0 | 0 | 0 | 0 | 0 | 0 | 0 | 0 | 0 | 0 | 0 | 0 | 1 | 1 | 1 | 1 | 1 | 1 | 1 | 1 | 1 | 1 | 1 | 1 | 1 | 1 | 1 | 1 | 1 | 1 | 1 | 1 | 1 | 1 | 1 | 1 | 1 | 1 | 1 | 1 | 1 | 1 | 1 | 1 | 1 | 1 | 1 | 1 | 1 | 1 | 1 | 1 | 1 | 1 | 1 | 1 | 1 | 0 | 0 | 0 | 0 | 0 | 0 | 0 | 0 | 0 | 0 | 0 | 0 | 0 | 0 | 0 | 0 | 0 | end
2040 | 0 | 0 | 0 | 0 | 0 | 0 | 0 | 0 | 0 | 0 | 0 | 0 | 0 | 0 | 0 | 0 | 0 | 0 | 0 | 0 | 0 | 0 | 0 | 1 | 1 | 1 | 1 | 1 | 1 | 1 | 1 | 1 | 1 | 1 | 1 | 1 | 1 | 1 | 1 | 1 | 1 | 1 | 1 | 1 | 1 | 1 | 1 | 1 | 1 | 1 | 1 | 1 | 1 | 1 | 1 | 1 | 1 | 1 | 1 | 1 | 1 | 1 | 1 | 1 | 1 | 1 | 1 | 1 | 0 | 0 | 0 | 0 | 0 | 0 | 0 | 0 | 0 | 0 | 0 | 0 | 0 | 0 | 0 | 0 | end
2041 | 0 | 0 | 0 | 0 | 0 | 0 | 0 | 0 | 0 | 0 | 0 | 0 | 0 | 0 | 0 | 0 | 0 | 0 | 0 | 0 | 0 | 0 | 0 | 0 | 1 | 1 | 1 | 1 | 1 | 1 | 1 | 1 | 1 | 1 | 1 | 1 | 1 | 1 | 1 | 1 | 1 | 1 | 1 | 1 | 1 | 1 | 1 | 1 | 1 | 1 | 1 | 1 | 1 | 1 | 1 | 1 | 1 | 1 | 1 | 1 | 1 | 1 | 1 | 1 | 1 | 1 | 1 | 1 | 1 | 0 | 0 | 0 | 0 | 0 | 0 | 0 | 0 | 0 | 0 | 0 | 0 | 0 | 0 | 0 | end
2042 | 0 | 0 | 0 | 0 | 0 | 0 | 0 | 0 | 0 | 0 | 0 | 0 | 0 | 0 | 0 | 0 | 0 | 0 | 0 | 0 | 0 | 0 | 0 | 0 | 0 | 1 | 1 | 1 | 1 | 1 | 1 | 1 | 1 | 1 | 1 | 1 | 1 | 1 | 1 | 1 | 1 | 1 | 1 | 1 | 1 | 1 | 1 | 1 | 1 | 1 | 1 | 1 | 1 | 1 | 1 | 1 | 1 | 1 | 1 | 1 | 1 | 1 | 1 | 1 | 1 | 1 | 1 | 1 | 1 | 1 | 0 | 0 | 0 | 0 | 0 | 0 | 0 | 0 | 0 | 0 | 0 | 0 | 0 | 0 | end
2043 | 0 | 0 | 0 | 0 | 0 | 0 | 0 | 0 | 0 | 0 | 0 | 0 | 0 | 0 | 0 | 0 | 0 | 0 | 0 | 0 | 0 | 0 | 0 | 0 | 0 | 0 | 1 | 1 | 1 | 1 | 1 | 1 | 1 | 1 | 1 | 1 | 1 | 1 | 1 | 1 | 1 | 1 | 1 | 1 | 1 | 1 | 1 | 1 | 1 | 1 | 1 | 1 | 1 | 1 | 1 | 1 | 1 | 1 | 1 | 1 | 1 | 1 | 1 | 1 | 1 | 1 | 1 | 1 | 1 | 1 | 1 | 0 | 0 | 0 | 0 | 0 | 0 | 0 | 0 | 0 | 0 | 0 | 0 | 0 | end
2044 | 0 | 0 | 0 | 0 | 0 | 0 | 0 | 0 | 0 | 0 | 0 | 0 | 0 | 0 | 0 | 0 | 0 | 0 | 0 | 0 | 0 | 0 | 0 | 0 | 0 | 0 | 0 | 1 | 1 | 1 | 1 | 1 | 1 | 1 | 1 | 1 | 1 | 1 | 1 | 1 | 1 | 1 | 1 | 1 | 1 | 1 | 1 | 1 | 1 | 1 | 1 | 1 | 1 | 1 | 1 | 1 | 1 | 1 | 1 | 1 | 1 | 1 | 1 | 1 | 1 | 1 | 1 | 1 | 1 | 1 | 1 | 1 | 0 | 0 | 0 | 0 | 0 | 0 | 0 | 0 | 0 | 0 | 0 | 0 | end
2045 | 0 | 0 | 0 | 0 | 0 | 0 | 0 | 0 | 0 | 0 | 0 | 0 | 0 | 0 | 0 | 0 | 0 | 0 | 0 | 0 | 0 | 0 | 0 | 0 | 0 | 0 | 0 | 0 | 1 | 1 | 1 | 1 | 1 | 1 | 1 | 1 | 1 | 1 | 1 | 1 | 1 | 1 | 1 | 1 | 1 | 1 | 1 | 1 | 1 | 1 | 1 | 1 | 1 | 1 | 1 | 1 | 1 | 1 | 1 | 1 | 1 | 1 | 1 | 1 | 1 | 1 | 1 | 1 | 1 | 1 | 1 | 1 | 1 | 0 | 0 | 0 | 0 | 0 | 0 | 0 | 0 | 0 | 0 | 0 | end
2046 | 0 | 0 | 0 | 0 | 0 | 0 | 0 | 0 | 0 | 0 | 0 | 0 | 0 | 0 | 0 | 0 | 0 | 0 | 0 | 0 | 0 | 0 | 0 | 0 | 0 | 0 | 0 | 0 | 0 | 1 | 1 | 1 | 1 | 1 | 1 | 1 | 1 | 1 | 1 | 1 | 1 | 1 | 1 | 1 | 1 | 1 | 1 | 1 | 1 | 1 | 1 | 1 | 1 | 1 | 1 | 1 | 1 | 1 | 1 | 1 | 1 | 1 | 1 | 1 | 1 | 1 | 1 | 1 | 1 | 1 | 1 | 1 | 1 | 1 | 0 | 0 | 0 | 0 | 0 | 0 | 0 | 0 | 0 | 0 | end
2047 | 0 | 0 | 0 | 0 | 0 | 0 | 0 | 0 | 0 | 0 | 0 | 0 | 0 | 0 | 0 | 0 | 0 | 0 | 0 | 0 | 0 | 0 | 0 | 0 | 0 | 0 | 0 | 0 | 0 | 0 | 1 | 1 | 1 | 1 | 1 | 1 | 1 | 1 | 1 | 1 | 1 | 1 | 1 | 1 | 1 | 1 | 1 | 1 | 1 | 1 | 1 | 1 | 1 | 1 | 1 | 1 | 1 | 1 | 1 | 1 | 1 | 1 | 1 | 1 | 1 | 1 | 1 | 1 | 1 | 1 | 1 | 1 | 1 | 1 | 1 | 0 | 0 | 0 | 0 | 0 | 0 | 0 | 0 | 0 | end
2048 | 0 | 0 | 0 | 0 | 0 | 0 | 0 | 0 | 0 | 0 | 0 | 0 | 0 | 0 | 0 | 0 | 0 | 0 | 0 | 0 | 0 | 0 | 0 | 0 | 0 | 0 | 0 | 0 | 0 | 0 | 0 | 1 | 1 | 1 | 1 | 1 | 1 | 1 | 1 | 1 | 1 | 1 | 1 | 1 | 1 | 1 | 1 | 1 | 1 | 1 | 1 | 1 | 1 | 1 | 1 | 1 | 1 | 1 | 1 | 1 | 1 | 1 | 1 | 1 | 1 | 1 | 1 | 1 | 1 | 1 | 1 | 1 | 1 | 1 | 1 | 1 | 0 | 0 | 0 | 0 | 0 | 0 | 0 | 0 | end
2049 | 0 | 0 | 0 | 0 | 0 | 0 | 0 | 0 | 0 | 0 | 0 | 0 | 0 | 0 | 0 | 0 | 0 | 0 | 0 | 0 | 0 | 0 | 0 | 0 | 0 | 0 | 0 | 0 | 0 | 0 | 0 | 0 | 1 | 1 | 1 | 1 | 1 | 1 | 1 | 1 | 1 | 1 | 1 | 1 | 1 | 1 | 1 | 1 | 1 | 1 | 1 | 1 | 1 | 1 | 1 | 1 | 1 | 1 | 1 | 1 | 1 | 1 | 1 | 1 | 1 | 1 | 1 | 1 | 1 | 1 | 1 | 1 | 1 | 1 | 1 | 1 | 1 | 0 | 0 | 0 | 0 | 0 | 0 | 0 | end
2050 | 0 | 0 | 0 | 0 | 0 | 0 | 0 | 0 | 0 | 0 | 0 | 0 | 0 | 0 | 0 | 0 | 0 | 0 | 0 | 0 | 0 | 0 | 0 | 0 | 0 | 0 | 0 | 0 | 0 | 0 | 0 | 0 | 0 | 1 | 1 | 1 | 1 | 1 | 1 | 1 | 1 | 1 | 1 | 1 | 1 | 1 | 1 | 1 | 1 | 1 | 1 | 1 | 1 | 1 | 1 | 1 | 1 | 1 | 1 | 1 | 1 | 1 | 1 | 1 | 1 | 1 | 1 | 1 | 1 | 1 | 1 | 1 | 1 | 1 | 1 | 1 | 1 | 1 | 0 | 0 | 0 | 0 | 0 | 0 | end
2051 | 0 | 0 | 0 | 0 | 0 | 0 | 0 | 0 | 0 | 0 | 0 | 0 | 0 | 0 | 0 | 0 | 0 | 0 | 0 | 0 | 0 | 0 | 0 | 0 | 0 | 0 | 0 | 0 | 0 | 0 | 0 | 0 | 0 | 0 | 1 | 1 | 1 | 1 | 1 | 1 | 1 | 1 | 1 | 1 | 1 | 1 | 1 | 1 | 1 | 1 | 1 | 1 | 1 | 1 | 1 | 1 | 1 | 1 | 1 | 1 | 1 | 1 | 1 | 1 | 1 | 1 | 1 | 1 | 1 | 1 | 1 | 1 | 1 | 1 | 1 | 1 | 1 | 1 | 1 | 0 | 0 | 0 | 0 | 0 | end
2052 | 0 | 0 | 0 | 0 | 0 | 0 | 0 | 0 | 0 | 0 | 0 | 0 | 0 | 0 | 0 | 0 | 0 | 0 | 0 | 0 | 0 | 0 | 0 | 0 | 0 | 0 | 0 | 0 | 0 | 0 | 0 | 0 | 0 | 0 | 0 | 1 | 1 | 1 | 1 | 1 | 1 | 1 | 1 | 1 | 1 | 1 | 1 | 1 | 1 | 1 | 1 | 1 | 1 | 1 | 1 | 1 | 1 | 1 | 1 | 1 | 1 | 1 | 1 | 1 | 1 | 1 | 1 | 1 | 1 | 1 | 1 | 1 | 1 | 1 | 1 | 1 | 1 | 1 | 1 | 1 | 0 | 0 | 0 | 0 | end
2053 | 0 | 0 | 0 | 0 | 0 | 0 | 0 | 0 | 0 | 0 | 0 | 0 | 0 | 0 | 0 | 0 | 0 | 0 | 0 | 0 | 0 | 0 | 0 | 0 | 0 | 0 | 0 | 0 | 0 | 0 | 0 | 0 | 0 | 0 | 0 | 0 | 1 | 1 | 1 | 1 | 1 | 1 | 1 | 1 | 1 | 1 | 1 | 1 | 1 | 1 | 1 | 1 | 1 | 1 | 1 | 1 | 1 | 1 | 1 | 1 | 1 | 1 | 1 | 1 | 1 | 1 | 1 | 1 | 1 | 1 | 1 | 1 | 1 | 1 | 1 | 1 | 1 | 1 | 1 | 1 | 1 | 0 | 0 | 0 | end
2054 | 0 | 0 | 0 | 0 | 0 | 0 | 0 | 0 | 0 | 0 | 0 | 0 | 0 | 0 | 0 | 0 | 0 | 0 | 0 | 0 | 0 | 0 | 0 | 0 | 0 | 0 | 0 | 0 | 0 | 0 | 0 | 0 | 0 | 0 | 0 | 0 | 0 | 1 | 1 | 1 | 1 | 1 | 1 | 1 | 1 | 1 | 1 | 1 | 1 | 1 | 1 | 1 | 1 | 1 | 1 | 1 | 1 | 1 | 1 | 1 | 1 | 1 | 1 | 1 | 1 | 1 | 1 | 1 | 1 | 1 | 1 | 1 | 1 | 1 | 1 | 1 | 1 | 1 | 1 | 1 | 1 | 1 | 0 | 0 | end
2055 | 0 | 0 | 0 | 0 | 0 | 0 | 0 | 0 | 0 | 0 | 0 | 0 | 0 | 0 | 0 | 0 | 0 | 0 | 0 | 0 | 0 | 0 | 0 | 0 | 0 | 0 | 0 | 0 | 0 | 0 | 0 | 0 | 0 | 0 | 0 | 0 | 0 | 0 | 1 | 1 | 1 | 1 | 1 | 1 | 1 | 1 | 1 | 1 | 1 | 1 | 1 | 1 | 1 | 1 | 1 | 1 | 1 | 1 | 1 | 1 | 1 | 1 | 1 | 1 | 1 | 1 | 1 | 1 | 1 | 1 | 1 | 1 | 1 | 1 | 1 | 1 | 1 | 1 | 1 | 1 | 1 | 1 | 1 | 0 | end
2056 | 0 | 0 | 0 | 0 | 0 | 0 | 0 | 0 | 0 | 0 | 0 | 0 | 0 | 0 | 0 | 0 | 0 | 0 | 0 | 0 | 0 | 0 | 0 | 0 | 0 | 0 | 0 | 0 | 0 | 0 | 0 | 0 | 0 | 0 | 0 | 0 | 0 | 0 | 0 | 1 | 1 | 1 | 1 | 1 | 1 | 1 | 1 | 1 | 1 | 1 | 1 | 1 | 1 | 1 | 1 | 1 | 1 | 1 | 1 | 1 | 1 | 1 | 1 | 1 | 1 | 1 | 1 | 1 | 1 | 1 | 1 | 1 | 1 | 1 | 1 | 1 | 1 | 1 | 1 | 1 | 1 | 1 | 1 | 0 | end
2057 | 0 | 0 | 0 | 0 | 0 | 0 | 0 | 0 | 0 | 0 | 0 | 0 | 0 | 0 | 0 | 0 | 0 | 0 | 0 | 0 | 0 | 0 | 0 | 0 | 0 | 0 | 0 | 0 | 0 | 0 | 0 | 0 | 0 | 0 | 0 | 0 | 0 | 0 | 0 | 0 | 1 | 1 | 1 | 1 | 1 | 1 | 1 | 1 | 1 | 1 | 1 | 1 | 1 | 1 | 1 | 1 | 1 | 1 | 1 | 1 | 1 | 1 | 1 | 1 | 1 | 1 | 1 | 1 | 1 | 1 | 1 | 1 | 1 | 1 | 1 | 1 | 1 | 1 | 1 | 1 | 1 | 1 | 1 | 0 | end
2058 | 0 | 0 | 0 | 0 | 0 | 0 | 0 | 0 | 0 | 0 | 0 | 0 | 0 | 0 | 0 | 0 | 0 | 0 | 0 | 0 | 0 | 0 | 0 | 0 | 0 | 0 | 0 | 0 | 0 | 0 | 0 | 0 | 0 | 0 | 0 | 0 | 0 | 0 | 0 | 0 | 0 | 1 | 1 | 1 | 1 | 1 | 1 | 1 | 1 | 1 | 1 | 1 | 1 | 1 | 1 | 1 | 1 | 1 | 1 | 1 | 1 | 1 | 1 | 1 | 1 | 1 | 1 | 1 | 1 | 1 | 1 | 1 | 1 | 1 | 1 | 1 | 1 | 1 | 1 | 1 | 1 | 1 | 1 | 0 | end
2059 | 0 | 0 | 0 | 0 | 0 | 0 | 0 | 0 | 0 | 0 | 0 | 0 | 0 | 0 | 0 | 0 | 0 | 0 | 0 | 0 | 0 | 0 | 0 | 0 | 0 | 0 | 0 | 0 | 0 | 0 | 0 | 0 | 0 | 0 | 0 | 0 | 0 | 0 | 0 | 0 | 0 | 0 | 1 | 1 | 1 | 1 | 1 | 1 | 1 | 1 | 1 | 1 | 1 | 1 | 1 | 1 | 1 | 1 | 1 | 1 | 1 | 1 | 1 | 1 | 1 | 1 | 1 | 1 | 1 | 1 | 1 | 1 | 1 | 1 | 1 | 1 | 1 | 1 | 1 | 1 | 1 | 1 | 1 | 0 | end
2060 | 0 | 0 | 0 | 0 | 0 | 0 | 0 | 0 | 0 | 0 | 0 | 0 | 0 | 0 | 0 | 0 | 0 | 0 | 0 | 0 | 0 | 0 | 0 | 0 | 0 | 0 | 0 | 0 | 0 | 0 | 0 | 0 | 0 | 0 | 0 | 0 | 0 | 0 | 0 | 0 | 0 | 0 | 0 | 1 | 1 | 1 | 1 | 1 | 1 | 1 | 1 | 1 | 1 | 1 | 1 | 1 | 1 | 1 | 1 | 1 | 1 | 1 | 1 | 1 | 1 | 1 | 1 | 1 | 1 | 1 | 1 | 1 | 1 | 1 | 1 | 1 | 1 | 1 | 1 | 1 | 1 | 1 | 1 | 0 | end
2061 | 0 | 0 | 0 | 0 | 0 | 0 | 0 | 0 | 0 | 0 | 0 | 0 | 0 | 0 | 0 | 0 | 0 | 0 | 0 | 0 | 0 | 0 | 0 | 0 | 0 | 0 | 0 | 0 | 0 | 0 | 0 | 0 | 0 | 0 | 0 | 0 | 0 | 0 | 0 | 0 | 0 | 0 | 0 | 0 | 1 | 1 | 1 | 1 | 1 | 1 | 1 | 1 | 1 | 1 | 1 | 1 | 1 | 1 | 1 | 1 | 1 | 1 | 1 | 1 | 1 | 1 | 1 | 1 | 1 | 1 | 1 | 1 | 1 | 1 | 1 | 1 | 1 | 1 | 1 | 1 | 1 | 1 | 1 | 0 | end
2062 | 0 | 0 | 0 | 0 | 0 | 0 | 0 | 0 | 0 | 0 | 0 | 0 | 0 | 0 | 0 | 0 | 0 | 0 | 0 | 0 | 0 | 0 | 0 | 0 | 0 | 0 | 0 | 0 | 0 | 0 | 0 | 0 | 0 | 0 | 0 | 0 | 0 | 0 | 0 | 0 | 0 | 0 | 0 | 0 | 0 | 1 | 1 | 1 | 1 | 1 | 1 | 1 | 1 | 1 | 1 | 1 | 1 | 1 | 1 | 1 | 1 | 1 | 1 | 1 | 1 | 1 | 1 | 1 | 1 | 1 | 1 | 1 | 1 | 1 | 1 | 1 | 1 | 1 | 1 | 1 | 1 | 1 | 1 | 0 | end
2063 | 0 | 0 | 0 | 0 | 0 | 0 | 0 | 0 | 0 | 0 | 0 | 0 | 0 | 0 | 0 | 0 | 0 | 0 | 0 | 0 | 0 | 0 | 0 | 0 | 0 | 0 | 0 | 0 | 0 | 0 | 0 | 0 | 0 | 0 | 0 | 0 | 0 | 0 | 0 | 0 | 0 | 0 | 0 | 0 | 0 | 0 | 1 | 1 | 1 | 1 | 1 | 1 | 1 | 1 | 1 | 1 | 1 | 1 | 1 | 1 | 1 | 1 | 1 | 1 | 1 | 1 | 1 | 1 | 1 | 1 | 1 | 1 | 1 | 1 | 1 | 1 | 1 | 1 | 1 | 1 | 1 | 1 | 1 | 0 | end
2064 | 0 | 0 | 0 | 0 | 0 | 0 | 0 | 0 | 0 | 0 | 0 | 0 | 0 | 0 | 0 | 0 | 0 | 0 | 0 | 0 | 0 | 0 | 0 | 0 | 0 | 0 | 0 | 0 | 0 | 0 | 0 | 0 | 0 | 0 | 0 | 0 | 0 | 0 | 0 | 0 | 0 | 0 | 0 | 0 | 0 | 0 | 0 | 1 | 1 | 1 | 1 | 1 | 1 | 1 | 1 | 1 | 1 | 1 | 1 | 1 | 1 | 1 | 1 | 1 | 1 | 1 | 1 | 1 | 1 | 1 | 1 | 1 | 1 | 1 | 1 | 1 | 1 | 1 | 1 | 1 | 1 | 1 | 1 | 0 | end
2065 | 0 | 0 | 0 | 0 | 0 | 0 | 0 | 0 | 0 | 0 | 0 | 0 | 0 | 0 | 0 | 0 | 0 | 0 | 0 | 0 | 0 | 0 | 0 | 0 | 0 | 0 | 0 | 0 | 0 | 0 | 0 | 0 | 0 | 0 | 0 | 0 | 0 | 0 | 0 | 0 | 0 | 0 | 0 | 0 | 0 | 0 | 0 | 0 | 1 | 1 | 1 | 1 | 1 | 1 | 1 | 1 | 1 | 1 | 1 | 1 | 1 | 1 | 1 | 1 | 1 | 1 | 1 | 1 | 1 | 1 | 1 | 1 | 1 | 1 | 1 | 1 | 1 | 1 | 1 | 1 | 1 | 1 | 1 | 0 | end
2066 | 0 | 0 | 0 | 0 | 0 | 0 | 0 | 0 | 0 | 0 | 0 | 0 | 0 | 0 | 0 | 0 | 0 | 0 | 0 | 0 | 0 | 0 | 0 | 0 | 0 | 0 | 0 | 0 | 0 | 0 | 0 | 0 | 0 | 0 | 0 | 0 | 0 | 0 | 0 | 0 | 0 | 0 | 0 | 0 | 0 | 0 | 0 | 0 | 0 | 1 | 1 | 1 | 1 | 1 | 1 | 1 | 1 | 1 | 1 | 1 | 1 | 1 | 1 | 1 | 1 | 1 | 1 | 1 | 1 | 1 | 1 | 1 | 1 | 1 | 1 | 1 | 1 | 1 | 1 | 1 | 1 | 1 | 1 | 0 | end
2067 | 0 | 0 | 0 | 0 | 0 | 0 | 0 | 0 | 0 | 0 | 0 | 0 | 0 | 0 | 0 | 0 | 0 | 0 | 0 | 0 | 0 | 0 | 0 | 0 | 0 | 0 | 0 | 0 | 0 | 0 | 0 | 0 | 0 | 0 | 0 | 0 | 0 | 0 | 0 | 0 | 0 | 0 | 0 | 0 | 0 | 0 | 0 | 0 | 0 | 0 | 1 | 1 | 1 | 1 | 1 | 1 | 1 | 1 | 1 | 1 | 1 | 1 | 1 | 1 | 1 | 1 | 1 | 1 | 1 | 1 | 1 | 1 | 1 | 1 | 1 | 1 | 1 | 1 | 1 | 1 | 1 | 1 | 1 | 0 | end
2068 | 0 | 0 | 0 | 0 | 0 | 0 | 0 | 0 | 0 | 0 | 0 | 0 | 0 | 0 | 0 | 0 | 0 | 0 | 0 | 0 | 0 | 0 | 0 | 0 | 0 | 0 | 0 | 0 | 0 | 0 | 0 | 0 | 0 | 0 | 0 | 0 | 0 | 0 | 0 | 0 | 0 | 0 | 0 | 0 | 0 | 0 | 0 | 0 | 0 | 0 | 0 | 1 | 1 | 1 | 1 | 1 | 1 | 1 | 1 | 1 | 1 | 1 | 1 | 1 | 1 | 1 | 1 | 1 | 1 | 1 | 1 | 1 | 1 | 1 | 1 | 1 | 1 | 1 | 1 | 1 | 1 | 1 | 1 | 0 | end
2069 | 0 | 0 | 0 | 0 | 0 | 0 | 0 | 0 | 0 | 0 | 0 | 0 | 0 | 0 | 0 | 0 | 0 | 0 | 0 | 0 | 0 | 0 | 0 | 0 | 0 | 0 | 0 | 0 | 0 | 0 | 0 | 0 | 0 | 0 | 0 | 0 | 0 | 0 | 0 | 0 | 0 | 0 | 0 | 0 | 0 | 0 | 0 | 0 | 0 | 0 | 0 | 0 | 1 | 1 | 1 | 1 | 1 | 1 | 1 | 1 | 1 | 1 | 1 | 1 | 1 | 1 | 1 | 1 | 1 | 1 | 1 | 1 | 1 | 1 | 1 | 1 | 1 | 1 | 1 | 1 | 1 | 1 | 1 | 0 | end
2070 | 0 | 0 | 0 | 0 | 0 | 0 | 0 | 0 | 0 | 0 | 0 | 0 | 0 | 0 | 0 | 0 | 0 | 0 | 0 | 0 | 0 | 0 | 0 | 0 | 0 | 0 | 0 | 0 | 0 | 0 | 0 | 0 | 0 | 0 | 0 | 0 | 0 | 0 | 0 | 0 | 0 | 0 | 0 | 0 | 0 | 0 | 0 | 0 | 0 | 0 | 0 | 0 | 0 | 1 | 1 | 1 | 1 | 1 | 1 | 1 | 1 | 1 | 1 | 1 | 1 | 1 | 1 | 1 | 1 | 1 | 1 | 1 | 1 | 1 | 1 | 1 | 1 | 1 | 1 | 1 | 1 | 1 | 1 | 0 | end
2071 | 0 | 0 | 0 | 0 | 0 | 0 | 0 | 0 | 0 | 0 | 0 | 0 | 0 | 0 | 0 | 0 | 0 | 0 | 0 | 0 | 0 | 0 | 0 | 0 | 0 | 0 | 0 | 0 | 0 | 0 | 0 | 0 | 0 | 0 | 0 | 0 | 0 | 0 | 0 | 0 | 0 | 0 | 0 | 0 | 0 | 0 | 0 | 0 | 0 | 0 | 0 | 0 | 0 | 0 | 1 | 1 | 1 | 1 | 1 | 1 | 1 | 1 | 1 | 1 | 1 | 1 | 1 | 1 | 1 | 1 | 1 | 1 | 1 | 1 | 1 | 1 | 1 | 1 | 1 | 1 | 1 | 1 | 1 | 0 | end
2072 | 0 | 0 | 0 | 0 | 0 | 0 | 0 | 0 | 0 | 0 | 0 | 0 | 0 | 0 | 0 | 0 | 0 | 0 | 0 | 0 | 0 | 0 | 0 | 0 | 0 | 0 | 0 | 0 | 0 | 0 | 0 | 0 | 0 | 0 | 0 | 0 | 0 | 0 | 0 | 0 | 0 | 0 | 0 | 0 | 0 | 0 | 0 | 0 | 0 | 0 | 0 | 0 | 0 | 0 | 0 | 1 | 1 | 1 | 1 | 1 | 1 | 1 | 1 | 1 | 1 | 1 | 1 | 1 | 1 | 1 | 1 | 1 | 1 | 1 | 1 | 1 | 1 | 1 | 1 | 1 | 1 | 1 | 1 | 0 | end
2073 | 0 | 0 | 0 | 0 | 0 | 0 | 0 | 0 | 0 | 0 | 0 | 0 | 0 | 0 | 0 | 0 | 0 | 0 | 0 | 0 | 0 | 0 | 0 | 0 | 0 | 0 | 0 | 0 | 0 | 0 | 0 | 0 | 0 | 0 | 0 | 0 | 0 | 0 | 0 | 0 | 0 | 0 | 0 | 0 | 0 | 0 | 0 | 0 | 0 | 0 | 0 | 0 | 0 | 0 | 0 | 0 | 1 | 1 | 1 | 1 | 1 | 1 | 1 | 1 | 1 | 1 | 1 | 1 | 1 | 1 | 1 | 1 | 1 | 1 | 1 | 1 | 1 | 1 | 1 | 1 | 1 | 1 | 1 | 0 | end
2074 | 0 | 0 | 0 | 0 | 0 | 0 | 0 | 0 | 0 | 0 | 0 | 0 | 0 | 0 | 0 | 0 | 0 | 0 | 0 | 0 | 0 | 0 | 0 | 0 | 0 | 0 | 0 | 0 | 0 | 0 | 0 | 0 | 0 | 0 | 0 | 0 | 0 | 0 | 0 | 0 | 0 | 0 | 0 | 0 | 0 | 0 | 0 | 0 | 0 | 0 | 0 | 0 | 0 | 0 | 0 | 0 | 0 | 1 | 1 | 1 | 1 | 1 | 1 | 1 | 1 | 1 | 1 | 1 | 1 | 1 | 1 | 1 | 1 | 1 | 1 | 1 | 1 | 1 | 1 | 1 | 1 | 1 | 1 | 0 | end
2075 | 0 | 0 | 0 | 0 | 0 | 0 | 0 | 0 | 0 | 0 | 0 | 0 | 0 | 0 | 0 | 0 | 0 | 0 | 0 | 0 | 0 | 0 | 0 | 0 | 0 | 0 | 0 | 0 | 0 | 0 | 0 | 0 | 0 | 0 | 0 | 0 | 0 | 0 | 0 | 0 | 0 | 0 | 0 | 0 | 0 | 0 | 0 | 0 | 0 | 0 | 0 | 0 | 0 | 0 | 0 | 0 | 0 | 0 | 1 | 1 | 1 | 1 | 1 | 1 | 1 | 1 | 1 | 1 | 1 | 1 | 1 | 1 | 1 | 1 | 1 | 1 | 1 | 1 | 1 | 1 | 1 | 1 | 1 | 0 | end
2076 | 0 | 0 | 0 | 0 | 0 | 0 | 0 | 0 | 0 | 0 | 0 | 0 | 0 | 0 | 0 | 0 | 0 | 0 | 0 | 0 | 0 | 0 | 0 | 0 | 0 | 0 | 0 | 0 | 0 | 0 | 0 | 0 | 0 | 0 | 0 | 0 | 0 | 0 | 0 | 0 | 0 | 0 | 0 | 0 | 0 | 0 | 0 | 0 | 0 | 0 | 0 | 0 | 0 | 0 | 0 | 0 | 0 | 0 | 0 | 1 | 1 | 1 | 1 | 1 | 1 | 1 | 1 | 1 | 1 | 1 | 1 | 1 | 1 | 1 | 1 | 1 | 1 | 1 | 1 | 1 | 1 | 1 | 1 | 0 | end
2077 | 0 | 0 | 0 | 0 | 0 | 0 | 0 | 0 | 0 | 0 | 0 | 0 | 0 | 0 | 0 | 0 | 0 | 0 | 0 | 0 | 0 | 0 | 0 | 0 | 0 | 0 | 0 | 0 | 0 | 0 | 0 | 0 | 0 | 0 | 0 | 0 | 0 | 0 | 0 | 0 | 0 | 0 | 0 | 0 | 0 | 0 | 0 | 0 | 0 | 0 | 0 | 0 | 0 | 0 | 0 | 0 | 0 | 0 | 0 | 0 | 1 | 1 | 1 | 1 | 1 | 1 | 1 | 1 | 1 | 1 | 1 | 1 | 1 | 1 | 1 | 1 | 1 | 1 | 1 | 1 | 1 | 1 | 1 | 0 | end
Exclude societal benefits
Note on E16: Dheeraj Viswanath: Please specify safety consquence factor. A default factor of 6.25 has been applied aligned with CNAIM v2.1

## Fixed Data - Inflation
Fixed data - Inflation
RIIO-ED2 Cost Benefit Analysis template
Calendar Year | Regulatory Year | Average Index | Coversion from FY to 2017/18 | Conversion from FY to 2020/21 | Inverse Conversion from FY to 2020/21
2005 | 2004/05 | 188.15 | 1.4611 | 1.5635 | 0.6396
2006 | 2005/06 | 193.1083 | 1.4236 | 1.5233 | 0.65646
2007 | 2006/07 | 200.3167 | 1.3724 | 1.4685 | 0.68096
2008 | 2007/08 | 208.5917 | 1.3179 | 1.4103 | 0.70909
2009 | 2008/09 | 214.7833 | 1.2799 | 1.3696 | 0.73014
2010 | 2009/10 | 215.7667 | 1.2741 | 1.3634 | 0.73348
2011 | 2010/11 | 226.475 | 1.2139 | 1.2989 | 0.76989
2012 | 2011/12 | 237.3417 | 1.1583 | 1.2394 | 0.80683
2013 | 2012/13 | 244.675 | 1.1236 | 1.2023 | 0.83176
2014 | 2013/14 | 251.7333 | 1.0921 | 1.1686 | 0.85575
2015 | 2014/15 | 256.6667 | 1.0711 | 1.1461 | 0.87252
2016 | 2015/16 | 259.4333 | 1.0596 | 1.1339 | 0.88193
2017 | 2016/17 | 264.9917 | 1.0374 | 1.1101 | 0.90082
2018 | 2017/18 | 274.9083 | 1 | 1.0701 | 0.93453
2019 | 2018/19 | 283.3083 | 0.97035 | 1.0383 | 0.96309
2020 | 2019/20 | 290.6417 | 0.94587 | 1.0121 | 0.98802
2021 | 2020/21 | 294.1667 | 0.93453 | 1 | 1
RIIO-ED2 PCFM
| 2005-03-31 | 2006-03-31 | 2007-03-31 | 2008-03-31 | 2009-03-31 | 2010-03-31 | 2011-03-31 | 2012-03-31 | 2013-03-31 | 2014-03-31 | 2015-03-31 | 2016-03-31 | 2017-03-31 | 2018-03-31 | 2019-03-31 | 2020-03-31 | 2021-03-31 | 2022-03-31 | 2023-03-31 | 2024-03-31 | 2025-03-31 | 2026-03-31 | 2027-03-31 | 2028-03-31
Calendar year | 2005 | 2006 | 2007 | 2008 | 2009 | 2010 | 2011 | 2012 | 2013 | 2014 | 2015 | 2016 | 2017 | 2018 | 2019 | 2020 | 2021 | 2022 | 2023 | 2024 | 2025 | 2026 | 2027 | 2028
Outturn/Forecast (financial year average inflation) | OUTTURN | OUTTURN | OUTTURN | OUTTURN | OUTTURN | OUTTURN | OUTTURN | OUTTURN | OUTTURN | OUTTURN | OUTTURN | OUTTURN | OUTTURN | OUTTURN | OUTTURN | OUTTURN | OUTTURN | FORECAST | FORECAST | FORECAST | FORECAST | FORECAST | FORECAST | FORECAST
Retail Prices Index (financial year average) | 188.15 | 193.1083 | 200.3167 | 208.5917 | 214.7833 | 215.7667 | 226.475 | 237.3417 | 244.675 | 251.7333 | 256.6667 | 259.4333 | 264.9917 | 274.9083 | 283.3083 | 290.6417 | 294.1667 | 307.4414 | 319.633 | 330.5571 | 340.947 | 351.1895 | 361.7251 | 372.5769
RPI inflation (financial year average) | 3.11% | 2.635% | 3.733% | 4.131% | 2.968% | 0.4578% | 4.963% | 4.798% | 3.09% | 2.885% | 1.96% | 1.078% | 2.142% | 3.742% | 3.056% | 2.588% | 1.213% | 4.513% | 3.966% | 3.418% | 3.143% | 3.004% | 3% | 3%
Consumer Prices Index incl. owner occupiers’ housing costs (financial year average) | 78.125 | 79.825 | 81.9167 | 83.825 | 86.8583 | 88.4333 | 90.9083 | 94.3083 | 96.5833 | 98.6 | 99.725 | 100.1667 | 101.5417 | 104.2167 | 106.4333 | 108.2417 | 109.1083 | 112.2517 | 115.2367 | 117.7499 | 120.1881 | 122.5944 | 125.0463 | 127.5472
CPIH inflation (financial year average) | 1.494% | 2.176% | 2.62% | 2.33% | 3.619% | 1.813% | 2.799% | 3.74% | 2.412% | 2.088% | 1.141% | 0.4429% | 1.373% | 2.634% | 2.127% | 1.699% | 0.8007% | 2.881% | 2.659% | 2.181% | 2.071% | 2.002% | 2% | 2%
Combined RPI-CPIH price index (financial year average) | 188.15 | 193.1083 | 200.3167 | 208.5917 | 214.7833 | 215.7667 | 226.475 | 237.3417 | 244.675 | 251.7333 | 256.6667 | 259.4333 | 264.9917 | 274.9083 | 283.3083 | 290.6417 | 294.1667 | 307.4414 | 319.633 | 328.6643 | 335.4698 | 342.1862 | 349.0299 | 356.0105
Combined RPI-CPIH inflation (financial year average) | 3.11% | 2.635% | 3.733% | 4.131% | 2.968% | 0.4578% | 4.963% | 4.798% | 3.09% | 2.885% | 1.96% | 1.078% | 2.142% | 3.742% | 3.056% | 2.588% | 1.213% | 4.513% | 3.966% | 2.826% | 2.071% | 2.002% | 2% | 2%
Combined RPI-CPIH real to nominal prices conversion factor | 0.64009 | 0.65696 | 0.68148 | 0.70964 | 0.7307 | 0.73405 | 0.77048 | 0.80744 | 0.83239 | 0.85575 | 0.87252 | 0.88193 | 0.90082 | 0.93453 | 0.96309 | 0.98802 | 1 | 1.0451 | 1.0866 | 1.1173 | 1.1404 | 1.1632 | 1.1865 | 1.2102
Long term CPIH inflation forecast | [19 empty] | 2% | 2% | 2% | 2% | 2%

## Risk Register
Risk Register
RIIO-ED2 Cost Benefit Analysis template

## Baseline Scenario
Baseline Scenario
RIIO-ED2 Cost Benefit Analysis template
| CBA - Baseline Scenario | Baseline Scenario
|  |  |  | RIIO-ED2 |  |  |  |  | RIIO-ED3 |  |  |  |  | RIIO-ED4 |  |  |  |  | RIIO-ED5 |  |  |  |  | RIIO-ED6 |  |  |  |  | RIIO-ED7 |  |  |  |  | RIIO-ED8 |  |  |  |  | RIIO-ED9 |  |  |  |  | RIIO-ED10 |  |  |  |  | RIIO-ED11 |  |  |  |  | RIIO-ED12 |  |  |  |  | RIIO-ED13
|  |  | 0 | 1 | 2 | 3 | 4 | 5 | 6 | 7 | 8 | 9 | 10 | 11 | 12 | 13 | 14 | 15 | 16 | 17 | 18 | 19 | 20 | 21 | 22 | 23 | 24 | 25 | 26 | 27 | 28 | 29 | 30 | 31 | 32 | 33 | 34 | 35 | 36 | 37 | 38 | 39 | 40 | 41 | 42 | 43 | 44 | 45 | 46 | 47 | 48 | 49 | 50 | 51 | 52 | 53 | 54 | 55 | 56 | 57 | 58 | 59 | 60
|  | Calculation | Units | 2024 | 2025 | 2026 | 2027 | 2028 | 2029 | 2030 | 2031 | 2032 | 2033 | 2034 | 2035 | 2036 | 2037 | 2038 | 2039 | 2040 | 2041 | 2042 | 2043 | 2044 | 2045 | 2046 | 2047 | 2048 | 2049 | 2050 | 2051 | 2052 | 2053 | 2054 | 2055 | 2056 | 2057 | 2058 | 2059 | 2060 | 2061 | 2062 | 2063 | 2064 | 2065 | 2066 | 2067 | 2068 | 2069 | 2070 | 2071 | 2072 | 2073 | 2074 | 2075 | 2076 | 2077 | 2078 | 2079 | 2080 | 2081 | 2082 | 2083
Investment | Inspections & Maintenance | [Add notes here] | £m
| Asset Replacement | [Add notes here] | £m
| Please specify | [Add notes here] | £m
| Please specify | [Add notes here] | £m
| Please specify | [Add notes here] | £m
| Total investment | [Add notes here] | £m | 0 | 0 | 0 | 0 | 0 | 0 | 0 | 0 | 0 | 0 | 0 | 0 | 0 | 0 | 0 | 0 | 0 | 0 | 0 | 0 | 0 | 0 | 0 | 0 | 0 | 0 | 0 | 0 | 0 | 0 | 0 | 0 | 0 | 0 | 0 | 0 | 0 | 0 | 0 | 0 | 0 | 0 | 0 | 0 | 0 | 0 | 0 | 0 | 0 | 0 | 0 | 0 | 0 | 0 | 0 | 0 | 0 | 0 | 0 | 0
Societal costs (£m) | Losses |  | £m | 0 | 0 | 0 | 0 | 0 | 0 | 0 | 0 | 0 | 0 | 0 | 0 | 0 | 0 | 0 | 0 | 0 | 0 | 0 | 0 | 0 | 0 | 0 | 0 | 0 | 0 | 0 | 0 | 0 | 0 | 0 | 0 | 0 | 0 | 0 | 0 | 0 | 0 | 0 | 0 | 0 | 0 | 0 | 0 | 0 | 0 | 0 | 0 | 0 | 0 | 0 | 0 | 0 | 0 | 0 | 0 | 0 | 0 | 0 | 0
| CO2e associated with losses |  | £m | 0 | 0 | 0 | 0 | 0 | 0 | 0 | 0 | 0 | 0 | 0 | 0 | 0 | 0 | 0 | 0 | 0 | 0 | 0 | 0 | 0 | 0 | 0 | 0 | 0 | 0 | 0 | 0 | 0 | 0 | 0 | 0 | 0 | 0 | 0 | 0 | 0 | 0 | 0 | 0 | 0 | 0 | 0 | 0 | 0 | 0 | 0 | 0 | 0 | 0 | 0 | 0 | 0 | 0 | 0 | 0 | 0 | 0 | 0 | 0
| Customer interruptions (CI) |  | £m | 0 | 0 | 0 | 0 | 0 | 0 | 0 | 0 | 0 | 0 | 0 | 0 | 0 | 0 | 0 | 0 | 0 | 0 | 0 | 0 | 0 | 0 | 0 | 0 | 0 | 0 | 0 | 0 | 0 | 0 | 0 | 0 | 0 | 0 | 0 | 0 | 0 | 0 | 0 | 0 | 0 | 0 | 0 | 0 | 0 | 0 | 0 | 0 | 0 | 0 | 0 | 0 | 0 | 0 | 0 | 0 | 0 | 0 | 0 | 0
| Customer minutes lost (CML) |  | £m | 0 | 0 | 0 | 0 | 0 | 0 | 0 | 0 | 0 | 0 | 0 | 0 | 0 | 0 | 0 | 0 | 0 | 0 | 0 | 0 | 0 | 0 | 0 | 0 | 0 | 0 | 0 | 0 | 0 | 0 | 0 | 0 | 0 | 0 | 0 | 0 | 0 | 0 | 0 | 0 | 0 | 0 | 0 | 0 | 0 | 0 | 0 | 0 | 0 | 0 | 0 | 0 | 0 | 0 | 0 | 0 | 0 | 0 | 0 | 0
| Other GHG emissions (CO2e) i.e. not associated with losses |  | £m | 0 | 0 | 0 | 0 | 0 | 0 | 0 | 0 | 0 | 0 | 0 | 0 | 0 | 0 | 0 | 0 | 0 | 0 | 0 | 0 | 0 | 0 | 0 | 0 | 0 | 0 | 0 | 0 | 0 | 0 | 0 | 0 | 0 | 0 | 0 | 0 | 0 | 0 | 0 | 0 | 0 | 0 | 0 | 0 | 0 | 0 | 0 | 0 | 0 | 0 | 0 | 0 | 0 | 0 | 0 | 0 | 0 | 0 | 0 | 0
| Fatality |  | £m | 0 | 0 | 0 | 0 | 0 | 0 | 0 | 0 | 0 | 0 | 0 | 0 | 0 | 0 | 0 | 0 | 0 | 0 | 0 | 0 | 0 | 0 | 0 | 0 | 0 | 0 | 0 | 0 | 0 | 0 | 0 | 0 | 0 | 0 | 0 | 0 | 0 | 0 | 0 | 0 | 0 | 0 | 0 | 0 | 0 | 0 | 0 | 0 | 0 | 0 | 0 | 0 | 0 | 0 | 0 | 0 | 0 | 0 | 0 | 0
| Major injury |  | £m | 0 | 0 | 0 | 0 | 0 | 0 | 0 | 0 | 0 | 0 | 0 | 0 | 0 | 0 | 0 | 0 | 0 | 0 | 0 | 0 | 0 | 0 | 0 | 0 | 0 | 0 | 0 | 0 | 0 | 0 | 0 | 0 | 0 | 0 | 0 | 0 | 0 | 0 | 0 | 0 | 0 | 0 | 0 | 0 | 0 | 0 | 0 | 0 | 0 | 0 | 0 | 0 | 0 | 0 | 0 | 0 | 0 | 0 | 0 | 0
| Oil leakage |  | £m | 0 | 0 | 0 | 0 | 0 | 0 | 0 | 0 | 0 | 0 | 0 | 0 | 0 | 0 | 0 | 0 | 0 | 0 | 0 | 0 | 0 | 0 | 0 | 0 | 0 | 0 | 0 | 0 | 0 | 0 | 0 | 0 | 0 | 0 | 0 | 0 | 0 | 0 | 0 | 0 | 0 | 0 | 0 | 0 | 0 | 0 | 0 | 0 | 0 | 0 | 0 | 0 | 0 | 0 | 0 | 0 | 0 | 0 | 0 | 0
| Other 1 (specify) | [Add notes here] | £m
| Other 2 (specify) | [Add notes here] | £m
| Other 3 (specify) | [Add notes here] | £m
| Total societal net benefits |  | £m | 0 | 0 | 0 | 0 | 0 | 0 | 0 | 0 | 0 | 0 | 0 | 0 | 0 | 0 | 0 | 0 | 0 | 0 | 0 | 0 | 0 | 0 | 0 | 0 | 0 | 0 | 0 | 0 | 0 | 0 | 0 | 0 | 0 | 0 | 0 | 0 | 0 | 0 | 0 | 0 | 0 | 0 | 0 | 0 | 0 | 0 | 0 | 0 | 0 | 0 | 0 | 0 | 0 | 0 | 0 | 0 | 0 | 0 | 0 | 0
Non-DNO (eg societal) benefits
Societal costs | Reduced losses |  | MWh
| Reduced emissions associated with losses |  | tCO2e | 0 | 0 | 0 | 0 | 0 | 0 | 0 | 0 | 0 | 0 | 0 | 0 | 0 | 0 | 0 | 0 | 0 | 0 | 0 | 0 | 0 | 0 | 0 | 0 | 0 | 0 | 0 | 0 | 0 | 0 | 0 | 0 | 0 | 0 | 0 | 0 | 0 | 0 | 0 | 0 | 0 | 0 | 0 | 0 | 0 | 0 | 0 | 0 | 0 | 0 | 0 | 0 | 0 | 0 | 0 | 0 | 0 | 0 | 0 | 0
| Reduced number of customers interrupted |  | no.
| Reduced customer minutes lost |  | Mins
| Reduced emissions (not associated with losses)1 |  | tCO2e
| Reduced probability of fatality2 |  | %
| Reduced probability of major injury2 |  | %
| Reduced oil leakage |  | Litres
| Monetised Risk - Memo Line |  | £m
1 | Includes all GHG not associated with losses e.g. SF6 converted to tCO2e using Defra conversion factors
http://www.defra.gov.uk/publications/2012/05/30/pb13773-2012-ghg-conversion/
Where losses are entered in terms of MWh, the CO2e associated with those losses will be calculated based on an assumed GHG conversion factor. The tCO2e are monetised using DECC traded carbon values.
All other GHG emissions not associated with losses should be entered in row 33 to avoid double counting.
2 | http://www.hse.gov.uk/risk/theory/alarpcheck.htm
Please specify
Asset Replacement
Atypicals Non Sev Weather
Atypicals Non Sev Weather (excluded from Totex)
Atypicals Non Sev Weather (Non Price Control)
Blackstart
BT21CN
Civil Works Condition Driven
Closely Associated Indirects
Connection costs outside of the price control
Connections within the price control
Core BS
Core CAI
De Minimis
Directly remunerated services (excluding connections, other consented activities, legacy meters and de minimis)
Dismantlement
Diversions (Excluding Rail Electrification)
Diversions (Rail Electrification)
Environmental Reporting
Fault Level Reinforcement
Faults
Flood Mitigation
High Value Projects DPCR5
High Value Projects RIIO-ED1
High Value Projects RIIO-ED2
IFI & LCN Fund
Innovation in ED2 (NEW)
Inspections
Inspections & Maintenance
IT and Telecoms (Non-Op)
IT& Telecoms (Business Support)
Legacy meters
Legal & Safety
Losses
Monitoring equipment (Secondary Network)
Network Innovation Allowance (NIA)
Network Innovation Competition (NIC)
Network Operating Costs
New Transmission Capacity Charges
ONIs
Operational IT and telecoms
Operational Training (CAI)
Other consented Activities
Other costs within Price Control
Other Non Activity Based Costs
Out of Area Networks
Overhead Line Clearances
Pass through
Physical Security
Property (Non-Op)
Property Mgt
QoS & North of Scotland Resilience
Refurbishment non NARM
Refurbishment NARM
Reinforcement (Primary Network)
Reinforcement (Secondary Network)
Remote Generation Opex
Repair and Maintenance
Rising and Lateral Mains
Severe Weather 1 in 20
Shetland
Small Tools and Equipment
Smart Metering Roll Out
Smart Meters
Substation Electricity
Tree Cutting
Vehicles and Transport (CAI)
Vehicles and Transport (Non-Op)
Visual Amenity
Wayleaves
Worst Served Customers
Whole Systems Cost - Other Electricity Distribution Licensees
Whole Systems Cost - Electricity Transmission Licensees
Note on B44: Dheeraj Viswanath: This line records the total monetised risk of the modelled scenario. It acts as a cross-reference between the CBA and NARM BPDTs and should not directly link to any formulas in the CBA analysis above.

## Workings baseline
Baseline Scenario
RIIO-ED2 Cost Benefit Analysis template
Workings / assumptions used for costing Baseline
Use this sheet to provide details of assumptions and calculation methodology used in CBA model

## Option 1
Option 1
RIIO-ED2 Cost Benefit Analysis template
| Tier 2 Compliant Replacement | The proactive replacement of end of life HV transformers with low loss units compliant with latest EU regulation of transformer losses
| Term (years from first year of RIIO-ED2) | NPV (£m)
| 10 | -2.2421
| 20 | -2.631
| 30 | -2.8736
| 45 | -3.0304
| 48 | -2.9822
| First year of investment out flow | 2024 |  | RIIO-ED2 |  |  |  |  | RIIO-ED3 |  |  |  |  | RIIO-ED4 |  |  |  |  | RIIO-ED5 |  |  |  |  | RIIO-ED6 |  |  |  |  | RIIO-ED7 |  |  |  |  | RIIO-ED8 |  |  |  |  | RIIO-ED9 |  |  |  |  | RIIO-ED10 |  |  |  |  | RIIO-ED11 |  |  |  |  | RIIO-ED12 |  |  |  |  | RIIO-ED13
|  |  | 0 | 1 | 2 | 3 | 4 | 5 | 6 | 7 | 8 | 9 | 10 | 11 | 12 | 13 | 14 | 15 | 16 | 17 | 18 | 19 | 20 | 21 | 22 | 23 | 24 | 25 | 26 | 27 | 28 | 29 | 30 | 31 | 32 | 33 | 34 | 35 | 36 | 37 | 38 | 39 | 40 | 41 | 42 | 43 | 44 | 45 | 46 | 47 | 48 | 49 | 50 | 51 | 52 | 53 | 54 | 55 | 56 | 57 | 58 | 59 | 60
|  | Calculation | Units | 2024 | 2025 | 2026 | 2027 | 2028 | 2029 | 2030 | 2031 | 2032 | 2033 | 2034 | 2035 | 2036 | 2037 | 2038 | 2039 | 2040 | 2041 | 2042 | 2043 | 2044 | 2045 | 2046 | 2047 | 2048 | 2049 | 2050 | 2051 | 2052 | 2053 | 2054 | 2055 | 2056 | 2057 | 2058 | 2050 | 2060 | 2061 | 2062 | 2063 | 2064 | 2065 | 2066 | 2067 | 2068 | 2069 | 2070 | 2071 | 2072 | 2073 | 2074 | 2075 | 2076 | 2077 | 2078 | 2079 | 2080 | 2081 | 2082 | 2083
Investment | Asset Replacement | 6.6/11kV Transformer (GM) @£16.3k | £m | RIIO-ED2 1 2024: -1.001; RIIO-ED2 2 2025: -1.001; RIIO-ED2 3 2026: -1.001; RIIO-ED2 4 2027: -1.0142; RIIO-ED2 5 2028: -1.0142
| Please specify | [Add notes here] | £m
| Please specify | [Add notes here] | £m
| Please specify | [Add notes here] | £m
| Please specify | [Add notes here] | £m
| Total investment |  | £m | -1.001 | -1.001 | -1.001 | -1.0142 | -1.0142 | 0 | 0 | 0 | 0 | 0 | 0 | 0 | 0 | 0 | 0 | 0 | 0 | 0 | 0 | 0 | 0 | 0 | 0 | 0 | 0 | 0 | 0 | 0 | 0 | 0 | 0 | 0 | 0 | 0 | 0 | 0 | 0 | 0 | 0 | 0 | 0 | 0 | 0 | 0 | 0 | 0 | 0 | 0 | 0 | 0 | 0 | 0 | 0 | 0 | 0 | 0 | 0 | 0 | 0 | 0
Avoided DNO costs | Inspections & Maintenance |  | £m
| Asset Replacement |  | £m
| Please specify | [Add notes here] | £m
| Please specify | [Add notes here] | £m
| Please specify | [Add notes here] | £m
| Please specify | [Add notes here] | £m
| Total avoided DNO costs |  | £m | 0 | 0 | 0 | 0 | 0 | 0 | 0 | 0 | 0 | 0 | 0 | 0 | 0 | 0 | 0 | 0 | 0 | 0 | 0 | 0 | 0 | 0 | 0 | 0 | 0 | 0 | 0 | 0 | 0 | 0 | 0 | 0 | 0 | 0 | 0 | 0 | 0 | 0 | 0 | 0 | 0 | 0 | 0 | 0 | 0 | 0 | 0 | 0 | 0 | 0 | 0 | 0 | 0 | 0 | 0 | 0 | 0 | 0 | 0 | 0
| Total DNO net benefits before capitalisation | (1) = investment + DNO benefits | £m | -1.001 | -1.001 | -1.001 | -1.0142 | -1.0142 | 0 | 0 | 0 | 0 | 0 | 0 | 0 | 0 | 0 | 0 | 0 | 0 | 0 | 0 | 0 | 0 | 0 | 0 | 0 | 0 | 0 | 0 | 0 | 0 | 0 | 0 | 0 | 0 | 0 | 0 | 0 | 0 | 0 | 0 | 0 | 0 | 0 | 0 | 0 | 0 | 0 | 0 | 0 | 0 | 0 | 0 | 0 | 0 | 0 | 0 | 0 | 0 | 0 | 0 | 0
| Capitalisation rates | (2) | % | 65% | 65% | 65% | 65% | 65% | 65% | 65% | 65% | 65% | 65% | 65% | 65% | 65% | 65% | 65% | 65% | 65% | 65% | 65% | 65% | 65% | 65% | 65% | 65% | 65% | 65% | 65% | 65% | 65% | 65% | 65% | 65% | 65% | 65% | 65% | 65% | 65% | 65% | 65% | 65% | 65% | 65% | 65% | 65% | 65% | 65% | 65% | 65% | 65% | 65% | 65% | 65% | 65% | 65% | 65% | 65% | 65% | 65% | 65% | 65%
| Capitalised investment | (3)=(1)x(2) | £m | -0.65068 | -0.65068 | -0.65068 | -0.65924 | -0.65924 | 0 | 0 | 0 | 0 | 0 | 0 | 0 | 0 | 0 | 0 | 0 | 0 | 0 | 0 | 0 | 0 | 0 | 0 | 0 | 0 | 0 | 0 | 0 | 0 | 0 | 0 | 0 | 0 | 0 | 0 | 0 | 0 | 0 | 0 | 0 | 0 | 0 | 0 | 0 | 0 | 0 | 0 | 0 | 0 | 0 | 0 | 0 | 0 | 0 | 0 | 0 | 0 | 0 | 0 | 0
| Investment to be expensed | (4)=(1)-(3) | £m | -0.35036 | -0.35036 | -0.35036 | -0.35497 | -0.35497 | 0 | 0 | 0 | 0 | 0 | 0 | 0 | 0 | 0 | 0 | 0 | 0 | 0 | 0 | 0 | 0 | 0 | 0 | 0 | 0 | 0 | 0 | 0 | 0 | 0 | 0 | 0 | 0 | 0 | 0 | 0 | 0 | 0 | 0 | 0 | 0 | 0 | 0 | 0 | 0 | 0 | 0 | 0 | 0 | 0 | 0 | 0 | 0 | 0 | 0 | 0 | 0 | 0 | 0 | 0
| Depn of 2024 additions | (5)2024=(3)2024*Dep_ratet | £m |  | -0.014459 | -0.014459 | -0.014459 | -0.014459 | -0.014459 | -0.014459 | -0.014459 | -0.014459 | -0.014459 | -0.014459 | -0.014459 | -0.014459 | -0.014459 | -0.014459 | -0.014459 | -0.014459 | -0.014459 | -0.014459 | -0.014459 | -0.014459 | -0.014459 | -0.014459 | -0.014459 | -0.014459 | -0.014459 | -0.014459 | -0.014459 | -0.014459 | -0.014459 | -0.014459 | -0.014459 | -0.014459 | -0.014459 | -0.014459 | -0.014459 | -0.014459 | -0.014459 | -0.014459 | -0.014459 | -0.014459 | -0.014459 | -0.014459 | -0.014459 | -0.014459 | -0.014459
| Depn of 2025 additions | (5)2025=(3)2025*Dep_ratet | £m |  |  | -0.014459 | -0.014459 | -0.014459 | -0.014459 | -0.014459 | -0.014459 | -0.014459 | -0.014459 | -0.014459 | -0.014459 | -0.014459 | -0.014459 | -0.014459 | -0.014459 | -0.014459 | -0.014459 | -0.014459 | -0.014459 | -0.014459 | -0.014459 | -0.014459 | -0.014459 | -0.014459 | -0.014459 | -0.014459 | -0.014459 | -0.014459 | -0.014459 | -0.014459 | -0.014459 | -0.014459 | -0.014459 | -0.014459 | -0.014459 | -0.014459 | -0.014459 | -0.014459 | -0.014459 | -0.014459 | -0.014459 | -0.014459 | -0.014459 | -0.014459 | -0.014459 | -0.014459
| Depn of 2026 additions | (5)2026=(3)2026*Dep_ratet | £m |  |  |  | -0.014459 | -0.014459 | -0.014459 | -0.014459 | -0.014459 | -0.014459 | -0.014459 | -0.014459 | -0.014459 | -0.014459 | -0.014459 | -0.014459 | -0.014459 | -0.014459 | -0.014459 | -0.014459 | -0.014459 | -0.014459 | -0.014459 | -0.014459 | -0.014459 | -0.014459 | -0.014459 | -0.014459 | -0.014459 | -0.014459 | -0.014459 | -0.014459 | -0.014459 | -0.014459 | -0.014459 | -0.014459 | -0.014459 | -0.014459 | -0.014459 | -0.014459 | -0.014459 | -0.014459 | -0.014459 | -0.014459 | -0.014459 | -0.014459 | -0.014459 | -0.014459 | -0.014459
| Depn of 2027 additions | (5)2027=(3)2027*Dep_ratet | £m |  |  |  |  | -0.01465 | -0.01465 | -0.01465 | -0.01465 | -0.01465 | -0.01465 | -0.01465 | -0.01465 | -0.01465 | -0.01465 | -0.01465 | -0.01465 | -0.01465 | -0.01465 | -0.01465 | -0.01465 | -0.01465 | -0.01465 | -0.01465 | -0.01465 | -0.01465 | -0.01465 | -0.01465 | -0.01465 | -0.01465 | -0.01465 | -0.01465 | -0.01465 | -0.01465 | -0.01465 | -0.01465 | -0.01465 | -0.01465 | -0.01465 | -0.01465 | -0.01465 | -0.01465 | -0.01465 | -0.01465 | -0.01465 | -0.01465 | -0.01465 | -0.01465 | -0.01465 | -0.01465
| Depn of 2028 additions | (5)2028=(3)2028*Dep_ratet | £m | [5 empty] | -0.01465 | -0.01465 | -0.01465 | -0.01465 | -0.01465 | -0.01465 | -0.01465 | -0.01465 | -0.01465 | -0.01465 | -0.01465 | -0.01465 | -0.01465 | -0.01465 | -0.01465 | -0.01465 | -0.01465 | -0.01465 | -0.01465 | -0.01465 | -0.01465 | -0.01465 | -0.01465 | -0.01465 | -0.01465 | -0.01465 | -0.01465 | -0.01465 | -0.01465 | -0.01465 | -0.01465 | -0.01465 | -0.01465 | -0.01465 | -0.01465 | -0.01465 | -0.01465 | -0.01465 | -0.01465 | -0.01465 | -0.01465 | -0.01465 | -0.01465 | -0.01465 | -0.01465
| Depn of 2029 additions | (5)2029=(3)2029*Dep_ratet | £m | [6 empty] | 0 | 0 | 0 | 0 | 0 | 0 | 0 | 0 | 0 | 0 | 0 | 0 | 0 | 0 | 0 | 0 | 0 | 0 | 0 | 0 | 0 | 0 | 0 | 0 | 0 | 0 | 0 | 0 | 0 | 0 | 0 | 0 | 0 | 0 | 0 | 0 | 0 | 0 | 0 | 0 | 0 | 0 | 0 | 0 | 0
| Depn of 2030 additions | (5)2030=(3)2030*Dep_ratet | £m | [7 empty] | 0 | 0 | 0 | 0 | 0 | 0 | 0 | 0 | 0 | 0 | 0 | 0 | 0 | 0 | 0 | 0 | 0 | 0 | 0 | 0 | 0 | 0 | 0 | 0 | 0 | 0 | 0 | 0 | 0 | 0 | 0 | 0 | 0 | 0 | 0 | 0 | 0 | 0 | 0 | 0 | 0 | 0 | 0 | 0 | 0
| Depn of 2031 additions | (5)2031=(3)2031*Dep_ratet | £m | [8 empty] | 0 | 0 | 0 | 0 | 0 | 0 | 0 | 0 | 0 | 0 | 0 | 0 | 0 | 0 | 0 | 0 | 0 | 0 | 0 | 0 | 0 | 0 | 0 | 0 | 0 | 0 | 0 | 0 | 0 | 0 | 0 | 0 | 0 | 0 | 0 | 0 | 0 | 0 | 0 | 0 | 0 | 0 | 0 | 0 | 0
| Depn of 2032 additions | (5)2032=(3)2032*Dep_ratet | £m | [9 empty] | 0 | 0 | 0 | 0 | 0 | 0 | 0 | 0 | 0 | 0 | 0 | 0 | 0 | 0 | 0 | 0 | 0 | 0 | 0 | 0 | 0 | 0 | 0 | 0 | 0 | 0 | 0 | 0 | 0 | 0 | 0 | 0 | 0 | 0 | 0 | 0 | 0 | 0 | 0 | 0 | 0 | 0 | 0 | 0 | 0
| Depn of 2033 additions | (5)2033=(3)2033*Dep_ratet | £m | [10 empty] | 0 | 0 | 0 | 0 | 0 | 0 | 0 | 0 | 0 | 0 | 0 | 0 | 0 | 0 | 0 | 0 | 0 | 0 | 0 | 0 | 0 | 0 | 0 | 0 | 0 | 0 | 0 | 0 | 0 | 0 | 0 | 0 | 0 | 0 | 0 | 0 | 0 | 0 | 0 | 0 | 0 | 0 | 0 | 0 | 0
| Depn of 2034 additions | (5)2034=(3)2034*Dep_ratet | £m | [11 empty] | 0 | 0 | 0 | 0 | 0 | 0 | 0 | 0 | 0 | 0 | 0 | 0 | 0 | 0 | 0 | 0 | 0 | 0 | 0 | 0 | 0 | 0 | 0 | 0 | 0 | 0 | 0 | 0 | 0 | 0 | 0 | 0 | 0 | 0 | 0 | 0 | 0 | 0 | 0 | 0 | 0 | 0 | 0 | 0 | 0
| Depn of 2035 additions | (5)2035=(3)2035*Dep_ratet | £m | [12 empty] | 0 | 0 | 0 | 0 | 0 | 0 | 0 | 0 | 0 | 0 | 0 | 0 | 0 | 0 | 0 | 0 | 0 | 0 | 0 | 0 | 0 | 0 | 0 | 0 | 0 | 0 | 0 | 0 | 0 | 0 | 0 | 0 | 0 | 0 | 0 | 0 | 0 | 0 | 0 | 0 | 0 | 0 | 0 | 0 | 0
| Depn of 2036 additions | (5)2036=(3)2036*Dep_ratet | £m | [13 empty] | 0 | 0 | 0 | 0 | 0 | 0 | 0 | 0 | 0 | 0 | 0 | 0 | 0 | 0 | 0 | 0 | 0 | 0 | 0 | 0 | 0 | 0 | 0 | 0 | 0 | 0 | 0 | 0 | 0 | 0 | 0 | 0 | 0 | 0 | 0 | 0 | 0 | 0 | 0 | 0 | 0 | 0 | 0 | 0 | 0
| Depn of 2037 additions | (5)2037=(3)2037*Dep_ratet | £m | [14 empty] | 0 | 0 | 0 | 0 | 0 | 0 | 0 | 0 | 0 | 0 | 0 | 0 | 0 | 0 | 0 | 0 | 0 | 0 | 0 | 0 | 0 | 0 | 0 | 0 | 0 | 0 | 0 | 0 | 0 | 0 | 0 | 0 | 0 | 0 | 0 | 0 | 0 | 0 | 0 | 0 | 0 | 0 | 0 | 0 | 0
| Depn of 2038 additions | (5)2038=(3)2038*Dep_ratet | £m | [15 empty] | 0 | 0 | 0 | 0 | 0 | 0 | 0 | 0 | 0 | 0 | 0 | 0 | 0 | 0 | 0 | 0 | 0 | 0 | 0 | 0 | 0 | 0 | 0 | 0 | 0 | 0 | 0 | 0 | 0 | 0 | 0 | 0 | 0 | 0 | 0 | 0 | 0 | 0 | 0 | 0 | 0 | 0 | 0 | 0 | 0
| Depn of 2039 additions | (5)2039=(3)2039*Dep_ratet | £m | [16 empty] | 0 | 0 | 0 | 0 | 0 | 0 | 0 | 0 | 0 | 0 | 0 | 0 | 0 | 0 | 0 | 0 | 0 | 0 | 0 | 0 | 0 | 0 | 0 | 0 | 0 | 0 | 0 | 0 | 0 | 0 | 0 | 0 | 0 | 0 | 0 | 0 | 0 | 0 | 0 | 0 | 0 | 0 | 0 | 0
| Depn of 2040 additions | (5)2040=(3)2040*Dep_ratet | £m | [17 empty] | 0 | 0 | 0 | 0 | 0 | 0 | 0 | 0 | 0 | 0 | 0 | 0 | 0 | 0 | 0 | 0 | 0 | 0 | 0 | 0 | 0 | 0 | 0 | 0 | 0 | 0 | 0 | 0 | 0 | 0 | 0 | 0 | 0 | 0 | 0 | 0 | 0 | 0 | 0 | 0 | 0 | 0 | 0
| Depn of 2041 additions | (5)2041=(3)2041*Dep_ratet | £m | [18 empty] | 0 | 0 | 0 | 0 | 0 | 0 | 0 | 0 | 0 | 0 | 0 | 0 | 0 | 0 | 0 | 0 | 0 | 0 | 0 | 0 | 0 | 0 | 0 | 0 | 0 | 0 | 0 | 0 | 0 | 0 | 0 | 0 | 0 | 0 | 0 | 0 | 0 | 0 | 0 | 0 | 0 | 0
| Depn of 2042 additions | (5)2042=(3)2042*Dep_ratet | £m | [19 empty] | 0 | 0 | 0 | 0 | 0 | 0 | 0 | 0 | 0 | 0 | 0 | 0 | 0 | 0 | 0 | 0 | 0 | 0 | 0 | 0 | 0 | 0 | 0 | 0 | 0 | 0 | 0 | 0 | 0 | 0 | 0 | 0 | 0 | 0 | 0 | 0 | 0 | 0 | 0 | 0 | 0
| Depn of 2043 additions | (5)2043=(3)2043*Dep_ratet | £m | [20 empty] | 0 | 0 | 0 | 0 | 0 | 0 | 0 | 0 | 0 | 0 | 0 | 0 | 0 | 0 | 0 | 0 | 0 | 0 | 0 | 0 | 0 | 0 | 0 | 0 | 0 | 0 | 0 | 0 | 0 | 0 | 0 | 0 | 0 | 0 | 0 | 0 | 0 | 0 | 0 | 0
| Depn of 2044 additions | (5)2044=(3)2044*Dep_ratet | £m | [21 empty] | 0 | 0 | 0 | 0 | 0 | 0 | 0 | 0 | 0 | 0 | 0 | 0 | 0 | 0 | 0 | 0 | 0 | 0 | 0 | 0 | 0 | 0 | 0 | 0 | 0 | 0 | 0 | 0 | 0 | 0 | 0 | 0 | 0 | 0 | 0 | 0 | 0 | 0 | 0
| Depn of 2045 additions | (5)2045=(3)2045*Dep_ratet | £m | [22 empty] | 0 | 0 | 0 | 0 | 0 | 0 | 0 | 0 | 0 | 0 | 0 | 0 | 0 | 0 | 0 | 0 | 0 | 0 | 0 | 0 | 0 | 0 | 0 | 0 | 0 | 0 | 0 | 0 | 0 | 0 | 0 | 0 | 0 | 0 | 0 | 0 | 0 | 0
| Depn of 2046 additions | (5)2046=(3)2046*Dep_ratet | £m | [23 empty] | 0 | 0 | 0 | 0 | 0 | 0 | 0 | 0 | 0 | 0 | 0 | 0 | 0 | 0 | 0 | 0 | 0 | 0 | 0 | 0 | 0 | 0 | 0 | 0 | 0 | 0 | 0 | 0 | 0 | 0 | 0 | 0 | 0 | 0 | 0 | 0 | 0
| Depn of 2047 additions | (5)2047=(3)2047*Dep_ratet | £m | [24 empty] | 0 | 0 | 0 | 0 | 0 | 0 | 0 | 0 | 0 | 0 | 0 | 0 | 0 | 0 | 0 | 0 | 0 | 0 | 0 | 0 | 0 | 0 | 0 | 0 | 0 | 0 | 0 | 0 | 0 | 0 | 0 | 0 | 0 | 0 | 0 | 0
| Depn of 2048 additions | (5)2048=(3)2048*Dep_ratet | £m | RIIO-ED7 26 2049: 0; RIIO-ED7 27 2050: 0; RIIO-ED7 28 2051: 0; RIIO-ED7 29 2052: 0; RIIO-ED7 30 2053: 0; RIIO-ED8 31 2054: 0; RIIO-ED8 32 2055: 0; RIIO-ED8 33 2056: 0; RIIO-ED8 34 2057: 0; RIIO-ED8 35 2058: 0; RIIO-ED9 36 2050: 0; RIIO-ED9 37 2060: 0; RIIO-ED9 38 2061: 0; RIIO-ED9 39 2062: 0; RIIO-ED9 40 2063: 0; RIIO-ED10 41 2064: 0; RIIO-ED10 42 2065: 0; RIIO-ED10 43 2066: 0; RIIO-ED10 44 2067: 0; RIIO-ED10 45 2068: 0; RIIO-ED11 46 2069: 0; RIIO-ED11 47 2070: 0; RIIO-ED11 48 2071: 0; RIIO-ED11 49 2072: 0; RIIO-ED11 50 2073: 0; RIIO-ED12 51 2074: 0; RIIO-ED12 52 2075: 0; RIIO-ED12 53 2076: 0; RIIO-ED12 54 2077: 0; RIIO-ED12 55 2078: 0; RIIO-ED13 56 2079: 0; RIIO-ED13 57 2080: 0; RIIO-ED13 58 2081: 0; RIIO-ED13 59 2082: 0; RIIO-ED13 60 2083: 0
| Depn of 2049 additions | (5)2049=(3)2049*Dep_ratet | £m | RIIO-ED7 27 2050: 0; RIIO-ED7 28 2051: 0; RIIO-ED7 29 2052: 0; RIIO-ED7 30 2053: 0; RIIO-ED8 31 2054: 0; RIIO-ED8 32 2055: 0; RIIO-ED8 33 2056: 0; RIIO-ED8 34 2057: 0; RIIO-ED8 35 2058: 0; RIIO-ED9 36 2050: 0; RIIO-ED9 37 2060: 0; RIIO-ED9 38 2061: 0; RIIO-ED9 39 2062: 0; RIIO-ED9 40 2063: 0; RIIO-ED10 41 2064: 0; RIIO-ED10 42 2065: 0; RIIO-ED10 43 2066: 0; RIIO-ED10 44 2067: 0; RIIO-ED10 45 2068: 0; RIIO-ED11 46 2069: 0; RIIO-ED11 47 2070: 0; RIIO-ED11 48 2071: 0; RIIO-ED11 49 2072: 0; RIIO-ED11 50 2073: 0; RIIO-ED12 51 2074: 0; RIIO-ED12 52 2075: 0; RIIO-ED12 53 2076: 0; RIIO-ED12 54 2077: 0; RIIO-ED12 55 2078: 0; RIIO-ED13 56 2079: 0; RIIO-ED13 57 2080: 0; RIIO-ED13 58 2081: 0; RIIO-ED13 59 2082: 0; RIIO-ED13 60 2083: 0
| Depn of 2050 additions | (5)2050=(3)2050*Dep_ratet | £m | RIIO-ED7 28 2051: 0; RIIO-ED7 29 2052: 0; RIIO-ED7 30 2053: 0; RIIO-ED8 31 2054: 0; RIIO-ED8 32 2055: 0; RIIO-ED8 33 2056: 0; RIIO-ED8 34 2057: 0; RIIO-ED8 35 2058: 0; RIIO-ED9 36 2050: 0; RIIO-ED9 37 2060: 0; RIIO-ED9 38 2061: 0; RIIO-ED9 39 2062: 0; RIIO-ED9 40 2063: 0; RIIO-ED10 41 2064: 0; RIIO-ED10 42 2065: 0; RIIO-ED10 43 2066: 0; RIIO-ED10 44 2067: 0; RIIO-ED10 45 2068: 0; RIIO-ED11 46 2069: 0; RIIO-ED11 47 2070: 0; RIIO-ED11 48 2071: 0; RIIO-ED11 49 2072: 0; RIIO-ED11 50 2073: 0; RIIO-ED12 51 2074: 0; RIIO-ED12 52 2075: 0; RIIO-ED12 53 2076: 0; RIIO-ED12 54 2077: 0; RIIO-ED12 55 2078: 0; RIIO-ED13 56 2079: 0; RIIO-ED13 57 2080: 0; RIIO-ED13 58 2081: 0; RIIO-ED13 59 2082: 0; RIIO-ED13 60 2083: 0
| Depn of 2051 additions | (5)2051=(3)2051*Dep_ratet | £m | RIIO-ED7 29 2052: 0; RIIO-ED7 30 2053: 0; RIIO-ED8 31 2054: 0; RIIO-ED8 32 2055: 0; RIIO-ED8 33 2056: 0; RIIO-ED8 34 2057: 0; RIIO-ED8 35 2058: 0; RIIO-ED9 36 2050: 0; RIIO-ED9 37 2060: 0; RIIO-ED9 38 2061: 0; RIIO-ED9 39 2062: 0; RIIO-ED9 40 2063: 0; RIIO-ED10 41 2064: 0; RIIO-ED10 42 2065: 0; RIIO-ED10 43 2066: 0; RIIO-ED10 44 2067: 0; RIIO-ED10 45 2068: 0; RIIO-ED11 46 2069: 0; RIIO-ED11 47 2070: 0; RIIO-ED11 48 2071: 0; RIIO-ED11 49 2072: 0; RIIO-ED11 50 2073: 0; RIIO-ED12 51 2074: 0; RIIO-ED12 52 2075: 0; RIIO-ED12 53 2076: 0; RIIO-ED12 54 2077: 0; RIIO-ED12 55 2078: 0; RIIO-ED13 56 2079: 0; RIIO-ED13 57 2080: 0; RIIO-ED13 58 2081: 0; RIIO-ED13 59 2082: 0; RIIO-ED13 60 2083: 0
| Depn of 2052 additions | (5)2052=(3)2052*Dep_ratet | £m | RIIO-ED7 30 2053: 0; RIIO-ED8 31 2054: 0; RIIO-ED8 32 2055: 0; RIIO-ED8 33 2056: 0; RIIO-ED8 34 2057: 0; RIIO-ED8 35 2058: 0; RIIO-ED9 36 2050: 0; RIIO-ED9 37 2060: 0; RIIO-ED9 38 2061: 0; RIIO-ED9 39 2062: 0; RIIO-ED9 40 2063: 0; RIIO-ED10 41 2064: 0; RIIO-ED10 42 2065: 0; RIIO-ED10 43 2066: 0; RIIO-ED10 44 2067: 0; RIIO-ED10 45 2068: 0; RIIO-ED11 46 2069: 0; RIIO-ED11 47 2070: 0; RIIO-ED11 48 2071: 0; RIIO-ED11 49 2072: 0; RIIO-ED11 50 2073: 0; RIIO-ED12 51 2074: 0; RIIO-ED12 52 2075: 0; RIIO-ED12 53 2076: 0; RIIO-ED12 54 2077: 0; RIIO-ED12 55 2078: 0; RIIO-ED13 56 2079: 0; RIIO-ED13 57 2080: 0; RIIO-ED13 58 2081: 0; RIIO-ED13 59 2082: 0; RIIO-ED13 60 2083: 0
| Depn of 2053 additions | (5)2053=(3)2053*Dep_ratet | £m | RIIO-ED8 31 2054: 0; RIIO-ED8 32 2055: 0; RIIO-ED8 33 2056: 0; RIIO-ED8 34 2057: 0; RIIO-ED8 35 2058: 0; RIIO-ED9 36 2050: 0; RIIO-ED9 37 2060: 0; RIIO-ED9 38 2061: 0; RIIO-ED9 39 2062: 0; RIIO-ED9 40 2063: 0; RIIO-ED10 41 2064: 0; RIIO-ED10 42 2065: 0; RIIO-ED10 43 2066: 0; RIIO-ED10 44 2067: 0; RIIO-ED10 45 2068: 0; RIIO-ED11 46 2069: 0; RIIO-ED11 47 2070: 0; RIIO-ED11 48 2071: 0; RIIO-ED11 49 2072: 0; RIIO-ED11 50 2073: 0; RIIO-ED12 51 2074: 0; RIIO-ED12 52 2075: 0; RIIO-ED12 53 2076: 0; RIIO-ED12 54 2077: 0; RIIO-ED12 55 2078: 0; RIIO-ED13 56 2079: 0; RIIO-ED13 57 2080: 0; RIIO-ED13 58 2081: 0; RIIO-ED13 59 2082: 0; RIIO-ED13 60 2083: 0
| Depreciation | (5)=∑(5)t | £m | 0 | -0.014459 | -0.028919 | -0.043378 | -0.058028 | -0.072678 | -0.072678 | -0.072678 | -0.072678 | -0.072678 | -0.072678 | -0.072678 | -0.072678 | -0.072678 | -0.072678 | -0.072678 | -0.072678 | -0.072678 | -0.072678 | -0.072678 | -0.072678 | -0.072678 | -0.072678 | -0.072678 | -0.072678 | -0.072678 | -0.072678 | -0.072678 | -0.072678 | -0.072678 | -0.072678 | -0.072678 | -0.072678 | -0.072678 | -0.072678 | -0.072678 | -0.072678 | -0.072678 | -0.072678 | -0.072678 | -0.072678 | -0.072678 | -0.072678 | -0.072678 | -0.072678 | -0.072678 | -0.058218 | -0.043759 | -0.029299 | -0.01465 | 0 | 0 | 0 | 0 | 0 | 0 | 0 | 0 | 0 | 0
| Opening RAV balance | (6op)t=(6cl)t-1 | £m | 0 | -0.65068 | -1.2869 | -1.9087 | -2.5245 | -3.1257 | -3.053 | -2.9804 | -2.9077 | -2.835 | -2.7623 | -2.6897 | -2.617 | -2.5443 | -2.4716 | -2.3989 | -2.3263 | -2.2536 | -2.1809 | -2.1082 | -2.0356 | -1.9629 | -1.8902 | -1.8175 | -1.7448 | -1.6722 | -1.5995 | -1.5268 | -1.4541 | -1.3815 | -1.3088 | -1.2361 | -1.1634 | -1.0907 | -1.0181 | -0.94538 | -0.87271 | -0.80003 | -0.72735 | -0.65467 | -0.58199 | -0.50932 | -0.43664 | -0.36396 | -0.29128 | -0.2186 | -0.14593 | -0.087708 | -0.043949 | -0.01465 | 1.6289e-15 | 1.6289e-15 | 1.6289e-15 | 1.6289e-15 | 1.6289e-15 | 1.6289e-15 | 1.6289e-15 | 1.6289e-15 | 1.6289e-15 | 1.6289e-15
| Discounted RAV balance | (6D)=(6cl)*(1/1+WACC)) | £m | -0.63166 | -1.2493 | -1.8529 | -2.4507 | -3.0344 | -2.9638 | -2.8933 | -2.8227 | -2.7522 | -2.6816 | -2.6111 | -2.5405 | -2.47 | -2.3994 | -2.3288 | -2.2583 | -2.1877 | -2.1172 | -2.0466 | -1.9761 | -1.9055 | -1.835 | -1.7644 | -1.6939 | -1.6233 | -1.5527 | -1.4822 | -1.4116 | -1.3411 | -1.2705 | -1.2 | -1.1294 | -1.0589 | -0.98831 | -0.91776 | -0.8472 | -0.77665 | -0.7061 | -0.63554 | -0.56499 | -0.49443 | -0.42388 | -0.35333 | -0.28277 | -0.21222 | -0.14166 | -0.085145 | -0.042665 | -0.014222 | 1.5813e-15 | 1.5813e-15 | 1.5813e-15 | 1.5813e-15 | 1.5813e-15 | 1.5813e-15 | 1.5813e-15 | 1.5813e-15 | 1.5813e-15 | 1.5813e-15 | 1.5813e-15
| Closing RAV balance | (6cl)=(3)-(5)+(6op) | £m | -0.65068 | -1.2869 | -1.9087 | -2.5245 | -3.1257 | -3.053 | -2.9804 | -2.9077 | -2.835 | -2.7623 | -2.6897 | -2.617 | -2.5443 | -2.4716 | -2.3989 | -2.3263 | -2.2536 | -2.1809 | -2.1082 | -2.0356 | -1.9629 | -1.8902 | -1.8175 | -1.7448 | -1.6722 | -1.5995 | -1.5268 | -1.4541 | -1.3815 | -1.3088 | -1.2361 | -1.1634 | -1.0907 | -1.0181 | -0.94538 | -0.87271 | -0.80003 | -0.72735 | -0.65467 | -0.58199 | -0.50932 | -0.43664 | -0.36396 | -0.29128 | -0.2186 | -0.14593 | -0.087708 | -0.043949 | -0.01465 | 1.6289e-15 | 1.6289e-15 | 1.6289e-15 | 1.6289e-15 | 1.6289e-15 | 1.6289e-15 | 1.6289e-15 | 1.6289e-15 | 1.6289e-15 | 1.6289e-15 | 1.6289e-15
| Cost of Capital | (6)=avg[(6D),(6op)]xWACC | £m | -0.0095065 | -0.028594 | -0.047254 | -0.065609 | -0.083661 | -0.091648 | -0.089492 | -0.087336 | -0.085181 | -0.083025 | -0.08087 | -0.078714 | -0.076558 | -0.074403 | -0.072247 | -0.070091 | -0.067936 | -0.06578 | -0.063624 | -0.061469 | -0.059313 | -0.057157 | -0.055002 | -0.052846 | -0.050691 | -0.048535 | -0.046379 | -0.044224 | -0.042068 | -0.039912 | -0.037757 | -0.035601 | -0.033445 | -0.03129 | -0.029134 | -0.026978 | -0.024823 | -0.022667 | -0.020512 | -0.018356 | -0.0162 | -0.014045 | -0.011889 | -0.0097333 | -0.0075777 | -0.005422 | -0.0034776 | -0.0019621 | -0.00087547 | -0.00022048 | 4.8314e-17 | 4.8314e-17 | 4.8314e-17 | 4.8314e-17 | 4.8314e-17 | 4.8314e-17 | 4.8314e-17 | 4.8314e-17 | 4.8314e-17 | 4.8314e-17
| Total Net DNO benefits | (7)=(4)+(5)+(6) | £m | -0.35987 | -0.39342 | -0.42654 | -0.46396 | -0.49666 | -0.16433 | -0.16217 | -0.16001 | -0.15786 | -0.1557 | -0.15355 | -0.15139 | -0.14924 | -0.14708 | -0.14492 | -0.14277 | -0.14061 | -0.13846 | -0.1363 | -0.13415 | -0.13199 | -0.12984 | -0.12768 | -0.12552 | -0.12337 | -0.12121 | -0.11906 | -0.1169 | -0.11475 | -0.11259 | -0.11043 | -0.10828 | -0.10612 | -0.10397 | -0.10181 | -0.099656 | -0.097501 | -0.095345 | -0.093189 | -0.091034 | -0.088878 | -0.086722 | -0.084567 | -0.082411 | -0.080256 | -0.0781 | -0.061696 | -0.045721 | -0.030175 | -0.01487 | 4.8314e-17 | 4.8314e-17 | 4.8314e-17 | 4.8314e-17 | 4.8314e-17 | 4.8314e-17 | 4.8314e-17 | 4.8314e-17 | 4.8314e-17 | 4.8314e-17
Societal benefits (£m) i.e. costs avoided | Losses |  | £m | 0 | 0.010813 | 0.021627 | 0.03244 | 0.043396 | 0.054352 | 0.054352 | 0.054352 | 0.054352 | 0.054352 | 0.054352 | 0.054352 | 0.054352 | 0.054352 | 0.054352 | 0.054352 | 0.054352 | 0.054352 | 0.054352 | 0.054352 | 0.054352 | 0.054352 | 0.054352 | 0.054352 | 0.054352 | 0.054352 | 0.054352 | 0.054352 | 0.054352 | 0.054352 | 0.054352 | 0.054352 | 0.054352 | 0.054352 | 0.054352 | 0.054352 | 0.054352 | 0.054352 | 0.054352 | 0.054352 | 0.054352 | 0.054352 | 0.054352 | 0.054352 | 0.054352 | 0.054352 | 0.054352 | 0.054352 | 0.054352 | 0.054352 | 0.054352 | 0.054352 | 0.054352 | 0 | 0 | 0 | 0 | 0 | 0 | 0
| CO2e associated with losses |  | £m | 0 | 0.0020717 | 0.0045494 | 0.0073658 | 0.010488 | 0.013818 | 0.015949 | 0.016715 | 0.017126 | 0.017602 | 0.017743 | 0.01793 | 0.017802 | 0.017698 | 0.017302 | 0.016907 | 0.016242 | 0.015557 | 0.014623 | 0.013648 | 0.012446 | 0.01118 | 0.0097086 | 0.008153 | 0.0064126 | 0.0045666 | 0.0025574 | 0.0026469 | 0.0027364 | 0.0027364 | 0.0028259 | 0.0029154 | 0.0029921 | 0.0030816 | 0.0030816 | 0.0031711 | 0.0032479 | 0.0033246 | 0.0034013 | 0.0034013 | 0.0034652 | 0.0035292 | 0.0035803 | 0.0036315 | 0.0036315 | 0.0036826 | 0.003721 | 0.0037593 | 0.0037593 | 0.0037977 | 0.0038233 | 0.0038489 | 0.0038744 | 0 | 0 | 0 | 0 | 0 | 0 | 0
| Customer interruptions (CI) |  | £m | 0 | 0.00035037 | 0.00070074 | 0.0010511 | 0.0014061 | 0.0017611 | 0.001673 | 0.0015894 | 0.0015099 | 0.0014344 | 0.0013627 | 0.0012945 | 0.0012298 | 0.0011683 | 0.0011099 | 0.0010544 | 0.0010017 | 0.00095161 | 0.00090403 | 0.00085883 | 0.00081589 | 0.00077509 | 0.00073634 | 0.00069952 | 0.00066455 | 0.00063132 | 0.00059975 | 0.00056976 | 0.00054128 | 0.00051421 | 0.0004885 | 0.00046408 | 0.00044087 | 0.00041883 | 0.00039789 | 0.00037799 | 0.00035909 | 0.00034114 | 0.00032408 | 0.00030788 | 0.00029248 | 0.00027786 | 0.00026397 | 0.00025077 | 0.00023823 | 0.00022632 | 0.000215 | 0.00020425 | 0.00019404 | 0.00018434 | 0.00017512 | 0.00016637 | 0.00015805 | 0 | 0 | 0 | 0 | 0 | 0 | 0
| Customer minutes lost (CML) |  | £m | 0 | 0.00078749 | 0.001575 | 0.0023625 | 0.0031603 | 0.0039582 | 0.0037603 | 0.0035722 | 0.0033936 | 0.0032239 | 0.0030627 | 0.0029096 | 0.0027641 | 0.0026259 | 0.0024946 | 0.0023699 | 0.0022514 | 0.0021388 | 0.0020319 | 0.0019303 | 0.0018338 | 0.0017421 | 0.001655 | 0.0015722 | 0.0014936 | 0.0014189 | 0.001348 | 0.0012806 | 0.0012166 | 0.0011557 | 0.001098 | 0.0010431 | 0.0009909 | 0.00094136 | 0.00089429 | 0.00084957 | 0.0008071 | 0.00076674 | 0.0007284 | 0.00069198 | 0.00065738 | 0.00062452 | 0.00059329 | 0.00056362 | 0.00053544 | 0.00050867 | 0.00048324 | 0.00045908 | 0.00043612 | 0.00041432 | 0.0003936 | 0.00037392 | 0.00035522 | 0 | 0 | 0 | 0 | 0 | 0 | 0
| Other GHG emissions (CO2e) i.e. not associated with losses |  | £m | -0.016525 | -0.019245 | -0.02197 | -0.025019 | -0.027779 | 0 | 0 | 0 | 0 | 0 | 0 | 0 | 0 | 0 | 0 | 0 | 0 | 0 | 0 | 0 | 0 | 0 | 0 | 0 | 0 | 0 | 0 | 0 | 0 | 0 | 0 | 0 | 0 | 0 | 0 | 0 | 0 | 0 | 0 | 0 | 0 | 0 | 0 | 0 | 0 | 0 | 0 | 0 | 0 | 0 | 0 | 0 | 0 | 0 | 0 | 0 | 0 | 0 | 0 | 0
| Fatality |  | £m | 0 | 0.00049696 | 0.00099391 | 0.0014909 | 0.0019944 | 0.0024979 | 0.002373 | 0.0022543 | 0.0021416 | 0.0020345 | 0.0019328 | 0.0018362 | 0.0017443 | 0.0016571 | 0.0015743 | 0.0014956 | 0.0014208 | 0.0013497 | 0.0012823 | 0.0012181 | 0.0011572 | 0.0010994 | 0.0010444 | 0.00099218 | 0.00094257 | 0.00089545 | 0.00085067 | 0.00080814 | 0.00076773 | 0.00072935 | 0.00069288 | 0.00065823 | 0.00062532 | 0.00059406 | 0.00056435 | 0.00053614 | 0.00050933 | 0.00048386 | 0.00045967 | 0.00043669 | 0.00041485 | 0.00039411 | 0.0003744 | 0.00035568 | 0.0003379 | 0.000321 | 0.00030495 | 0.00028971 | 0.00027522 | 0.00026146 | 0.00024839 | 0.00023597 | 0.00022417 | 0 | 0 | 0 | 0 | 0 | 0 | 0
| Major injury |  | £m | 0 | 0 | 0 | 0 | 0 | 0 | 0 | 0 | 0 | 0 | 0 | 0 | 0 | 0 | 0 | 0 | 0 | 0 | 0 | 0 | 0 | 0 | 0 | 0 | 0 | 0 | 0 | 0 | 0 | 0 | 0 | 0 | 0 | 0 | 0 | 0 | 0 | 0 | 0 | 0 | 0 | 0 | 0 | 0 | 0 | 0 | 0 | 0 | 0 | 0 | 0 | 0 | 0 | 0 | 0 | 0 | 0 | 0 | 0 | 0
| Oil leakage |  | £m | 0 | 0.0014278 | 0.0028555 | 0.0042833 | 0.0057298 | 0.0071764 | 0.0068176 | 0.0064767 | 0.0061529 | 0.0058452 | 0.005553 | 0.0052753 | 0.0050115 | 0.004761 | 0.0045229 | 0.0042968 | 0.0040819 | 0.0038778 | 0.0036839 | 0.0034997 | 0.0033248 | 0.0031585 | 0.0030006 | 0.0028506 | 0.002708 | 0.0025726 | 0.002444 | 0.0023218 | 0.0022057 | 0.0020954 | 0.0019907 | 0.0018911 | 0.0017966 | 0.0017067 | 0.0016214 | 0.0015403 | 0.0014633 | 0.0013902 | 0.0013206 | 0.0012546 | 0.0011919 | 0.0011323 | 0.0010757 | 0.0010219 | 0.00097079 | 0.00092225 | 0.00087614 | 0.00083233 | 0.00079072 | 0.00075118 | 0.00071362 | 0.00067794 | 0.00064404 | 0 | 0 | 0 | 0 | 0 | 0 | 0
| Other 1 (specify) |  | £m
| Other 2 (specify) |  | £m
| Other 3 (specify) |  | £m
| Total societal net benefits |  | £m | -0.016525 | -0.0032977 | 0.010332 | 0.023975 | 0.038395 | 0.083563 | 0.084924 | 0.08496 | 0.084675 | 0.084492 | 0.084006 | 0.083597 | 0.082903 | 0.082262 | 0.081355 | 0.080475 | 0.079349 | 0.078227 | 0.076877 | 0.075507 | 0.073929 | 0.072307 | 0.070496 | 0.068619 | 0.066573 | 0.064437 | 0.062151 | 0.061979 | 0.061819 | 0.061583 | 0.061447 | 0.061323 | 0.061197 | 0.061094 | 0.060911 | 0.060827 | 0.060738 | 0.060658 | 0.060586 | 0.060444 | 0.060373 | 0.060309 | 0.060239 | 0.060175 | 0.060065 | 0.060012 | 0.059952 | 0.059896 | 0.059807 | 0.059761 | 0.059706 | 0.059655 | 0.059607 | 0 | 0 | 0 | 0 | 0 | 0 | 0
| Net benefits |  | £m | -0.3764 | -0.39672 | -0.41621 | -0.43999 | -0.45827 | -0.080762 | -0.077246 | -0.075055 | -0.073184 | -0.071211 | -0.069541 | -0.067795 | -0.066333 | -0.064819 | -0.06357 | -0.062294 | -0.061264 | -0.060231 | -0.059425 | -0.05864 | -0.058062 | -0.057528 | -0.057183 | -0.056905 | -0.056796 | -0.056776 | -0.056906 | -0.054923 | -0.052927 | -0.051008 | -0.048987 | -0.046956 | -0.044926 | -0.042874 | -0.040901 | -0.03883 | -0.036762 | -0.034687 | -0.032604 | -0.03059 | -0.028505 | -0.026413 | -0.024328 | -0.022236 | -0.02019 | -0.018088 | -0.0017442 | 0.014175 | 0.029632 | 0.04489 | 0.059706 | 0.059655 | 0.059607 | 4.8314e-17 | 4.8314e-17 | 4.8314e-17 | 4.8314e-17 | 4.8314e-17 | 4.8314e-17 | 4.8314e-17
| Discount factor | =1/[(1+SRTP)^n] | % | 100% | 96.62% | 93.35% | 90.19% | 87.14% | 84.2% | 81.35% | 78.6% | 75.94% | 73.37% | 70.89% | 68.49% | 66.18% | 63.94% | 61.78% | 59.69% | 57.67% | 55.72% | 53.84% | 52.02% | 50.26% | 48.56% | 46.92% | 45.33% | 43.8% | 42.31% | 40.88% | 39.5% | 38.17% | 36.87% | 35.63% | 34.59% | 33.58% | 32.6% | 31.65% | 30.73% | 29.84% | 28.97% | 28.12% | 27.31% | 26.51% | 25.74% | 24.99% | 24.26% | 23.55% | 22.87% | 22.2% | 21.56% | 20.93% | 20.32% | 19.73% | 19.15% | 18.59% | 18.05% | 17.53% | 17.02% | 16.52% | 16.04% | 15.57% | 15.12%
| Discount factor (safety) | =1/[(1+PTPR)^n] | % | 100% | 98.52% | 97.07% | 95.63% | 94.22% | 92.83% | 91.45% | 90.1% | 88.77% | 87.46% | 86.17% | 84.89% | 83.64% | 82.4% | 81.18% | 79.99% | 78.8% | 77.64% | 76.49% | 75.36% | 74.25% | 73.15% | 72.07% | 71% | 69.95% | 68.92% | 67.9% | 66.9% | 65.91% | 64.94% | 63.98% | 63.16% | 62.36% | 61.57% | 60.79% | 60.02% | 59.25% | 58.5% | 57.76% | 57.03% | 56.3% | 55.59% | 54.88% | 54.18% | 53.5% | 52.82% | 52.15% | 51.48% | 50.83% | 50.19% | 49.55% | 48.92% | 48.3% | 47.69% | 47.08% | 46.48% | 45.89% | 45.31% | 44.73% | 44.17%
| Discounted net benefits |  | £m | -0.3764 | -0.3833 | -0.38853 | -0.39684 | -0.39935 | -0.068 | -0.06284 | -0.058992 | -0.055577 | -0.05225 | -0.049299 | -0.046436 | -0.043898 | -0.041445 | -0.039272 | -0.037183 | -0.035331 | -0.033561 | -0.031992 | -0.030502 | -0.02918 | -0.027934 | -0.026828 | -0.025794 | -0.024874 | -0.024025 | -0.023265 | -0.021695 | -0.0202 | -0.018809 | -0.017453 | -0.016242 | -0.015087 | -0.013979 | -0.012947 | -0.011933 | -0.010969 | -0.010048 | -0.0091698 | -0.0083528 | -0.0075567 | -0.0067983 | -0.0060792 | -0.0053947 | -0.0047556 | -0.0041363 | -0.00038725 | 0.0030555 | 0.0062013 | 0.0091208 | 0.011778 | 0.011425 | 0.011083 | 8.7218e-18 | 8.4677e-18 | 8.2211e-18 | 7.9816e-18 | 7.7492e-18 | 7.5235e-18 | 7.3043e-18
| Cumulative discounted net benefits |  | £m | -0.3764 | -0.7597 | -1.1482 | -1.5451 | -1.9444 | -2.0124 | -2.0753 | -2.1343 | -2.1898 | -2.2421 | -2.2914 | -2.3378 | -2.3817 | -2.4232 | -2.4624 | -2.4996 | -2.5349 | -2.5685 | -2.6005 | -2.631 | -2.6602 | -2.6881 | -2.7149 | -2.7407 | -2.7656 | -2.7896 | -2.8129 | -2.8346 | -2.8548 | -2.8736 | -2.8911 | -2.9073 | -2.9224 | -2.9364 | -2.9493 | -2.9612 | -2.9722 | -2.9823 | -2.9914 | -2.9998 | -3.0073 | -3.0141 | -3.0202 | -3.0256 | -3.0304 | -3.0345 | -3.0349 | -3.0318 | -3.0256 | -3.0165 | -3.0047 | -2.9933 | -2.9822 | -2.9822 | -2.9822 | -2.9822 | -2.9822 | -2.9822 | -2.9822 | -2.9822
Non-DNO (eg societal) benefits
Enter values as increments (delta) relative to your reference scenario. Reductions are entered as positive numbers and increases as negative numbers.
Societal net benefits (impact relative to business as usual scenario) | Reduced/Increased losses |  | MWh |  | 185.747 | 371.4941 | 557.2411 | 745.4322 | 933.6233 | 933.6233 | 933.6233 | 933.6233 | 933.6233 | 933.6233 | 933.6233 | 933.6233 | 933.6233 | 933.6233 | 933.6233 | 933.6233 | 933.6233 | 933.6233 | 933.6233 | 933.6233 | 933.6233 | 933.6233 | 933.6233 | 933.6233 | 933.6233 | 933.6233 | 933.6233 | 933.6233 | 933.6233 | 933.6233 | 933.6233 | 933.6233 | 933.6233 | 933.6233 | 933.6233 | 933.6233 | 933.6233 | 933.6233 | 933.6233 | 933.6233 | 933.6233 | 933.6233 | 933.6233 | 933.6233 | 933.6233 | 933.6233 | 933.6233 | 933.6233 | 933.6233 | 933.6233 | 933.6233 | 933.6233
| Reduced/Increased emissions associated with losses |  | tCO2e | 0 | 40.9061 | 78.6884 | 113.3467 | 145.3578 | 174.2038 | 166.353 | 158.5022 | 150.6513 | 142.8005 | 134.9496 | 127.0988 | 119.248 | 111.3971 | 103.5463 | 95.6955 | 87.8446 | 79.9938 | 72.1429 | 64.2921 | 56.4413 | 48.5904 | 40.7396 | 32.8887 | 25.0379 | 17.1871 | 9.3362 | 9.3362 | 9.3362 | 9.3362 | 9.3362 | 9.3362 | 9.3362 | 9.3362 | 9.3362 | 9.3362 | 9.3362 | 9.3362 | 9.3362 | 9.3362 | 9.3362 | 9.3362 | 9.3362 | 9.3362 | 9.3362 | 9.3362 | 9.3362 | 9.3362 | 9.3362 | 9.3362 | 9.3362 | 9.3362 | 9.3362 | 0 | 0 | 0 | 0 | 0 | 0 | 0
| Reduced/Increased number of customers interrupted |  | no. |  | 18.8702 | 37.7404 | 56.6106 | 75.7291 | 94.8475 | 90.1052 | 85.5999 | 81.3199 | 77.2539 | 73.3912 | 69.7217 | 66.2356 | 62.9238 | 59.7776 | 56.7887 | 53.9493 | 51.2518 | 48.6892 | 46.2548 | 43.942 | 41.7449 | 39.6577 | 37.6748 | 35.7911 | 34.0015 | 32.3014 | 30.6864 | 29.152 | 27.6944 | 26.3097 | 24.9942 | 23.7445 | 22.5573 | 21.4294 | 20.358 | 19.3401 | 18.3731 | 17.4544 | 16.5817 | 15.7526 | 14.965 | 14.2167 | 13.5059 | 12.8306 | 12.1891 | 11.5796 | 11.0006 | 10.4506 | 9.9281 | 9.4317 | 8.9601 | 8.5121
| Reduced/Increased customer minutes lost |  | Mins |  | 1738.9101 | 3477.8202 | 5216.7302 | 6978.5207 | 8740.3112 | 8303.2956 | 7888.1308 | 7493.7243 | 7119.0381 | 6763.0862 | 6424.9319 | 6103.6853 | 5798.501 | 5508.576 | 5233.1472 | 4971.4898 | 4722.9153 | 4486.7695 | 4262.4311 | 4049.3095 | 3846.844 | 3654.5018 | 3471.7767 | 3298.1879 | 3133.2785 | 2976.6146 | 2827.7839 | 2686.3947 | 2552.0749 | 2424.4712 | 2303.2476 | 2188.0852 | 2078.681 | 1974.7469 | 1876.0096 | 1782.2091 | 1693.0987 | 1608.4437 | 1528.0215 | 1451.6205 | 1379.0394 | 1310.0875 | 1244.5831 | 1182.3539 | 1123.2362 | 1067.0744 | 1013.7207 | 963.0347 | 914.8829 | 869.1388 | 825.6818 | 784.3978
| Reduced/Increased emissions (not associated with losses)1 |  | tCO2e | RIIO-ED2 1 2024: -380; RIIO-ED2 2 2025: -380; RIIO-ED2 3 2026: -380; RIIO-ED2 4 2027: -385; RIIO-ED2 5 2028: -385
| Reduced/Increased probability of fatality2 |  | % |  | 0.004388% | 0.008777% | 0.01317% | 0.01761% | 0.02206% | 0.02095% | 0.01991% | 0.01891% | 0.01797% | 0.01707% | 0.01621% | 0.0154% | 0.01463% | 0.0139% | 0.01321% | 0.01255% | 0.01192% | 0.01132% | 0.01076% | 0.01022% | 0.009708% | 0.009223% | 0.008762% | 0.008324% | 0.007907% | 0.007512% | 0.007136% | 0.00678% | 0.006441% | 0.006119% | 0.005813% | 0.005522% | 0.005246% | 0.004984% | 0.004734% | 0.004498% | 0.004273% | 0.004059% | 0.003856% | 0.003663% | 0.00348% | 0.003306% | 0.003141% | 0.002984% | 0.002835% | 0.002693% | 0.002558% | 0.00243% | 0.002309% | 0.002193% | 0.002084% | 0.00198%
| Reduced/Increased probability of major injury2 |  | % | bar: RIIO-ED2 1 2024 to RIIO-ED13 60 2083
| Reduced/Increased oil leakage |  | Litres |  | 32.9131 | 65.8262 | 98.7394 | 132.0856 | 165.4318 | 157.1602 | 149.3022 | 141.8371 | 134.7452 | 128.0079 | 121.6075 | 115.5272 | 109.7508 | 104.2633 | 99.0501 | 94.0976 | 89.3927 | 84.9231 | 80.6769 | 76.6431 | 72.8109 | 69.1704 | 65.7119 | 62.4263 | 59.305 | 56.3397 | 53.5227 | 50.8466 | 48.3043 | 45.889 | 43.5946 | 41.4149 | 39.3441 | 37.3769 | 35.5081 | 33.7327 | 32.046 | 30.4437 | 28.9215 | 27.4755 | 26.1017 | 24.7966 | 23.5568 | 22.3789 | 21.26 | 20.197 | 19.1871 | 18.2278 | 17.3164 | 16.4506 | 15.628 | 14.8466
| Monetised Risk - Memo Line |  | £m | RIIO-ED2 1 2024: 1.414; RIIO-ED2 2 2025: 1.3017; RIIO-ED2 3 2026: 1.3017; RIIO-ED2 4 2027: 1.3188; RIIO-ED2 5 2028: 1.3188
1 | Includes all GHG not associated with losses e.g. SF6 converted to tCO2e using Defra conversion factors
http://www.defra.gov.uk/publications/2012/05/30/pb13773-2012-ghg-conversion/
Where losses are entered in terms of MWh, the CO2e associated with those losses will be calculated based on an assumed GHG conversion factor. The tCO2e are monetised using DECC traded carbon values.
All other GHG emissions not associated with losses should be entered in row 90 to avoid double counting.
2 | http://www.hse.gov.uk/risk/theory/alarpcheck.htm
Please specify
Asset Replacement
Atypicals Non Sev Weather
Atypicals Non Sev Weather (excluded from Totex)
Atypicals Non Sev Weather (Non Price Control)
Blackstart
BT21CN
Civil Works Condition Driven
Closely Associated Indirects
Connection costs outside of the price control
Connections within the price control
Core BS
Core CAI
De Minimis
Directly remunerated services (excluding connections, other consented activities, legacy meters and de minimis)
Dismantlement
Diversions (Excluding Rail Electrification)
Diversions (Rail Electrification)
Environmental Reporting
Fault Level Reinforcement
Faults
Flood Mitigation
High Value Projects DPCR5
High Value Projects RIIO-ED1
High Value Projects RIIO-ED2
IFI & LCN Fund
Innovation in ED2 (NEW)
Inspections
Inspections & Maintenance
IT and Telecoms (Non-Op)
IT& Telecoms (Business Support)
Legacy meters
Legal & Safety
Losses
Monitoring equipment (Secondary Network)
Network Innovation Allowance (NIA)
Network Innovation Competition (NIC)
Network Operating Costs
New Transmission Capacity Charges
ONIs
Operational IT and telecoms
Operational Training (CAI)
Other consented Activities
Other costs within Price Control
Other Non Activity Based Costs
Out of Area Networks
Overhead Line Clearances
Pass through
Physical Security
Property (Non-Op)
Property Mgt
QoS & North of Scotland Resilience
Refurbishment NARM
Refurbishment SDI
Reinforcement (Primary Network)
Reinforcement (Secondary Network)
Remote Generation Opex
Repair and Maintenance
Rising and Lateral Mains
Severe Weather 1 in 20
Shetland
Small Tools and Equipment
Smart Metering Roll Out
Smart Meters
Substation Electricity
Tree Cutting
Vehicles and Transport (CAI)
Vehicles and Transport (Non-Op)
Visual Amenity
Wayleaves
Worst Served Customers
Whole Systems Cost - Other Electricity Distribution Licensees
Whole Systems Cost - Electricity Transmission Licensees
Note on B32: Ofgem: DNOs should add their own capitalisation rate assumptions in line with Business Plans where necessary. We have set a capitalisation rate of 85% as a default assumption.
Note on B101: Dheeraj Viswanath: This line records the total monetised risk of the modelled scenario. It acts as a cross-reference between the CBA and NARM BPDTs and should not directly link to any formulas in the CBA analysis above.

## Workings 1
Option 1
RIIO-ED2 Cost Benefit Analysis template
Workings / assumptions used for costing option 1
Use this sheet to provide details of assumptions and calculation methodology used in CBA model
| Option Description: | Replacement of HI5 11kV/0.4kV Transformer with a lower loss transformer with high CAPEX cost
HI5
| Total Volumes for intervention (SSEH) | 382 | Based upon Future Risk volumes from CBRM for SSEH
|  | 2024 | 2025 | 2026 | 2027 | 2028 |  |  | HI1 | HI2 | HI3 | HI4 | HI5
| C1 | [6 empty] | C1 | 0 | 0 | 0 | -7 | -49 |  | 0.19895
| C2 | 76 | 76 | 76 | 77 | 77 |  | C2 | -5 | -4 | -4 | -29 | -212 |  | 0.20157
| C3 | [6 empty] | C3 | -2 | -2 | -1 | -2 | -13
| C4 | [6 empty] | C4 | 0 | 0 | 0 | -15 | -37
| Total Annual Volumes (SSEH) | 76 | 76 | 76 | 77 | 77
| Number of Customers per HV Transformer | 440.5699 | average of all HV Transformers
| Replacement Unit Cost (£k) | 13.1716 | [11 empty] | 76 | 76 | 76 | 77 | 77
[13 empty] | HI1 | 2024 | 2025 | 2026 | 2027 | 2028
|  |  | Probability of Failures | [15 empty] | 0 | 0 | bar: HI1
|  |  | SSEH | SSES | [14 empty] | 5 | 5 | bar: HI1 to 2028
|  | HI1 | 0.01604% | 0.01075% | all PoF values from Devons fault rate analysis | [13 empty] | 2 | 2 | bar: HI1; 2027 to 2028
|  | HI2 | 0.02388% | 0.01601% | [14 empty] | 0 | 0 | bar: HI1
|  | HI3 | 0.04222% | 0.02831%
|  | HI4 | 0.06838% | 0.04584% | [8 empty] | HI2 | 2024 | 2025 | 2026 | 2027 | 2028
|  | HI5 | 0.1604% | 0.1075% | [14 empty] | 0 | 0 | bar: HI2
[19 empty] | 4 | -4 | bar: HI2; 2025 to 2028
|  | SSEH | SSES | [15 empty] | 2 | -2 | bar: HI2; 2026 to 2027
| Average CML per fault | 15850 | - | values taken from SSEN fault data analysis | [14 empty] | 0 | 0 | bar: HI2
| Average CI per fault | 172 | -
[13 empty] | HI3 | 2024 | 2025 | 2026 | 2027 | 2028
| Annual Environmental Impacts | HI5 | HI1 | [15 empty] | 0 | 0 | bar: HI3
| Oil Leakage (litres) | 300 | 300 | Value taken from CBRM v2 | [14 empty] | 4 | -4 | bar: HI3 to 2027
| Carbon Footprint of Replacement (tonnes.CO2e) | 5 | [16 empty] | 1 | -1 | bar: HI3; 2028
[19 empty] | 0 | 0 | bar: HI3
| Safety (Annual) | C1 | C2 | C3 | C4
| Probability of Fatality | 0.03% | 0.04% | 0.05% | 0.06% | values taken from CNAIM v2 | [6 empty] | HI4 | 2024 | 2025 | 2026 | 2027 | 2028
| Probability of Major Injury | 0% | 0% | 0% | 0% | not required as number above includes major injury probability | [6 empty] | C1 | 2 | 2 | 1 | 1 | 1 | 7 | -7
[13 empty] | C2 | 6 | 6 | 6 | 5 | 6 | 29 | -29
| Annual Network Losses Per Transformer | Existing | Replacement | [15 empty] | 2 | -2 | bar: HI4; 2027 to 2028
| HV Transformer Capacity (MVA) | 0.75 | 0.75 | [9 empty] | C4 | 3 | 3 | 3 | 3 | 3 | 15 | -15
| Average Capacity Factor | 30% | 30%
| Transformer efficiency (%) | 99.36% | 99.48% |  | Reduction in Losses | [7 empty] | HI5 | 2024 | 2025 | 2026 | 2027 | 2028
| Total Annual Losses (MWh) | 12.6144 | 10.1704 |  | 2.444 | MWh | [6 empty] | C1 | 11 | 10 | 10 | 9 | 9 | 49 | -49
[13 empty] | C2 | 42 | 42 | 42 | 43 | 43 | 212 | -212
[13 empty] | C3 | 2 | 2 | 3 | 3 | 3 | 13 | -13
|  | 2024 | 2025 | 2026 | 2027 | 2028 | [6 empty] | C4 | 8 | 8 | 7 | 7 | 7 | 37 | -37
| Annual CML impact | 1738.9101 | 3477.8202 | 5216.7302 | 6978.5207 | 8740.3112 | Change in CML impact from baseline (assets start at HI5) to HI1
| Annual CI Impact | 18.8702 | 37.7404 | 56.6106 | 75.7291 | 94.8475 | Change in CI impact from baseline (assets start at HI5) to HI1
| Carbon Impact of Replacement (tonnes.CO2e) | -380 | -380 | -380 | -385 | -385 | The carbon impact of replacement - one off in year impacts
| Reduction in Losses (MWh) | 185.747 | 371.4941 | 557.2411 | 745.4322 | 933.6233 | The cumulative improvement in losses due to new transformers
| Oil Leakage (litres) | 32.9131 | 65.8262 | 98.7394 | 132.0856 | 165.4318 | Change in oil leakage impact from baseline (assets start at HI5) to HI1
| Prob of Fatality (%) | 0.004388% | 0.008777% | 0.01317% | 0.01761% | 0.02206% | Change in fatality impact from baseline (assets start at HI5) to HI1
| Prob of Major Injury (%) | 0% | 0% | 0% | 0% | 0%
Change in Monetised Risk
|  | 2024 | 2025 | 2026 | 2027 | 2028
| Change in MR when HI5 replaced | 1413970 | 1301652 | 1301652 | 1318779 | 1318779
CBRM Monetised Risk Table (11kV Transfomers)
| Asset Register Category | Criticality Index Band | Monetised Risk Benefit for movement from Replacement
|  |  | HI1 | HI2 | HI3 | HI4 | HI5
| 6.6/11kV Transformer (GM) | C1 | 0 | 1758 | 4395 | 7637 | 11989
|  | C2 | 0 | 2512 | 6278 | 10911 | 17127
|  | C3 | 0 | 3768 | 9417 | 16366 | 25690
|  | C4 | 0 | 6280 | 15695 | 27277 | 42816

## Option 2
Option 2
RIIO-ED2 Cost Benefit Analysis template
| LV OLTC Equipped Replacement | The proactive replacement of end of life HV transformers with transformers equipped with LV OLTCs also compliant with EU regulations on transformer losses. The LV OLTC reduces energy consumption through CVR.
| Term (years from first year of RIIO-ED2) | NPV (£m)
| 10 | 28.6075
| 20 | 63.8056
| 30 | 87.1672
| 45 | 110.1924
| 48 | 119.149
| First year of investment out flow | 2024 |  | RIIO-ED2 |  |  |  |  | RIIO-ED3 |  |  |  |  | RIIO-ED4 |  |  |  |  | RIIO-ED5 |  |  |  |  | RIIO-ED6 |  |  |  |  | RIIO-ED7 |  |  |  |  | RIIO-ED8 |  |  |  |  | RIIO-ED9 |  |  |  |  | RIIO-ED10 |  |  |  |  | RIIO-ED11 |  |  |  |  | RIIO-ED12 |  |  |  |  | RIIO-ED13
|  |  | 0 | 1 | 2 | 3 | 4 | 5 | 6 | 7 | 8 | 9 | 10 | 11 | 12 | 13 | 14 | 15 | 16 | 17 | 18 | 19 | 20 | 21 | 22 | 23 | 24 | 25 | 26 | 27 | 28 | 29 | 30 | 31 | 32 | 33 | 34 | 35 | 36 | 37 | 38 | 39 | 40 | 41 | 42 | 43 | 44 | 45 | 46 | 47 | 48 | 49 | 50 | 51 | 52 | 53 | 54 | 55 | 56 | 57 | 58 | 59 | 60
|  | Calculation | Units | 2024 | 2025 | 2026 | 2027 | 2028 | 2029 | 2030 | 2031 | 2032 | 2033 | 2034 | 2035 | 2036 | 2037 | 2038 | 2039 | 2040 | 2041 | 2042 | 2043 | 2044 | 2045 | 2046 | 2047 | 2048 | 2049 | 2050 | 2051 | 2052 | 2053 | 2054 | 2055 | 2056 | 2057 | 2058 | 2050 | 2060 | 2061 | 2062 | 2063 | 2064 | 2065 | 2066 | 2067 | 2068 | 2069 | 2070 | 2071 | 2072 | 2073 | 2074 | 2075 | 2076 | 2077 | 2078 | 2079 | 2080 | 2081 | 2082 | 2083
Investment | Asset Replacement | 6.6/11kV Transformer (GM) @£31.0k | £m | RIIO-ED2 1 2024: -2.141; RIIO-ED2 2 2025: -2.141; RIIO-ED2 3 2026: -2.141; RIIO-ED2 4 2027: -2.1692; RIIO-ED2 5 2028: -2.1692
| Please specify | [Add notes here] | £m
| Please specify | [Add notes here] | £m
| Please specify | [Add notes here] | £m
| Please specify | [Add notes here] | £m
| Total investment |  | £m | -2.141 | -2.141 | -2.141 | -2.1692 | -2.1692 | 0 | 0 | 0 | 0 | 0 | 0 | 0 | 0 | 0 | 0 | 0 | 0 | 0 | 0 | 0 | 0 | 0 | 0 | 0 | 0 | 0 | 0 | 0 | 0 | 0 | 0 | 0 | 0 | 0 | 0 | 0 | 0 | 0 | 0 | 0 | 0 | 0 | 0 | 0 | 0 | 0 | 0 | 0 | 0 | 0 | 0 | 0 | 0 | 0 | 0 | 0 | 0 | 0 | 0 | 0
Avoided DNO costs | Inspections & Maintenance |  | £m
| Asset Replacement |  | £m
| Please specify | [Add notes here] | £m
| Please specify | [Add notes here] | £m
| Please specify | [Add notes here] | £m
| Please specify | [Add notes here] | £m
| Total avoided DNO costs |  | £m | 0 | 0 | 0 | 0 | 0 | 0 | 0 | 0 | 0 | 0 | 0 | 0 | 0 | 0 | 0 | 0 | 0 | 0 | 0 | 0 | 0 | 0 | 0 | 0 | 0 | 0 | 0 | 0 | 0 | 0 | 0 | 0 | 0 | 0 | 0 | 0 | 0 | 0 | 0 | 0 | 0 | 0 | 0 | 0 | 0 | 0 | 0 | 0 | 0 | 0 | 0 | 0 | 0 | 0 | 0 | 0 | 0 | 0 | 0 | 0
| Total DNO net benefits before capitalisation | (1) = investment + DNO benefits | £m | -2.141 | -2.141 | -2.141 | -2.1692 | -2.1692 | 0 | 0 | 0 | 0 | 0 | 0 | 0 | 0 | 0 | 0 | 0 | 0 | 0 | 0 | 0 | 0 | 0 | 0 | 0 | 0 | 0 | 0 | 0 | 0 | 0 | 0 | 0 | 0 | 0 | 0 | 0 | 0 | 0 | 0 | 0 | 0 | 0 | 0 | 0 | 0 | 0 | 0 | 0 | 0 | 0 | 0 | 0 | 0 | 0 | 0 | 0 | 0 | 0 | 0 | 0
| Capitalisation rates | (2) | % | 65% | 65% | 65% | 65% | 65% | 65% | 65% | 65% | 65% | 65% | 65% | 65% | 65% | 65% | 65% | 65% | 65% | 65% | 65% | 65% | 65% | 65% | 65% | 65% | 65% | 65% | 65% | 65% | 65% | 65% | 65% | 65% | 65% | 65% | 65% | 65% | 65% | 65% | 65% | 65% | 65% | 65% | 65% | 65% | 65% | 65% | 65% | 65% | 65% | 65% | 65% | 65% | 65% | 65% | 65% | 65% | 65% | 65% | 65% | 65%
| Capitalised investment | (3)=(1)x(2) | £m | -1.3917 | -1.3917 | -1.3917 | -1.41 | -1.41 | 0 | 0 | 0 | 0 | 0 | 0 | 0 | 0 | 0 | 0 | 0 | 0 | 0 | 0 | 0 | 0 | 0 | 0 | 0 | 0 | 0 | 0 | 0 | 0 | 0 | 0 | 0 | 0 | 0 | 0 | 0 | 0 | 0 | 0 | 0 | 0 | 0 | 0 | 0 | 0 | 0 | 0 | 0 | 0 | 0 | 0 | 0 | 0 | 0 | 0 | 0 | 0 | 0 | 0 | 0
| Investment to be expensed | (4)=(1)-(3) | £m | -0.74936 | -0.74936 | -0.74936 | -0.75922 | -0.75922 | 0 | 0 | 0 | 0 | 0 | 0 | 0 | 0 | 0 | 0 | 0 | 0 | 0 | 0 | 0 | 0 | 0 | 0 | 0 | 0 | 0 | 0 | 0 | 0 | 0 | 0 | 0 | 0 | 0 | 0 | 0 | 0 | 0 | 0 | 0 | 0 | 0 | 0 | 0 | 0 | 0 | 0 | 0 | 0 | 0 | 0 | 0 | 0 | 0 | 0 | 0 | 0 | 0 | 0 | 0
| Depn of 2024 additions | (5)2024=(3)2024*Dep_ratet | £m |  | -0.030926 | -0.030926 | -0.030926 | -0.030926 | -0.030926 | -0.030926 | -0.030926 | -0.030926 | -0.030926 | -0.030926 | -0.030926 | -0.030926 | -0.030926 | -0.030926 | -0.030926 | -0.030926 | -0.030926 | -0.030926 | -0.030926 | -0.030926 | -0.030926 | -0.030926 | -0.030926 | -0.030926 | -0.030926 | -0.030926 | -0.030926 | -0.030926 | -0.030926 | -0.030926 | -0.030926 | -0.030926 | -0.030926 | -0.030926 | -0.030926 | -0.030926 | -0.030926 | -0.030926 | -0.030926 | -0.030926 | -0.030926 | -0.030926 | -0.030926 | -0.030926 | -0.030926
| Depn of 2025 additions | (5)2025=(3)2025*Dep_ratet | £m |  |  | -0.030926 | -0.030926 | -0.030926 | -0.030926 | -0.030926 | -0.030926 | -0.030926 | -0.030926 | -0.030926 | -0.030926 | -0.030926 | -0.030926 | -0.030926 | -0.030926 | -0.030926 | -0.030926 | -0.030926 | -0.030926 | -0.030926 | -0.030926 | -0.030926 | -0.030926 | -0.030926 | -0.030926 | -0.030926 | -0.030926 | -0.030926 | -0.030926 | -0.030926 | -0.030926 | -0.030926 | -0.030926 | -0.030926 | -0.030926 | -0.030926 | -0.030926 | -0.030926 | -0.030926 | -0.030926 | -0.030926 | -0.030926 | -0.030926 | -0.030926 | -0.030926 | -0.030926
| Depn of 2026 additions | (5)2026=(3)2026*Dep_ratet | £m |  |  |  | -0.030926 | -0.030926 | -0.030926 | -0.030926 | -0.030926 | -0.030926 | -0.030926 | -0.030926 | -0.030926 | -0.030926 | -0.030926 | -0.030926 | -0.030926 | -0.030926 | -0.030926 | -0.030926 | -0.030926 | -0.030926 | -0.030926 | -0.030926 | -0.030926 | -0.030926 | -0.030926 | -0.030926 | -0.030926 | -0.030926 | -0.030926 | -0.030926 | -0.030926 | -0.030926 | -0.030926 | -0.030926 | -0.030926 | -0.030926 | -0.030926 | -0.030926 | -0.030926 | -0.030926 | -0.030926 | -0.030926 | -0.030926 | -0.030926 | -0.030926 | -0.030926 | -0.030926
| Depn of 2027 additions | (5)2027=(3)2027*Dep_ratet | £m |  |  |  |  | -0.031333 | -0.031333 | -0.031333 | -0.031333 | -0.031333 | -0.031333 | -0.031333 | -0.031333 | -0.031333 | -0.031333 | -0.031333 | -0.031333 | -0.031333 | -0.031333 | -0.031333 | -0.031333 | -0.031333 | -0.031333 | -0.031333 | -0.031333 | -0.031333 | -0.031333 | -0.031333 | -0.031333 | -0.031333 | -0.031333 | -0.031333 | -0.031333 | -0.031333 | -0.031333 | -0.031333 | -0.031333 | -0.031333 | -0.031333 | -0.031333 | -0.031333 | -0.031333 | -0.031333 | -0.031333 | -0.031333 | -0.031333 | -0.031333 | -0.031333 | -0.031333 | -0.031333
| Depn of 2028 additions | (5)2028=(3)2028*Dep_ratet | £m | [5 empty] | -0.031333 | -0.031333 | -0.031333 | -0.031333 | -0.031333 | -0.031333 | -0.031333 | -0.031333 | -0.031333 | -0.031333 | -0.031333 | -0.031333 | -0.031333 | -0.031333 | -0.031333 | -0.031333 | -0.031333 | -0.031333 | -0.031333 | -0.031333 | -0.031333 | -0.031333 | -0.031333 | -0.031333 | -0.031333 | -0.031333 | -0.031333 | -0.031333 | -0.031333 | -0.031333 | -0.031333 | -0.031333 | -0.031333 | -0.031333 | -0.031333 | -0.031333 | -0.031333 | -0.031333 | -0.031333 | -0.031333 | -0.031333 | -0.031333 | -0.031333 | -0.031333 | -0.031333
| Depn of 2029 additions | (5)2029=(3)2029*Dep_ratet | £m | [6 empty] | 0 | 0 | 0 | 0 | 0 | 0 | 0 | 0 | 0 | 0 | 0 | 0 | 0 | 0 | 0 | 0 | 0 | 0 | 0 | 0 | 0 | 0 | 0 | 0 | 0 | 0 | 0 | 0 | 0 | 0 | 0 | 0 | 0 | 0 | 0 | 0 | 0 | 0 | 0 | 0 | 0 | 0 | 0 | 0 | 0
| Depn of 2030 additions | (5)2030=(3)2030*Dep_ratet | £m | [7 empty] | 0 | 0 | 0 | 0 | 0 | 0 | 0 | 0 | 0 | 0 | 0 | 0 | 0 | 0 | 0 | 0 | 0 | 0 | 0 | 0 | 0 | 0 | 0 | 0 | 0 | 0 | 0 | 0 | 0 | 0 | 0 | 0 | 0 | 0 | 0 | 0 | 0 | 0 | 0 | 0 | 0 | 0 | 0 | 0 | 0
| Depn of 2031 additions | (5)2031=(3)2031*Dep_ratet | £m | [8 empty] | 0 | 0 | 0 | 0 | 0 | 0 | 0 | 0 | 0 | 0 | 0 | 0 | 0 | 0 | 0 | 0 | 0 | 0 | 0 | 0 | 0 | 0 | 0 | 0 | 0 | 0 | 0 | 0 | 0 | 0 | 0 | 0 | 0 | 0 | 0 | 0 | 0 | 0 | 0 | 0 | 0 | 0 | 0 | 0 | 0
| Depn of 2032 additions | (5)2032=(3)2032*Dep_ratet | £m | [9 empty] | 0 | 0 | 0 | 0 | 0 | 0 | 0 | 0 | 0 | 0 | 0 | 0 | 0 | 0 | 0 | 0 | 0 | 0 | 0 | 0 | 0 | 0 | 0 | 0 | 0 | 0 | 0 | 0 | 0 | 0 | 0 | 0 | 0 | 0 | 0 | 0 | 0 | 0 | 0 | 0 | 0 | 0 | 0 | 0 | 0
| Depn of 2033 additions | (5)2033=(3)2033*Dep_ratet | £m | [10 empty] | 0 | 0 | 0 | 0 | 0 | 0 | 0 | 0 | 0 | 0 | 0 | 0 | 0 | 0 | 0 | 0 | 0 | 0 | 0 | 0 | 0 | 0 | 0 | 0 | 0 | 0 | 0 | 0 | 0 | 0 | 0 | 0 | 0 | 0 | 0 | 0 | 0 | 0 | 0 | 0 | 0 | 0 | 0 | 0 | 0
| Depn of 2034 additions | (5)2034=(3)2034*Dep_ratet | £m | [11 empty] | 0 | 0 | 0 | 0 | 0 | 0 | 0 | 0 | 0 | 0 | 0 | 0 | 0 | 0 | 0 | 0 | 0 | 0 | 0 | 0 | 0 | 0 | 0 | 0 | 0 | 0 | 0 | 0 | 0 | 0 | 0 | 0 | 0 | 0 | 0 | 0 | 0 | 0 | 0 | 0 | 0 | 0 | 0 | 0 | 0
| Depn of 2035 additions | (5)2035=(3)2035*Dep_ratet | £m | [12 empty] | 0 | 0 | 0 | 0 | 0 | 0 | 0 | 0 | 0 | 0 | 0 | 0 | 0 | 0 | 0 | 0 | 0 | 0 | 0 | 0 | 0 | 0 | 0 | 0 | 0 | 0 | 0 | 0 | 0 | 0 | 0 | 0 | 0 | 0 | 0 | 0 | 0 | 0 | 0 | 0 | 0 | 0 | 0 | 0 | 0
| Depn of 2036 additions | (5)2036=(3)2036*Dep_ratet | £m | [13 empty] | 0 | 0 | 0 | 0 | 0 | 0 | 0 | 0 | 0 | 0 | 0 | 0 | 0 | 0 | 0 | 0 | 0 | 0 | 0 | 0 | 0 | 0 | 0 | 0 | 0 | 0 | 0 | 0 | 0 | 0 | 0 | 0 | 0 | 0 | 0 | 0 | 0 | 0 | 0 | 0 | 0 | 0 | 0 | 0 | 0
| Depn of 2037 additions | (5)2037=(3)2037*Dep_ratet | £m | [14 empty] | 0 | 0 | 0 | 0 | 0 | 0 | 0 | 0 | 0 | 0 | 0 | 0 | 0 | 0 | 0 | 0 | 0 | 0 | 0 | 0 | 0 | 0 | 0 | 0 | 0 | 0 | 0 | 0 | 0 | 0 | 0 | 0 | 0 | 0 | 0 | 0 | 0 | 0 | 0 | 0 | 0 | 0 | 0 | 0 | 0
| Depn of 2038 additions | (5)2038=(3)2038*Dep_ratet | £m | [15 empty] | 0 | 0 | 0 | 0 | 0 | 0 | 0 | 0 | 0 | 0 | 0 | 0 | 0 | 0 | 0 | 0 | 0 | 0 | 0 | 0 | 0 | 0 | 0 | 0 | 0 | 0 | 0 | 0 | 0 | 0 | 0 | 0 | 0 | 0 | 0 | 0 | 0 | 0 | 0 | 0 | 0 | 0 | 0 | 0 | 0
| Depn of 2039 additions | (5)2039=(3)2039*Dep_ratet | £m | [16 empty] | 0 | 0 | 0 | 0 | 0 | 0 | 0 | 0 | 0 | 0 | 0 | 0 | 0 | 0 | 0 | 0 | 0 | 0 | 0 | 0 | 0 | 0 | 0 | 0 | 0 | 0 | 0 | 0 | 0 | 0 | 0 | 0 | 0 | 0 | 0 | 0 | 0 | 0 | 0 | 0 | 0 | 0 | 0 | 0
| Depn of 2040 additions | (5)2040=(3)2040*Dep_ratet | £m | [17 empty] | 0 | 0 | 0 | 0 | 0 | 0 | 0 | 0 | 0 | 0 | 0 | 0 | 0 | 0 | 0 | 0 | 0 | 0 | 0 | 0 | 0 | 0 | 0 | 0 | 0 | 0 | 0 | 0 | 0 | 0 | 0 | 0 | 0 | 0 | 0 | 0 | 0 | 0 | 0 | 0 | 0 | 0 | 0
| Depn of 2041 additions | (5)2041=(3)2041*Dep_ratet | £m | [18 empty] | 0 | 0 | 0 | 0 | 0 | 0 | 0 | 0 | 0 | 0 | 0 | 0 | 0 | 0 | 0 | 0 | 0 | 0 | 0 | 0 | 0 | 0 | 0 | 0 | 0 | 0 | 0 | 0 | 0 | 0 | 0 | 0 | 0 | 0 | 0 | 0 | 0 | 0 | 0 | 0 | 0 | 0
| Depn of 2042 additions | (5)2042=(3)2042*Dep_ratet | £m | [19 empty] | 0 | 0 | 0 | 0 | 0 | 0 | 0 | 0 | 0 | 0 | 0 | 0 | 0 | 0 | 0 | 0 | 0 | 0 | 0 | 0 | 0 | 0 | 0 | 0 | 0 | 0 | 0 | 0 | 0 | 0 | 0 | 0 | 0 | 0 | 0 | 0 | 0 | 0 | 0 | 0 | 0
| Depn of 2043 additions | (5)2043=(3)2043*Dep_ratet | £m | [20 empty] | 0 | 0 | 0 | 0 | 0 | 0 | 0 | 0 | 0 | 0 | 0 | 0 | 0 | 0 | 0 | 0 | 0 | 0 | 0 | 0 | 0 | 0 | 0 | 0 | 0 | 0 | 0 | 0 | 0 | 0 | 0 | 0 | 0 | 0 | 0 | 0 | 0 | 0 | 0 | 0
| Depn of 2044 additions | (5)2044=(3)2044*Dep_ratet | £m | [21 empty] | 0 | 0 | 0 | 0 | 0 | 0 | 0 | 0 | 0 | 0 | 0 | 0 | 0 | 0 | 0 | 0 | 0 | 0 | 0 | 0 | 0 | 0 | 0 | 0 | 0 | 0 | 0 | 0 | 0 | 0 | 0 | 0 | 0 | 0 | 0 | 0 | 0 | 0 | 0
| Depn of 2045 additions | (5)2045=(3)2045*Dep_ratet | £m | [22 empty] | 0 | 0 | 0 | 0 | 0 | 0 | 0 | 0 | 0 | 0 | 0 | 0 | 0 | 0 | 0 | 0 | 0 | 0 | 0 | 0 | 0 | 0 | 0 | 0 | 0 | 0 | 0 | 0 | 0 | 0 | 0 | 0 | 0 | 0 | 0 | 0 | 0 | 0
| Depn of 2046 additions | (5)2046=(3)2046*Dep_ratet | £m | [23 empty] | 0 | 0 | 0 | 0 | 0 | 0 | 0 | 0 | 0 | 0 | 0 | 0 | 0 | 0 | 0 | 0 | 0 | 0 | 0 | 0 | 0 | 0 | 0 | 0 | 0 | 0 | 0 | 0 | 0 | 0 | 0 | 0 | 0 | 0 | 0 | 0 | 0
| Depn of 2047 additions | (5)2047=(3)2047*Dep_ratet | £m | [24 empty] | 0 | 0 | 0 | 0 | 0 | 0 | 0 | 0 | 0 | 0 | 0 | 0 | 0 | 0 | 0 | 0 | 0 | 0 | 0 | 0 | 0 | 0 | 0 | 0 | 0 | 0 | 0 | 0 | 0 | 0 | 0 | 0 | 0 | 0 | 0 | 0
| Depn of 2048 additions | (5)2048=(3)2048*Dep_ratet | £m | RIIO-ED7 26 2049: 0; RIIO-ED7 27 2050: 0; RIIO-ED7 28 2051: 0; RIIO-ED7 29 2052: 0; RIIO-ED7 30 2053: 0; RIIO-ED8 31 2054: 0; RIIO-ED8 32 2055: 0; RIIO-ED8 33 2056: 0; RIIO-ED8 34 2057: 0; RIIO-ED8 35 2058: 0; RIIO-ED9 36 2050: 0; RIIO-ED9 37 2060: 0; RIIO-ED9 38 2061: 0; RIIO-ED9 39 2062: 0; RIIO-ED9 40 2063: 0; RIIO-ED10 41 2064: 0; RIIO-ED10 42 2065: 0; RIIO-ED10 43 2066: 0; RIIO-ED10 44 2067: 0; RIIO-ED10 45 2068: 0; RIIO-ED11 46 2069: 0; RIIO-ED11 47 2070: 0; RIIO-ED11 48 2071: 0; RIIO-ED11 49 2072: 0; RIIO-ED11 50 2073: 0; RIIO-ED12 51 2074: 0; RIIO-ED12 52 2075: 0; RIIO-ED12 53 2076: 0; RIIO-ED12 54 2077: 0; RIIO-ED12 55 2078: 0; RIIO-ED13 56 2079: 0; RIIO-ED13 57 2080: 0; RIIO-ED13 58 2081: 0; RIIO-ED13 59 2082: 0; RIIO-ED13 60 2083: 0
| Depn of 2049 additions | (5)2049=(3)2049*Dep_ratet | £m | RIIO-ED7 27 2050: 0; RIIO-ED7 28 2051: 0; RIIO-ED7 29 2052: 0; RIIO-ED7 30 2053: 0; RIIO-ED8 31 2054: 0; RIIO-ED8 32 2055: 0; RIIO-ED8 33 2056: 0; RIIO-ED8 34 2057: 0; RIIO-ED8 35 2058: 0; RIIO-ED9 36 2050: 0; RIIO-ED9 37 2060: 0; RIIO-ED9 38 2061: 0; RIIO-ED9 39 2062: 0; RIIO-ED9 40 2063: 0; RIIO-ED10 41 2064: 0; RIIO-ED10 42 2065: 0; RIIO-ED10 43 2066: 0; RIIO-ED10 44 2067: 0; RIIO-ED10 45 2068: 0; RIIO-ED11 46 2069: 0; RIIO-ED11 47 2070: 0; RIIO-ED11 48 2071: 0; RIIO-ED11 49 2072: 0; RIIO-ED11 50 2073: 0; RIIO-ED12 51 2074: 0; RIIO-ED12 52 2075: 0; RIIO-ED12 53 2076: 0; RIIO-ED12 54 2077: 0; RIIO-ED12 55 2078: 0; RIIO-ED13 56 2079: 0; RIIO-ED13 57 2080: 0; RIIO-ED13 58 2081: 0; RIIO-ED13 59 2082: 0; RIIO-ED13 60 2083: 0
| Depn of 2050 additions | (5)2050=(3)2050*Dep_ratet | £m | RIIO-ED7 28 2051: 0; RIIO-ED7 29 2052: 0; RIIO-ED7 30 2053: 0; RIIO-ED8 31 2054: 0; RIIO-ED8 32 2055: 0; RIIO-ED8 33 2056: 0; RIIO-ED8 34 2057: 0; RIIO-ED8 35 2058: 0; RIIO-ED9 36 2050: 0; RIIO-ED9 37 2060: 0; RIIO-ED9 38 2061: 0; RIIO-ED9 39 2062: 0; RIIO-ED9 40 2063: 0; RIIO-ED10 41 2064: 0; RIIO-ED10 42 2065: 0; RIIO-ED10 43 2066: 0; RIIO-ED10 44 2067: 0; RIIO-ED10 45 2068: 0; RIIO-ED11 46 2069: 0; RIIO-ED11 47 2070: 0; RIIO-ED11 48 2071: 0; RIIO-ED11 49 2072: 0; RIIO-ED11 50 2073: 0; RIIO-ED12 51 2074: 0; RIIO-ED12 52 2075: 0; RIIO-ED12 53 2076: 0; RIIO-ED12 54 2077: 0; RIIO-ED12 55 2078: 0; RIIO-ED13 56 2079: 0; RIIO-ED13 57 2080: 0; RIIO-ED13 58 2081: 0; RIIO-ED13 59 2082: 0; RIIO-ED13 60 2083: 0
| Depn of 2051 additions | (5)2051=(3)2051*Dep_ratet | £m | RIIO-ED7 29 2052: 0; RIIO-ED7 30 2053: 0; RIIO-ED8 31 2054: 0; RIIO-ED8 32 2055: 0; RIIO-ED8 33 2056: 0; RIIO-ED8 34 2057: 0; RIIO-ED8 35 2058: 0; RIIO-ED9 36 2050: 0; RIIO-ED9 37 2060: 0; RIIO-ED9 38 2061: 0; RIIO-ED9 39 2062: 0; RIIO-ED9 40 2063: 0; RIIO-ED10 41 2064: 0; RIIO-ED10 42 2065: 0; RIIO-ED10 43 2066: 0; RIIO-ED10 44 2067: 0; RIIO-ED10 45 2068: 0; RIIO-ED11 46 2069: 0; RIIO-ED11 47 2070: 0; RIIO-ED11 48 2071: 0; RIIO-ED11 49 2072: 0; RIIO-ED11 50 2073: 0; RIIO-ED12 51 2074: 0; RIIO-ED12 52 2075: 0; RIIO-ED12 53 2076: 0; RIIO-ED12 54 2077: 0; RIIO-ED12 55 2078: 0; RIIO-ED13 56 2079: 0; RIIO-ED13 57 2080: 0; RIIO-ED13 58 2081: 0; RIIO-ED13 59 2082: 0; RIIO-ED13 60 2083: 0
| Depn of 2052 additions | (5)2052=(3)2052*Dep_ratet | £m | RIIO-ED7 30 2053: 0; RIIO-ED8 31 2054: 0; RIIO-ED8 32 2055: 0; RIIO-ED8 33 2056: 0; RIIO-ED8 34 2057: 0; RIIO-ED8 35 2058: 0; RIIO-ED9 36 2050: 0; RIIO-ED9 37 2060: 0; RIIO-ED9 38 2061: 0; RIIO-ED9 39 2062: 0; RIIO-ED9 40 2063: 0; RIIO-ED10 41 2064: 0; RIIO-ED10 42 2065: 0; RIIO-ED10 43 2066: 0; RIIO-ED10 44 2067: 0; RIIO-ED10 45 2068: 0; RIIO-ED11 46 2069: 0; RIIO-ED11 47 2070: 0; RIIO-ED11 48 2071: 0; RIIO-ED11 49 2072: 0; RIIO-ED11 50 2073: 0; RIIO-ED12 51 2074: 0; RIIO-ED12 52 2075: 0; RIIO-ED12 53 2076: 0; RIIO-ED12 54 2077: 0; RIIO-ED12 55 2078: 0; RIIO-ED13 56 2079: 0; RIIO-ED13 57 2080: 0; RIIO-ED13 58 2081: 0; RIIO-ED13 59 2082: 0; RIIO-ED13 60 2083: 0
| Depn of 2053 additions | (5)2053=(3)2053*Dep_ratet | £m | RIIO-ED8 31 2054: 0; RIIO-ED8 32 2055: 0; RIIO-ED8 33 2056: 0; RIIO-ED8 34 2057: 0; RIIO-ED8 35 2058: 0; RIIO-ED9 36 2050: 0; RIIO-ED9 37 2060: 0; RIIO-ED9 38 2061: 0; RIIO-ED9 39 2062: 0; RIIO-ED9 40 2063: 0; RIIO-ED10 41 2064: 0; RIIO-ED10 42 2065: 0; RIIO-ED10 43 2066: 0; RIIO-ED10 44 2067: 0; RIIO-ED10 45 2068: 0; RIIO-ED11 46 2069: 0; RIIO-ED11 47 2070: 0; RIIO-ED11 48 2071: 0; RIIO-ED11 49 2072: 0; RIIO-ED11 50 2073: 0; RIIO-ED12 51 2074: 0; RIIO-ED12 52 2075: 0; RIIO-ED12 53 2076: 0; RIIO-ED12 54 2077: 0; RIIO-ED12 55 2078: 0; RIIO-ED13 56 2079: 0; RIIO-ED13 57 2080: 0; RIIO-ED13 58 2081: 0; RIIO-ED13 59 2082: 0; RIIO-ED13 60 2083: 0
| Depreciation | (5)=∑(5)t | £m | 0 | -0.030926 | -0.061852 | -0.092778 | -0.12411 | -0.15544 | -0.15544 | -0.15544 | -0.15544 | -0.15544 | -0.15544 | -0.15544 | -0.15544 | -0.15544 | -0.15544 | -0.15544 | -0.15544 | -0.15544 | -0.15544 | -0.15544 | -0.15544 | -0.15544 | -0.15544 | -0.15544 | -0.15544 | -0.15544 | -0.15544 | -0.15544 | -0.15544 | -0.15544 | -0.15544 | -0.15544 | -0.15544 | -0.15544 | -0.15544 | -0.15544 | -0.15544 | -0.15544 | -0.15544 | -0.15544 | -0.15544 | -0.15544 | -0.15544 | -0.15544 | -0.15544 | -0.15544 | -0.12452 | -0.093592 | -0.062666 | -0.031333 | 0 | 0 | 0 | 0 | 0 | 0 | 0 | 0 | 0 | 0
| Opening RAV balance | (6op)t=(6cl)t-1 | £m | 0 | -1.3917 | -2.7524 | -4.0823 | -5.3995 | -6.6853 | -6.5299 | -6.3744 | -6.219 | -6.0636 | -5.9081 | -5.7527 | -5.5972 | -5.4418 | -5.2863 | -5.1309 | -4.9754 | -4.82 | -4.6646 | -4.5091 | -4.3537 | -4.1982 | -4.0428 | -3.8873 | -3.7319 | -3.5764 | -3.421 | -3.2656 | -3.1101 | -2.9547 | -2.7992 | -2.6438 | -2.4883 | -2.3329 | -2.1774 | -2.022 | -1.8666 | -1.7111 | -1.5557 | -1.4002 | -1.2448 | -1.0893 | -0.93389 | -0.77844 | -0.623 | -0.46755 | -0.31211 | -0.18759 | -0.093999 | -0.031333 | -5.218e-15 | -5.218e-15 | -5.218e-15 | -5.218e-15 | -5.218e-15 | -5.218e-15 | -5.218e-15 | -5.218e-15 | -5.218e-15 | -5.218e-15
| Discounted RAV balance | (6D)=(6cl)*(1/1+WACC)) | £m | -1.351 | -2.672 | -3.963 | -5.2417 | -6.49 | -6.3391 | -6.1882 | -6.0373 | -5.8864 | -5.7355 | -5.5846 | -5.4337 | -5.2828 | -5.1319 | -4.981 | -4.8301 | -4.6792 | -4.5283 | -4.3774 | -4.2265 | -4.0756 | -3.9246 | -3.7737 | -3.6228 | -3.4719 | -3.321 | -3.1701 | -3.0192 | -2.8683 | -2.7174 | -2.5665 | -2.4156 | -2.2647 | -2.1138 | -1.9629 | -1.812 | -1.6611 | -1.5102 | -1.3593 | -1.2084 | -1.0575 | -0.9066 | -0.7557 | -0.60479 | -0.45389 | -0.30299 | -0.18211 | -0.091253 | -0.030418 | -5.0656e-15 | -5.0656e-15 | -5.0656e-15 | -5.0656e-15 | -5.0656e-15 | -5.0656e-15 | -5.0656e-15 | -5.0656e-15 | -5.0656e-15 | -5.0656e-15 | -5.0656e-15
| Closing RAV balance | (6cl)=(3)-(5)+(6op) | £m | -1.3917 | -2.7524 | -4.0823 | -5.3995 | -6.6853 | -6.5299 | -6.3744 | -6.219 | -6.0636 | -5.9081 | -5.7527 | -5.5972 | -5.4418 | -5.2863 | -5.1309 | -4.9754 | -4.82 | -4.6646 | -4.5091 | -4.3537 | -4.1982 | -4.0428 | -3.8873 | -3.7319 | -3.5764 | -3.421 | -3.2656 | -3.1101 | -2.9547 | -2.7992 | -2.6438 | -2.4883 | -2.3329 | -2.1774 | -2.022 | -1.8666 | -1.7111 | -1.5557 | -1.4002 | -1.2448 | -1.0893 | -0.93389 | -0.77844 | -0.623 | -0.46755 | -0.31211 | -0.18759 | -0.093999 | -0.031333 | -5.218e-15 | -5.218e-15 | -5.218e-15 | -5.218e-15 | -5.218e-15 | -5.218e-15 | -5.218e-15 | -5.218e-15 | -5.218e-15 | -5.218e-15 | -5.218e-15
| Cost of Capital | (6)=avg[(6D),(6op)]xWACC | £m | -0.020333 | -0.061158 | -0.10107 | -0.14033 | -0.17894 | -0.19602 | -0.19141 | -0.1868 | -0.18219 | -0.17758 | -0.17296 | -0.16835 | -0.16374 | -0.15913 | -0.15452 | -0.14991 | -0.1453 | -0.14069 | -0.13608 | -0.13147 | -0.12686 | -0.12225 | -0.11764 | -0.11303 | -0.10842 | -0.10381 | -0.099197 | -0.094586 | -0.089976 | -0.085365 | -0.080755 | -0.076144 | -0.071533 | -0.066923 | -0.062312 | -0.057702 | -0.053091 | -0.048481 | -0.04387 | -0.03926 | -0.034649 | -0.030039 | -0.025428 | -0.020818 | -0.016207 | -0.011597 | -0.007438 | -0.0041966 | -0.0018725 | -0.00047156 | -1.5477e-16 | -1.5477e-16 | -1.5477e-16 | -1.5477e-16 | -1.5477e-16 | -1.5477e-16 | -1.5477e-16 | -1.5477e-16 | -1.5477e-16 | -1.5477e-16
| Total Net DNO benefits | (7)=(4)+(5)+(6) | £m | -0.7697 | -0.84145 | -0.91228 | -0.99233 | -1.0623 | -0.35146 | -0.34685 | -0.34224 | -0.33763 | -0.33302 | -0.32841 | -0.3238 | -0.31919 | -0.31458 | -0.30997 | -0.30536 | -0.30075 | -0.29614 | -0.29153 | -0.28691 | -0.2823 | -0.27769 | -0.27308 | -0.26847 | -0.26386 | -0.25925 | -0.25464 | -0.25003 | -0.24542 | -0.24081 | -0.2362 | -0.23159 | -0.22698 | -0.22237 | -0.21776 | -0.21315 | -0.20854 | -0.20393 | -0.19931 | -0.1947 | -0.19009 | -0.18548 | -0.18087 | -0.17626 | -0.17165 | -0.16704 | -0.13196 | -0.097789 | -0.064539 | -0.031805 | -1.5477e-16 | -1.5477e-16 | -1.5477e-16 | -1.5477e-16 | -1.5477e-16 | -1.5477e-16 | -1.5477e-16 | -1.5477e-16 | -1.5477e-16 | -1.5477e-16
Societal benefits (£m) i.e. costs avoided | Losses |  | £m | 0 | 0.010813 | 0.021627 | 0.03244 | 0.043396 | 0.054352 | 0.054352 | 0.054352 | 0.054352 | 0.054352 | 0.054352 | 0.054352 | 0.054352 | 0.054352 | 0.054352 | 0.054352 | 0.054352 | 0.054352 | 0.054352 | 0.054352 | 0.054352 | 0.054352 | 0.054352 | 0.054352 | 0.054352 | 0.054352 | 0.054352 | 0.054352 | 0.054352 | 0.054352 | 0.054352 | 0.054352 | 0.054352 | 0.054352 | 0.054352 | 0.054352 | 0.054352 | 0.054352 | 0.054352 | 0.054352 | 0.054352 | 0.054352 | 0.054352 | 0.054352 | 0.054352 | 0.054352 | 0.054352 | 0.054352 | 0.054352 | 0.054352 | 0.054352 | 0.054352 | 0.054352 | 0 | 0 | 0 | 0 | 0 | 0 | 0
| CO2e associated with losses |  | £m | 0 | 0.0020717 | 0.0045494 | 0.0073658 | 0.010488 | 0.013818 | 0.015949 | 0.016715 | 0.017126 | 0.017602 | 0.017743 | 0.01793 | 0.017802 | 0.017698 | 0.017302 | 0.016907 | 0.016242 | 0.015557 | 0.014623 | 0.013648 | 0.012446 | 0.01118 | 0.0097086 | 0.008153 | 0.0064126 | 0.0045666 | 0.0025574 | 0.0026469 | 0.0027364 | 0.0027364 | 0.0028259 | 0.0029154 | 0.0029921 | 0.0030816 | 0.0030816 | 0.0031711 | 0.0032479 | 0.0033246 | 0.0034013 | 0.0034013 | 0.0034652 | 0.0035292 | 0.0035803 | 0.0036315 | 0.0036315 | 0.0036826 | 0.003721 | 0.0037593 | 0.0037593 | 0.0037977 | 0.0038233 | 0.0038489 | 0.0038744 | 0 | 0 | 0 | 0 | 0 | 0 | 0
| Customer interruptions (CI) |  | £m | 0 | 0.00035037 | 0.00070074 | 0.0010511 | 0.0014061 | 0.0017611 | 0.001673 | 0.0015894 | 0.0015099 | 0.0014344 | 0.0013627 | 0.0012945 | 0.0012298 | 0.0011683 | 0.0011099 | 0.0010544 | 0.0010017 | 0.00095161 | 0.00090403 | 0.00085883 | 0.00081589 | 0.00077509 | 0.00073634 | 0.00069952 | 0.00066455 | 0.00063132 | 0.00059975 | 0.00056976 | 0.00054128 | 0.00051421 | 0.0004885 | 0.00046408 | 0.00044087 | 0.00041883 | 0.00039789 | 0.00037799 | 0.00035909 | 0.00034114 | 0.00032408 | 0.00030788 | 0.00029248 | 0.00027786 | 0.00026397 | 0.00025077 | 0.00023823 | 0.00022632 | 0.000215 | 0.00020425 | 0.00019404 | 0.00018434 | 0.00017512 | 0.00016637 | 0.00015805 | 0 | 0 | 0 | 0 | 0 | 0 | 0
| Customer minutes lost (CML) |  | £m | 0 | 0.00078749 | 0.001575 | 0.0023625 | 0.0031603 | 0.0039582 | 0.0037603 | 0.0035722 | 0.0033936 | 0.0032239 | 0.0030627 | 0.0029096 | 0.0027641 | 0.0026259 | 0.0024946 | 0.0023699 | 0.0022514 | 0.0021388 | 0.0020319 | 0.0019303 | 0.0018338 | 0.0017421 | 0.001655 | 0.0015722 | 0.0014936 | 0.0014189 | 0.001348 | 0.0012806 | 0.0012166 | 0.0011557 | 0.001098 | 0.0010431 | 0.0009909 | 0.00094136 | 0.00089429 | 0.00084957 | 0.0008071 | 0.00076674 | 0.0007284 | 0.00069198 | 0.00065738 | 0.00062452 | 0.00059329 | 0.00056362 | 0.00053544 | 0.00050867 | 0.00048324 | 0.00045908 | 0.00043612 | 0.00041432 | 0.0003936 | 0.00037392 | 0.00035522 | 0 | 0 | 0 | 0 | 0 | 0 | 0
| Other GHG emissions (CO2e) i.e. not associated with losses |  | £m | -0.016525 | 0.067481 | 0.16876 | 0.28427 | 0.41337 | 0.5823 | 0.67344 | 0.7074 | 0.72653 | 0.74878 | 0.75708 | 0.76763 | 0.76508 | 0.76392 | 0.75054 | 0.73768 | 0.71345 | 0.68888 | 0.65382 | 0.61754 | 0.57164 | 0.52366 | 0.46692 | 0.40723 | 0.33965 | 0.26825 | 0.18983 | 0.10673 | 0.11034 | 0.11034 | 0.11395 | 0.11756 | 0.12065 | 0.12426 | 0.12426 | 0.12787 | 0.13096 | 0.13406 | 0.13715 | 0.13715 | 0.13973 | 0.14231 | 0.14437 | 0.14643 | 0.14643 | 0.14849 | 0.15004 | 0.15159 | 0.15159 | 0.15313 | 0.15416 | 0.1552 | 0.15623 | 0 | 0 | 0 | 0 | 0 | 0 | 0
| Fatality |  | £m | 0 | 0.00049696 | 0.00099391 | 0.0014909 | 0.0019944 | 0.0024979 | 0.002373 | 0.0022543 | 0.0021416 | 0.0020345 | 0.0019328 | 0.0018362 | 0.0017443 | 0.0016571 | 0.0015743 | 0.0014956 | 0.0014208 | 0.0013497 | 0.0012823 | 0.0012181 | 0.0011572 | 0.0010994 | 0.0010444 | 0.00099218 | 0.00094257 | 0.00089545 | 0.00085067 | 0.00080814 | 0.00076773 | 0.00072935 | 0.00069288 | 0.00065823 | 0.00062532 | 0.00059406 | 0.00056435 | 0.00053614 | 0.00050933 | 0.00048386 | 0.00045967 | 0.00043669 | 0.00041485 | 0.00039411 | 0.0003744 | 0.00035568 | 0.0003379 | 0.000321 | 0.00030495 | 0.00028971 | 0.00027522 | 0.00026146 | 0.00024839 | 0.00023597 | 0.00022417 | 0 | 0 | 0 | 0 | 0 | 0 | 0
| Major injury |  | £m | 0 | 0 | 0 | 0 | 0 | 0 | 0 | 0 | 0 | 0 | 0 | 0 | 0 | 0 | 0 | 0 | 0 | 0 | 0 | 0 | 0 | 0 | 0 | 0 | 0 | 0 | 0 | 0 | 0 | 0 | 0 | 0 | 0 | 0 | 0 | 0 | 0 | 0 | 0 | 0 | 0 | 0 | 0 | 0 | 0 | 0 | 0 | 0 | 0 | 0 | 0 | 0 | 0 | 0 | 0 | 0 | 0 | 0 | 0 | 0
| Oil leakage |  | £m | 0 | 0.0014278 | 0.0028555 | 0.0042833 | 0.0057298 | 0.0071764 | 0.0068176 | 0.0064767 | 0.0061529 | 0.0058452 | 0.005553 | 0.0052753 | 0.0050115 | 0.004761 | 0.0045229 | 0.0042968 | 0.0040819 | 0.0038778 | 0.0036839 | 0.0034997 | 0.0033248 | 0.0031585 | 0.0030006 | 0.0028506 | 0.002708 | 0.0025726 | 0.002444 | 0.0023218 | 0.0022057 | 0.0020954 | 0.0019907 | 0.0018911 | 0.0017966 | 0.0017067 | 0.0016214 | 0.0015403 | 0.0014633 | 0.0013902 | 0.0013206 | 0.0012546 | 0.0011919 | 0.0011323 | 0.0010757 | 0.0010219 | 0.00097079 | 0.00092225 | 0.00087614 | 0.00083233 | 0.00079072 | 0.00075118 | 0.00071362 | 0.00067794 | 0.00064404 | 0 | 0 | 0 | 0 | 0 | 0 | 0
| Savings due to OLTC CVR |  | £m |  | 1.0486 | 2.0971 | 3.1457 | 4.2081 | 5.2705 | 5.2705 | 5.2705 | 5.2705 | 5.2705 | 5.2705 | 5.2705 | 5.2705 | 5.2705 | 5.2705 | 5.2705 | 5.2705 | 5.2705 | 5.2705 | 5.2705 | 5.2705 | 5.2705 | 5.2705 | 5.2705 | 5.2705 | 5.2705 | 5.2705 | 5.2705 | 5.2705 | 5.2705 | 5.2705 | 5.2705 | 5.2705 | 5.2705 | 5.2705 | 5.2705 | 5.2705 | 5.2705 | 5.2705 | 5.2705 | 5.2705 | 5.2705 | 5.2705 | 5.2705 | 5.2705 | 5.2705 | 5.2705 | 5.2705 | 5.2705 | 5.2705 | 5.2705 | 5.2705 | 5.2705
| Other 2 (specify) |  | £m
| Other 3 (specify) |  | £m
| Total societal net benefits |  | £m | -0.016525 | 1.132 | 2.2982 | 3.479 | 4.6876 | 5.9363 | 6.0288 | 6.0628 | 6.0817 | 6.1037 | 6.1115 | 6.1217 | 6.1184 | 6.1166 | 6.1024 | 6.0886 | 6.0633 | 6.0376 | 6.0012 | 5.9635 | 5.916 | 5.8664 | 5.8079 | 5.7463 | 5.6767 | 5.6031 | 5.5224 | 5.4392 | 5.4426 | 5.4424 | 5.4458 | 5.4493 | 5.4523 | 5.4558 | 5.4556 | 5.4591 | 5.4622 | 5.4652 | 5.4682 | 5.468 | 5.4706 | 5.4731 | 5.4751 | 5.4771 | 5.4769 | 5.479 | 5.4804 | 5.4819 | 5.4818 | 5.4833 | 5.4843 | 5.4853 | 5.4863 | 0 | 0 | 0 | 0 | 0 | 0 | 0
| Net benefits |  | £m | -0.78622 | 0.29055 | 1.3859 | 2.4866 | 3.6254 | 5.5849 | 5.682 | 5.7206 | 5.744 | 5.7707 | 5.7831 | 5.7979 | 5.7993 | 5.8021 | 5.7924 | 5.7832 | 5.7625 | 5.7414 | 5.7096 | 5.6766 | 5.6337 | 5.5887 | 5.5348 | 5.4778 | 5.4128 | 5.3439 | 5.2678 | 5.1891 | 5.1972 | 5.2016 | 5.2096 | 5.2177 | 5.2253 | 5.2334 | 5.2379 | 5.246 | 5.2536 | 5.2612 | 5.2689 | 5.2733 | 5.2805 | 5.2876 | 5.2942 | 5.3008 | 5.3053 | 5.3119 | 5.3485 | 5.3841 | 5.4173 | 5.4515 | 5.4843 | 5.4853 | 5.4863 | -1.5477e-16 | -1.5477e-16 | -1.5477e-16 | -1.5477e-16 | -1.5477e-16 | -1.5477e-16 | -1.5477e-16
| Discount factor | =1/[(1+SRTP)^n] | % | 100% | 96.62% | 93.35% | 90.19% | 87.14% | 84.2% | 81.35% | 78.6% | 75.94% | 73.37% | 70.89% | 68.49% | 66.18% | 63.94% | 61.78% | 59.69% | 57.67% | 55.72% | 53.84% | 52.02% | 50.26% | 48.56% | 46.92% | 45.33% | 43.8% | 42.31% | 40.88% | 39.5% | 38.17% | 36.87% | 35.63% | 34.59% | 33.58% | 32.6% | 31.65% | 30.73% | 29.84% | 28.97% | 28.12% | 27.31% | 26.51% | 25.74% | 24.99% | 24.26% | 23.55% | 22.87% | 22.2% | 21.56% | 20.93% | 20.32% | 19.73% | 19.15% | 18.59% | 18.05% | 17.53% | 17.02% | 16.52% | 16.04% | 15.57% | 15.12%
| Discount factor (safety) | =1/[(1+PTPR)^n] | % | 100% | 98.52% | 97.07% | 95.63% | 94.22% | 92.83% | 91.45% | 90.1% | 88.77% | 87.46% | 86.17% | 84.89% | 83.64% | 82.4% | 81.18% | 79.99% | 78.8% | 77.64% | 76.49% | 75.36% | 74.25% | 73.15% | 72.07% | 71% | 69.95% | 68.92% | 67.9% | 66.9% | 65.91% | 64.94% | 63.98% | 63.16% | 62.36% | 61.57% | 60.79% | 60.02% | 59.25% | 58.5% | 57.76% | 57.03% | 56.3% | 55.59% | 54.88% | 54.18% | 53.5% | 52.82% | 52.15% | 51.48% | 50.83% | 50.19% | 49.55% | 48.92% | 48.3% | 47.69% | 47.08% | 46.48% | 45.89% | 45.31% | 44.73% | 44.17%
| Discounted net benefits |  | £m | -0.78622 | 0.28073 | 1.2938 | 2.2428 | 3.1593 | 4.7023 | 4.6223 | 4.4963 | 4.3621 | 4.2341 | 4.0998 | 3.9712 | 3.8378 | 3.7099 | 3.5784 | 3.452 | 3.3233 | 3.1991 | 3.0738 | 2.9527 | 2.8313 | 2.7137 | 2.5966 | 2.483 | 2.3706 | 2.2613 | 2.1537 | 2.0498 | 1.9835 | 1.9181 | 1.8561 | 1.8048 | 1.7548 | 1.7063 | 1.658 | 1.6122 | 1.5676 | 1.5241 | 1.4819 | 1.4399 | 1.3999 | 1.3609 | 1.3229 | 1.286 | 1.2496 | 1.2147 | 1.1875 | 1.1606 | 1.1337 | 1.1076 | 1.0819 | 1.0505 | 1.0201 | -2.7939e-17 | -2.7126e-17 | -2.6335e-17 | -2.5568e-17 | -2.4824e-17 | -2.4101e-17 | -2.3399e-17
| Cumulative discounted net benefits |  | £m | -0.78622 | -0.5055 | 0.78827 | 3.0311 | 6.1904 | 10.8927 | 15.515 | 20.0113 | 24.3734 | 28.6075 | 32.7073 | 36.6785 | 40.5164 | 44.2262 | 47.8046 | 51.2566 | 54.5799 | 57.779 | 60.8529 | 63.8056 | 66.6369 | 69.3506 | 71.9473 | 74.4303 | 76.8009 | 79.0621 | 81.2158 | 83.2656 | 85.2491 | 87.1672 | 89.0232 | 90.8281 | 92.5829 | 94.2892 | 95.9473 | 97.5595 | 99.1271 | 100.6512 | 102.133 | 103.573 | 104.9728 | 106.3338 | 107.6567 | 108.9427 | 110.1924 | 111.4071 | 112.5946 | 113.7552 | 114.8889 | 115.9965 | 117.0784 | 118.1289 | 119.149 | 119.149 | 119.149 | 119.149 | 119.149 | 119.149 | 119.149 | 119.149
Non-DNO (eg societal) benefits
Enter values as increments (delta) relative to your reference scenario. Reductions are entered as positive numbers and increases as negative numbers.
Societal net benefits (impact relative to business as usual scenario) | Reduced/Increased losses |  | MWh |  | 185.747 | 371.4941 | 557.2411 | 745.4322 | 933.6233 | 933.6233 | 933.6233 | 933.6233 | 933.6233 | 933.6233 | 933.6233 | 933.6233 | 933.6233 | 933.6233 | 933.6233 | 933.6233 | 933.6233 | 933.6233 | 933.6233 | 933.6233 | 933.6233 | 933.6233 | 933.6233 | 933.6233 | 933.6233 | 933.6233 | 933.6233 | 933.6233 | 933.6233 | 933.6233 | 933.6233 | 933.6233 | 933.6233 | 933.6233 | 933.6233 | 933.6233 | 933.6233 | 933.6233 | 933.6233 | 933.6233 | 933.6233 | 933.6233 | 933.6233 | 933.6233 | 933.6233 | 933.6233 | 933.6233 | 933.6233 | 933.6233 | 933.6233 | 933.6233 | 933.6233
| Reduced/Increased emissions associated with losses |  | tCO2e | 0 | 40.9061 | 78.6884 | 113.3467 | 145.3578 | 174.2038 | 166.353 | 158.5022 | 150.6513 | 142.8005 | 134.9496 | 127.0988 | 119.248 | 111.3971 | 103.5463 | 95.6955 | 87.8446 | 79.9938 | 72.1429 | 64.2921 | 56.4413 | 48.5904 | 40.7396 | 32.8887 | 25.0379 | 17.1871 | 9.3362 | 9.3362 | 9.3362 | 9.3362 | 9.3362 | 9.3362 | 9.3362 | 9.3362 | 9.3362 | 9.3362 | 9.3362 | 9.3362 | 9.3362 | 9.3362 | 9.3362 | 9.3362 | 9.3362 | 9.3362 | 9.3362 | 9.3362 | 9.3362 | 9.3362 | 9.3362 | 9.3362 | 9.3362 | 9.3362 | 9.3362 | 0 | 0 | 0 | 0 | 0 | 0 | 0
| Reduced/Increased number of customers interrupted |  | no. |  | 18.8702 | 37.7404 | 56.6106 | 75.7291 | 94.8475 | 90.1052 | 85.5999 | 81.3199 | 77.2539 | 73.3912 | 69.7217 | 66.2356 | 62.9238 | 59.7776 | 56.7887 | 53.9493 | 51.2518 | 48.6892 | 46.2548 | 43.942 | 41.7449 | 39.6577 | 37.6748 | 35.7911 | 34.0015 | 32.3014 | 30.6864 | 29.152 | 27.6944 | 26.3097 | 24.9942 | 23.7445 | 22.5573 | 21.4294 | 20.358 | 19.3401 | 18.3731 | 17.4544 | 16.5817 | 15.7526 | 14.965 | 14.2167 | 13.5059 | 12.8306 | 12.1891 | 11.5796 | 11.0006 | 10.4506 | 9.9281 | 9.4317 | 8.9601 | 8.5121
| Reduced/Increased customer minutes lost |  | Mins |  | 1738.9101 | 3477.8202 | 5216.7302 | 6978.5207 | 8740.3112 | 8303.2956 | 7888.1308 | 7493.7243 | 7119.0381 | 6763.0862 | 6424.9319 | 6103.6853 | 5798.501 | 5508.576 | 5233.1472 | 4971.4898 | 4722.9153 | 4486.7695 | 4262.4311 | 4049.3095 | 3846.844 | 3654.5018 | 3471.7767 | 3298.1879 | 3133.2785 | 2976.6146 | 2827.7839 | 2686.3947 | 2552.0749 | 2424.4712 | 2303.2476 | 2188.0852 | 2078.681 | 1974.7469 | 1876.0096 | 1782.2091 | 1693.0987 | 1608.4437 | 1528.0215 | 1451.6205 | 1379.0394 | 1310.0875 | 1244.5831 | 1182.3539 | 1123.2362 | 1067.0744 | 1013.7207 | 963.0347 | 914.8829 | 869.1388 | 825.6818 | 784.3978
| Reduced/Increased emissions (not associated with losses)1 |  | tCO2e | -380 | 1332.4229 | 2918.8824 | 4374.3784 | 5728.9568 | 7340.9142 | 7024.3482 | 6707.7821 | 6391.216 | 6074.65 | 5758.0839 | 5441.5179 | 5124.9518 | 4808.3858 | 4491.8197 | 4175.2537 | 3858.6876 | 3542.1215 | 3225.5555 | 2908.9894 | 2592.4234 | 2275.8573 | 1959.2913 | 1642.7252 | 1326.1592 | 1009.5931 | 693.0271 | 376.461 | 376.461 | 376.461 | 376.461 | 376.461 | 376.461 | 376.461 | 376.461 | 376.461 | 376.461 | 376.461 | 376.461 | 376.461 | 376.461 | 376.461 | 376.461 | 376.461 | 376.461 | 376.461 | 376.461 | 376.461 | 376.461 | 376.461 | 376.461 | 376.461 | 376.461
| Reduced/Increased probability of fatality2 |  | % |  | 0.004388% | 0.008777% | 0.01317% | 0.01761% | 0.02206% | 0.02095% | 0.01991% | 0.01891% | 0.01797% | 0.01707% | 0.01621% | 0.0154% | 0.01463% | 0.0139% | 0.01321% | 0.01255% | 0.01192% | 0.01132% | 0.01076% | 0.01022% | 0.009708% | 0.009223% | 0.008762% | 0.008324% | 0.007907% | 0.007512% | 0.007136% | 0.00678% | 0.006441% | 0.006119% | 0.005813% | 0.005522% | 0.005246% | 0.004984% | 0.004734% | 0.004498% | 0.004273% | 0.004059% | 0.003856% | 0.003663% | 0.00348% | 0.003306% | 0.003141% | 0.002984% | 0.002835% | 0.002693% | 0.002558% | 0.00243% | 0.002309% | 0.002193% | 0.002084% | 0.00198%
| Reduced/Increased probability of major injury2 |  | % | bar: RIIO-ED2 1 2024 to RIIO-ED13 60 2083
| Reduced/Increased oil leakage |  | Litres |  | 32.9131 | 65.8262 | 98.7394 | 132.0856 | 165.4318 | 157.1602 | 149.3022 | 141.8371 | 134.7452 | 128.0079 | 121.6075 | 115.5272 | 109.7508 | 104.2633 | 99.0501 | 94.0976 | 89.3927 | 84.9231 | 80.6769 | 76.6431 | 72.8109 | 69.1704 | 65.7119 | 62.4263 | 59.305 | 56.3397 | 53.5227 | 50.8466 | 48.3043 | 45.889 | 43.5946 | 41.4149 | 39.3441 | 37.3769 | 35.5081 | 33.7327 | 32.046 | 30.4437 | 28.9215 | 27.4755 | 26.1017 | 24.7966 | 23.5568 | 22.3789 | 21.26 | 20.197 | 19.1871 | 18.2278 | 17.3164 | 16.4506 | 15.628 | 14.8466
| Monetised Risk - Memo Line |  | £m | RIIO-ED2 1 2024: 1.414; RIIO-ED2 2 2025: 1.3017; RIIO-ED2 3 2026: 1.3017; RIIO-ED2 4 2027: 1.3188; RIIO-ED2 5 2028: 1.3188
1 | Includes all GHG not associated with losses e.g. SF6 converted to tCO2e using Defra conversion factors
http://www.defra.gov.uk/publications/2012/05/30/pb13773-2012-ghg-conversion/
Where losses are entered in terms of MWh, the CO2e associated with those losses will be calculated based on an assumed GHG conversion factor. The tCO2e are monetised using DECC traded carbon values.
All other GHG emissions not associated with losses should be entered in row 90 to avoid double counting.
2 | http://www.hse.gov.uk/risk/theory/alarpcheck.htm
Please specify
Asset Replacement
Atypicals Non Sev Weather
Atypicals Non Sev Weather (excluded from Totex)
Atypicals Non Sev Weather (Non Price Control)
Blackstart
BT21CN
Civil Works Condition Driven
Closely Associated Indirects
Connection costs outside of the price control
Connections within the price control
Core BS
Core CAI
De Minimis
Directly remunerated services (excluding connections, other consented activities, legacy meters and de minimis)
Dismantlement
Diversions (Excluding Rail Electrification)
Diversions (Rail Electrification)
Environmental Reporting
Fault Level Reinforcement
Faults
Flood Mitigation
High Value Projects DPCR5
High Value Projects RIIO-ED1
High Value Projects RIIO-ED2
IFI & LCN Fund
Innovation in ED2 (NEW)
Inspections
Inspections & Maintenance
IT and Telecoms (Non-Op)
IT& Telecoms (Business Support)
Legacy meters
Legal & Safety
Losses
Monitoring equipment (Secondary Network)
Network Innovation Allowance (NIA)
Network Innovation Competition (NIC)
Network Operating Costs
New Transmission Capacity Charges
ONIs
Operational IT and telecoms
Operational Training (CAI)
Other consented Activities
Other costs within Price Control
Other Non Activity Based Costs
Out of Area Networks
Overhead Line Clearances
Pass through
Physical Security
Property (Non-Op)
Property Mgt
QoS & North of Scotland Resilience
Refurbishment NARM
Refurbishment SDI
Reinforcement (Primary Network)
Reinforcement (Secondary Network)
Remote Generation Opex
Repair and Maintenance
Rising and Lateral Mains
Severe Weather 1 in 20
Shetland
Small Tools and Equipment
Smart Metering Roll Out
Smart Meters
Substation Electricity
Tree Cutting
Vehicles and Transport (CAI)
Vehicles and Transport (Non-Op)
Visual Amenity
Wayleaves
Worst Served Customers
Whole Systems Cost - Other Electricity Distribution Licensees
Whole Systems Cost - Electricity Transmission Licensees
Note on B32: Ofgem: DNOs should add their own capitalisation rate assumptions in line with Business Plans where necessary. We have set a capitalisation rate of 85% as a default assumption.
Note on B101: Dheeraj Viswanath: This line records the total monetised risk of the modelled scenario. It acts as a cross-reference between the CBA and NARM BPDTs and should not directly link to any formulas in the CBA analysis above.

## Workings 2
Option 2
RIIO-ED2 Cost Benefit Analysis template
Workings / assumptions used for costing option 1
Use this sheet to provide details of assumptions and calculation methodology used in CBA model
| Option Description: | Replacement of HI5 11kV/0.4kV Transformer with a lower loss transformer with an OLTC but higher CAPEX cost
HI5
| Total Volumes for intervention (SSEH) | 382 | Based upon Future Risk volumes from CBRM for SSEH
|  | 2024 | 2025 | 2026 | 2027 | 2028
C1
| C2 | 76 | 76 | 76 | 77 | 77
C3
C4
| Total Annual Volumes (SSEH) | 76 | 76 | 76 | 77 | 77
| Number of Customers per HV Transformer | 440.5699 | average of all HV Transformers
| Replacement Unit Cost (£k) | 28.1716 |  | Annual Maint. Cost (£k) | 0 | vacuum tap changer does does require additional maintenance according to manufacturer
Probability of Failures
|  |  | SSEH | SSES
|  | HI1 | 0.01604% | 0.01075% | all PoF values from Devons fault rate analysis
|  | HI2 | 0.02388% | 0.01601%
|  | HI3 | 0.04222% | 0.02831%
|  | HI4 | 0.06838% | 0.04584%
|  | HI5 | 0.1604% | 0.1075%
|  | SSEH | SSES
| Average CML per fault | 15850 | - | values taken from SSEN fault data analysis
| Average CI per fault | 172 | -
| Annual Environmental Impacts | HI5 | HI1
| Oil Leakage (litres) | 300 | 300 | Value taken from CBRM v2
| Carbon Footprint of Replacement (tonnes.CO2e) | 5
| Safety (Annual) | C1 | C2 | C3 | C4
| Probability of Fatality | 0.03% | 0.04% | 0.05% | 0.06% | values taken from CNAIM v2
| Probability of Major Injury | 0% | 0% | 0% | 0% | not required as number above includes major injury probability
| Annual Network Losses Per Transformer | Existing | Replacement
| HV Transformer Capacity (MVA) | 0.75 | 0.75 |  |  |  |  | 0.95 | OLTC factor
| Average Capacity Factor | 30% | 30% |  |  |  |  | 13797 | Annual reduction in energy use (£)
| Transformer efficiency (%) | 99.36% | 99.48% |  | Reduction in Losses
| Total Annual Losses (MWh) | 12.6144 | 10.1704 |  | 2.444 | MWh |  | Price of Energy
[8 empty] | 140 | £/MWh
[8 empty] | 0.14 | £/kWh
|  | 2024 | 2025 | 2026 | 2027 | 2028
| Annual CML impact | 1738.9101 | 3477.8202 | 5216.7302 | 6978.5207 | 8740.3112 | Change in CML impact from baseline (assets start at HI5) to HI1
| Annual CI Impact | 18.8702 | 37.7404 | 56.6106 | 75.7291 | 94.8475 | Change in CI impact from baseline (assets start at HI5) to HI1
| Carbon Impact of Replacement (tonnes.CO2e) | -380 | -380 | -380 | -385 | -385 | The carbon impact of replacement - one off in year impacts
| Reduction in Losses (MWh) | 185.747 | 371.4941 | 557.2411 | 745.4322 | 933.6233 | The cumulative improvement in losses due to new transformers
| Oil Leakage (litres) | 32.9131 | 65.8262 | 98.7394 | 132.0856 | 165.4318 | Change in oil leakage impact from baseline (assets start at HI5) to HI1
| Prob of Fatality (%) | 0.004388% | 0.008777% | 0.01317% | 0.01761% | 0.02206% | Change in fatality impact from baseline (assets start at HI5) to HI1
| Prob of Major Injury (%) | 0% | 0% | 0% | 0% | 0%
| Reduction in Carbon due to OLTC (MWh) | 7489.8 | 14979.6 | 22469.4 | 30057.75 | 37646.1 | 2029 | 2030 | 2031 | 2032 | 2033 | 2034 | 2035 | 2036 | 2037 | 2038 | 2039 | 2040 | 2041 | 2042 | 2043 | 2044 | 2045 | 2046 | 2047 | 2048 | 2049 | 2050 | 2051 | 2052 | 2053 | 2054 | 2055 | 2056 | 2057 | 2058 | 2059 | 2060 | 2061 | 2062 | 2063 | 2064 | 2065 | 2066 | 2067 | 2068 | 2069 | 2070 | 2071
| Reduction in Carbon due to OLTC (t.CO2e) | 1712.4229 | 3298.8824 | 4759.3784 | 6113.9568 | 7340.9142 | 7024.3482 | 6707.7821 | 6391.216 | 6074.65 | 5758.0839 | 5441.5179 | 5124.9518 | 4808.3858 | 4491.8197 | 4175.2537 | 3858.6876 | 3542.1215 | 3225.5555 | 2908.9894 | 2592.4234 | 2275.8573 | 1959.2913 | 1642.7252 | 1326.1592 | 1009.5931 | 693.0271 | 376.461 | 376.461 | 376.461 | 376.461 | 376.461 | 376.461 | 376.461 | 376.461 | 376.461 | 376.461 | 376.461 | 376.461 | 376.461 | 376.461 | 376.461 | 376.461 | 376.461 | 376.461 | 376.461 | 376.461 | 376.461 | 376.461
| Reduction in OLTC energy consumption (£k) | 1048.572 | 2097.144 | 3145.716 | 4208.085 | 5270.454
Change in Monetised Risk
|  | 2024 | 2025 | 2026 | 2027 | 2028
| Change in MR when HI5 replaced | 1413970 | 1301652 | 1301652 | 1318779 | 1318779
CBRM Monetised Risk Table (11kV Transfomers)
| Asset Register Category | Criticality Index Band | Monetised Risk Benefit for movement from Replacement
|  |  | HI1 | HI2 | HI3 | HI4 | 2029: HI5
| 6.6/11kV Transformer (GM) | C1 | 0 | 1758 | 4395 | 7637 | 2029: 11989
|  | C2 | 0 | 2512 | 6278 | 10911 | 2029: 17127
|  | C3 | 0 | 3768 | 9417 | 16366 | 2029: 25690
|  | C4 | 0 | 6280 | 15695 | 27277 | 2029: 42816