## Contents
SEPD Network Scenario Headroom Report 2024 Summary
Our Network Scenario Headroom Report (NSHR) is published to enable customers, developers, generators, local authorities and other interested third parties to view the possible headroom capacity at our Primary Substations and Bulk Supply Points (BSP) up to 2050. SSEN have used the latest Distribution Future Energy Scenarios (DFES) data to inform four scenarios of demand and generation forecasts. SSEN best view of the future demand and generation needs on our network is aligned to the Customer Transformation scenario. Although the NSHR provides a view of the future in terms of our potential available capacity and constraints on our network, we would encourage any party using this information in their decision-making process to engage with us ahead of making an application to connect or offer flexible services.
Network Headroom Report Contents
Tab | Description
Key Information | This tab provides some additional detail to assist users with how to read the data presented within this report.
Primary Headroom Dem | This tab provides the demand headroom capacity at each of our Primary substations, grid references, connectivity upto the Grid Supply Point and upstream constraints.
Primary Headroom Gen | This tab provides the generation headroom capacity at each of our Primary substations, grid references, connectivity upto the Grid Supply Point and upstream constraints.
BSP Headroom Dem | This tab provides the demand headroom capacity at each of our BSP, grid references, connectivity upto the Grid Supply Point and upstream constraints.
BSP Headroom Gen | This tab provides the demand headroom capacity at each of our BSP, grid references, connectivity upto the Grid Supply Point and upstream constraints.
LEP Reference | This tab provides information on the LEPs, local authorities and the connected GSPs, BSPs and Primaries that support those areas
ESID | To indicate potential transmission constraints by 'Earliest in Service Date' per Grid Supply Point (GSP)
March 2024 Version 2.0

## Key Information
SEPD Network Scenario Headroom Report 2024 Key Information
Our Network Scenario Headroom Report (NSHR) has been developed to be used in conjunction with our other documents that combine to make the full Network Development Plan; the other documents to reference are the Network Development Plan Methodology & Assumptions and Network Development Report. The capacity that demand and generation growth is measured against is the firm capacity of the primary substation or BSP as per our Load Indices submission to Ofgem and as indicated by our Long Term Development Statement. Firm capacity means the available capacity on the network with a single feed on outage; for instance a twin transformer sites firm capacity would be the lowest capacity available on a single transformer. For single transformer sites, the firm capacity is based on the backfeed supply available to restore supplies; this may be limited by the backfeed circuit capacity rather than the transformer providing the backfeed. When reviewing the headroom reports for demand and generation the following applies: GREEN and POSTIVE VALUES = Capacity is forecast to be available RED and NEGATIVE VALUES = There are constraints forecast It must be noted that forecasts in RED do not mean that connections cannot be made; there are opportunities through flexible services that can enable connections without triggering network reinforcement. We would encourage any developer, generator or customer to contact us to discuss their connection and available opportuinites to connect. The data shown within this NSHR is used by us to identify long term investment opportunities where there are constraints highlighted. As the forecast is scenario based, these constraints are subject to change and will be reviewed and published annually by SEPD.
March 2024
Version 1.0

## Primary Headroom Dem
Grid Supply Point | Bulk Supply Point | Primary Substation | Scenario | Grid Reference | Single Transformer Site (YES/NO) | Upstream Constraint (YES / NO) | Outstanding Contracted Demand (MVA) | Demand Headroom Winter (MVA) | [13 empty] | Demand Headroom Summer (MVA) | [13 empty] | Demand Headroom Spring/Autumn (MVA)
[8 empty] | 2025 | 2026 | 2027 | 2028 | 2029 | 2030 | 2031 | 2032 | 2033 | 2034 | 2035 | 2040 | 2045 | 2050 | 2025 | 2026 | 2027 | 2028 | 2029 | 2030 | 2031 | 2032 | 2033 | 2034 | 2035 | 2040 | 2045 | 2050 | 2025 | 2026 | 2027 | 2028 | 2029 | 2030 | 2031 | 2032 | 2033 | 2034 | 2035 | 2040 | 2045 | 2050
MANNINGTON GSP | BOURNEMOUTH | ALDERNEY | MINIMUM HEADROOM | SZ 04270 95141 | NO | YES | 7.377 | -2.9734 | -3.1586 | -3.5713 | -4.0248 | -4.496 | -5.1231 | -5.8303 | -6.6018 | -7.675 | -8.7501 | -9.7432 | -12.7085 | -14.2301 | -15.0226 | -0.67885 | -0.82237 | -1.0323 | -1.2347 | -1.5403 | -1.8625 | -2.447 | -3.0238 | -3.8297 | -4.6131 | -5.4383 | -8.0228 | -9.453 | -12.9774 | -1.3854 | -1.5459 | -1.7744 | -2.0307 | -2.3718 | -2.7733 | -3.33 | -3.9591 | -5.0061 | -6.232 | -7.4054 | -10.5008 | -12.4106 | -12.9087
|  | ALDERNEY | CT |  |  |  |  | -2.9367 | -3.1444 | -3.5626 | -3.9699 | -4.496 | -5.0381 | -5.5337 | -6.4207 | -7.3902 | -8.1936 | -9.1097 | -12.6788 | -14.2301 | -15.0226 | -0.65887 | -0.82237 | -1.0323 | -1.2347 | -1.5403 | -1.8625 | -2.3378 | -3.0238 | -3.8297 | -4.4023 | -5.1246 | -7.3173 | -7.8376 | -9.9639 | -1.3447 | -1.5308 | -1.7744 | -2.0084 | -2.3718 | -2.7549 | -3.1899 | -3.9591 | -4.9604 | -5.7846 | -6.8103 | -10.1928 | -11.0949 | -11.5088
|  | ALDERNEY | LW |  |  |  |  | -2.9734 | -3.1586 | -3.5713 | -4.0248 | -4.4891 | -5.1231 | -5.8303 | -6.6018 | -7.675 | -8.7501 | -9.7432 | -12.7085 | -13.4307 | -14.0295 | -0.67885 | -0.80845 | -0.98289 | -1.1919 | -1.4105 | -1.8556 | -2.447 | -2.9911 | -3.8057 | -4.6131 | -5.4383 | -7.4495 | -7.7175 | -7.9421 | -1.3854 | -1.5459 | -1.7652 | -2.0307 | -2.3091 | -2.7733 | -3.33 | -3.9275 | -5.0061 | -6.232 | -7.4054 | -10.3233 | -10.7902 | -11.1633
|  | ALDERNEY | ST |  |  |  |  | -2.7766 | -2.8583 | -2.955 | -3.0688 | -3.2251 | -3.4226 | -3.6425 | -3.9347 | -4.3816 | -5.2994 | -6.3103 | -12.2132 | -14.201 | -14.7314 | -0.57212 | -0.65039 | -0.74839 | -0.86235 | -1.0158 | -1.2072 | -1.4832 | -1.8877 | -2.4355 | -3.1498 | -3.8603 | -8.0228 | -9.453 | -9.8975 | -1.2345 | -1.3137 | -1.4178 | -1.5423 | -1.7145 | -1.9335 | -2.2289 | -2.6808 | -3.2933 | -4.0918 | -4.8699 | -10.5008 | -12.4106 | -12.9087
|  | ALDERNEY | FS |  |  |  |  | -2.778 | -2.8506 | -2.963 | -3.0977 | -3.2299 | -3.3973 | -3.5858 | -3.846 | -4.1292 | -4.5091 | -4.9219 | -7.8175 | -11.5821 | -14.2465 | -0.5535 | -0.61804 | -0.69357 | -0.79151 | -0.8921 | -1.027 | -1.1901 | -1.39 | -1.6171 | -1.9295 | -2.2778 | -4.883 | -7.6654 | -12.9774 | -1.2076 | -1.262 | -1.3321 | -1.426 | -1.5202 | -1.6519 | -1.8073 | -1.9957 | -2.2132 | -2.5366 | -2.967 | -6.2419 | -9.8617 | -12.1096
BRAMLEY (FLEE) | ALDERSHOT BSP | ALDERSHOT | MINIMUM HEADROOM | SU 85976 48834 | NO | YES | 0.624 | 7.3578 | 7.0472 | 6.4675 | 5.7514 | 5.0247 | 4.336 | 3.2525 | 1.8639 | 0.28168 | -1.2715 | -2.6151 | -6.6235 | -9.1142 | -10.5637 | 9.48 | 9.1778 | 8.8168 | 8.4031 | 7.8449 | 7.5662 | 6.8602 | 5.9886 | 5.0148 | 4.2789 | 3.369 | -0.18224 | -3.386 | -11.9188 | 8.3383 | 8.0275 | 7.5233 | 6.8586 | 6.1937 | 5.5814 | 4.5779 | 3.2926 | 1.8176 | 0.37241 | -0.86525 | -4.4039 | -6.4007 | -7.6713
|  | ALDERSHOT | CT |  |  |  |  | 7.4194 | 7.0783 | 6.5092 | 5.8901 | 5.0867 | 4.6057 | 3.6089 | 2.3056 | 0.887 | -0.21689 | -1.5196 | -6.5108 | -9.1142 | -10.5637 | 9.4878 | 9.1778 | 8.8168 | 8.4031 | 7.8449 | 7.5662 | 6.8602 | 5.9886 | 5.0148 | 4.2789 | 3.369 | -0.18224 | -3.1101 | -7.2263 | 8.4001 | 8.0577 | 7.5577 | 6.986 | 6.2395 | 5.8236 | 4.8976 | 3.6843 | 2.358 | 1.3434 | 0.13329 | -4.2228 | -6.4007 | -7.6713
|  | ALDERSHOT | LW |  |  |  |  | 7.3578 | 7.0472 | 6.4675 | 5.7514 | 5.0247 | 4.336 | 3.2525 | 1.8639 | 0.28168 | -1.2715 | -2.6151 | -6.6235 | -8.0364 | -9.2031 | 9.48 | 9.2441 | 8.9481 | 8.5339 | 8.1331 | 7.7918 | 7.1265 | 6.332 | 5.3858 | 4.4646 | 3.7102 | 1.746 | 1.194 | 0.62224 | 8.3383 | 8.0275 | 7.5233 | 6.8586 | 6.1937 | 5.5814 | 4.5779 | 3.2926 | 1.8176 | 0.37241 | -0.86525 | -4.4039 | -5.5568 | -6.5674
|  | ALDERSHOT | ST |  |  |  |  | 7.6007 | 7.4883 | 7.3314 | 7.1259 | 6.8997 | 6.5543 | 6.1412 | 5.6994 | 5.4931 | 4.8345 | 4.0999 | -1.9045 | -3.9281 | -5.4885 | 9.6048 | 9.4711 | 9.2886 | 9.0592 | 8.8214 | 8.486 | 8.0882 | 7.6429 | 7.4111 | 6.7798 | 6.0721 | 1.7693 | -1.5889 | -6.0519 | 8.5713 | 8.461 | 8.3016 | 8.0926 | 7.8803 | 7.5491 | 7.1503 | 6.7097 | 6.5641 | 5.9227 | 5.0652 | -0.79646 | -2.7387 | -3.9488
|  | ALDERSHOT | FS |  |  |  |  | 7.6155 | 7.4947 | 7.3559 | 7.1576 | 6.9284 | 6.6875 | 6.3814 | 6.0054 | 5.5551 | 4.9885 | 4.7723 | 1.169 | -2.1626 | -5.0515 | 9.6148 | 9.4634 | 9.3126 | 9.0999 | 8.8589 | 8.6065 | 8.2624 | 7.8479 | 7.353 | 6.756 | 6.4234 | 2.2758 | -3.386 | -11.9188 | 8.5902 | 8.4705 | 8.3472 | 8.1602 | 7.9494 | 7.739 | 7.4565 | 7.1069 | 6.6817 | 6.143 | 5.9553 | 2.5581 | -0.52653 | -3.1955
MELKSHAM GSP | CHIPPENHAM | ALDERTON | MINIMUM HEADROOM | ST 84609 84059 | NO | YES | 0.099 | 0.2485 | 0.12381 | 0.022323 | -0.12575 | -0.27858 | -0.4417 | -0.64272 | -0.83947 | -1.0274 | -1.2438 | -1.4097 | -1.9382 | -2.2683 | -2.5727 | 1.059 | 0.99684 | 0.94079 | 0.86972 | 0.77217 | 0.70857 | 0.58401 | 0.4358 | 0.31371 | 0.18048 | 0.075217 | -0.33166 | -0.9838 | -2.2438 | 0.4229 | 0.30885 | 0.21684 | 0.081448 | -0.057416 | -0.20646 | -0.39411 | -0.57924 | -0.75543 | -0.95911 | -1.1117 | -1.5787 | -1.8589 | -2.1204
|  | ALDERTON | CT |  |  |  |  | 0.2485 | 0.12381 | 0.022323 | -0.092579 | -0.23327 | -0.33907 | -0.50298 | -0.69457 | -0.86375 | -1.0054 | -1.1861 | -1.7732 | -2.1177 | -2.4006 | 1.0611 | 0.99684 | 0.94079 | 0.86972 | 0.77217 | 0.70857 | 0.58401 | 0.4358 | 0.31371 | 0.21437 | 0.075217 | -0.33166 | -0.76869 | -1.4543 | 0.4229 | 0.30885 | 0.21684 | 0.11203 | -0.018207 | -0.1138 | -0.26796 | -0.44859 | -0.60682 | -0.7378 | -0.90705 | -1.4275 | -1.7221 | -1.9642
|  | ALDERTON | LW |  |  |  |  | 0.27194 | 0.15471 | 0.028742 | -0.12575 | -0.27858 | -0.4417 | -0.64272 | -0.83947 | -1.0274 | -1.2438 | -1.4097 | -1.9382 | -2.2683 | -2.5727 | 1.059 | 1.015 | 0.96291 | 0.88124 | 0.80275 | 0.71355 | 0.58491 | 0.45016 | 0.32992 | 0.18048 | 0.088675 | -0.12262 | -0.23885 | -0.37903 | 0.44342 | 0.33538 | 0.22224 | 0.081448 | -0.057416 | -0.20646 | -0.39411 | -0.57924 | -0.75543 | -0.95911 | -1.1117 | -1.5787 | -1.8589 | -2.1204
|  | ALDERTON | ST |  |  |  |  | 0.30198 | 0.20889 | 0.093841 | -0.038597 | -0.15433 | -0.29246 | -0.4287 | -0.5603 | -0.67481 | -0.83491 | -1.0055 | -1.6139 | -1.8892 | -2.0784 | 1.0819 | 1.0513 | 0.99876 | 0.92902 | 0.87173 | 0.79282 | 0.71274 | 0.62384 | 0.54853 | 0.43037 | 0.30115 | -0.25677 | -0.68084 | -1.324 | 0.47305 | 0.38887 | 0.28649 | 0.1673 | 0.064919 | -0.059915 | -0.1835 | -0.30483 | -0.40904 | -0.55867 | -0.71831 | -1.2827 | -1.5199 | -1.6778
|  | ALDERTON | FS |  |  |  |  | 0.36243 | 0.30285 | 0.26824 | 0.2199 | 0.17137 | 0.13708 | 0.085249 | -0.007064 | -0.11545 | -0.23891 | -0.33132 | -0.97725 | -1.5796 | -1.8631 | 1.0912 | 1.0794 | 1.0531 | 1.0113 | 0.96814 | 0.93794 | 0.88409 | 0.81102 | 0.71985 | 0.61351 | 0.53205 | -0.1278 | -0.9838 | -2.2438 | 0.52638 | 0.47212 | 0.44098 | 0.39658 | 0.35211 | 0.32173 | 0.27315 | 0.18931 | 0.089489 | -0.025327 | -0.10912 | -0.71038 | -1.2494 | -1.4959
BRAMLEY (FLEE) | ALTON | ALRESFORD | MINIMUM HEADROOM | SU 59684 32511 | NO | YES | 4.914 | -3.1352 | -3.5203 | 6.9223 | 6.2252 | 5.532 | 4.6757 | 4.1581 | 3.3045 | 2.3403 | 1.3906 | 0.54208 | -2.4085 | -3.9731 | -5.3361 | 0.057667 | -0.13344 | 10.6291 | 10.3487 | 10.0332 | 9.638 | 9.3854 | 8.9821 | 8.5158 | 8.0558 | 7.6482 | 5.9926 | 4.5286 | 2.3606 | -1.8902 | -2.2223 | 8.3073 | 7.7041 | 7.1176 | 6.3359 | 5.9797 | 5.2069 | 4.3097 | 3.4342 | 2.7129 | 0.40556 | -0.76655 | -1.828
|  | ALRESFORD | CT |  |  |  |  | -3.1352 | -3.5203 | 6.982 | 6.4241 | 5.7834 | 5.1334 | 4.7468 | 3.9632 | 3.1309 | 2.4441 | 1.6525 | -1.7766 | -3.9059 | -5.3361 | 0.057667 | -0.13344 | 10.6291 | 10.3573 | 10.0332 | 9.7111 | 9.4986 | 9.0938 | 8.6541 | 8.2907 | 7.8667 | 5.9926 | 4.5286 | 2.8755 | -1.8839 | -2.2223 | 8.3567 | 7.8744 | 7.3 | 6.7201 | 6.4698 | 5.755 | 4.9813 | 4.3967 | 3.6858 | 1.0612 | -0.54451 | -1.6991
|  | ALRESFORD | LW |  |  |  |  | -3.1214 | -3.4865 | 6.9223 | 6.2252 | 5.532 | 4.6757 | 4.1581 | 3.3045 | 2.3403 | 1.3906 | 0.54208 | -2.4085 | -3.9731 | -5.3 | 0.077404 | -0.087322 | 10.6597 | 10.3487 | 10.0374 | 9.638 | 9.3854 | 8.9821 | 8.5158 | 8.0558 | 7.6482 | 6.3239 | 5.6692 | 5.1239 | -1.8902 | -2.2079 | 8.3073 | 7.7041 | 7.1176 | 6.3359 | 5.9797 | 5.2069 | 4.3097 | 3.4342 | 2.7129 | 0.40556 | -0.76655 | -1.828
|  | ALRESFORD | ST |  |  |  |  | -2.977 | -3.2654 | 7.3938 | 6.9967 | 6.5839 | 6.1949 | 5.7542 | 5.381 | 4.9456 | 4.8166 | 4.3532 | 1.7365 | -0.067774 | -1.5605 | 0.13155 | -0.0086903 | 10.8261 | 10.6272 | 10.4117 | 10.2124 | 9.981 | 9.7643 | 9.5053 | 9.3757 | 9.0779 | 7.2739 | 5.8006 | 4.086 | -1.7275 | -1.9726 | 8.7578 | 8.4204 | 8.0676 | 7.7409 | 7.3472 | 6.9873 | 6.5527 | 6.5098 | 6.0535 | 3.6492 | 2.2386 | 1.107
|  | ALRESFORD | FS |  |  |  |  | -2.8183 | -3.0097 | 7.8016 | 7.6205 | 7.4023 | 7.1641 | 6.968 | 6.634 | 6.2606 | 5.8289 | 5.6872 | 3.3187 | 0.88079 | -1.048 | 0.21685 | 0.11419 | 11.0078 | 10.8976 | 10.7573 | 10.6003 | 10.4602 | 10.2484 | 10.0103 | 9.7359 | 9.5885 | 7.8468 | 5.5272 | 2.3606 | -1.6077 | -1.7716 | 9.0599 | 8.9106 | 8.7161 | 8.4991 | 8.3251 | 8.0281 | 7.6859 | 7.2772 | 7.2368 | 5.0674 | 3.0784 | 1.5849
BRAMLEY (FLEE) | ALTON | ALTON LOCAL | MINIMUM HEADROOM | SU 72434 39606 | NO | YES | 10.635 | 2.8574 | 2.1139 | 0.58522 | -0.49199 | -1.7349 | -3.3149 | -5.1072 | -7.2802 | -9.5598 | -11.9146 | -14.0691 | -22.2272 | -27.1496 | -31.8284 | 11.4069 | 10.9099 | 9.9622 | 9.3835 | 8.6527 | 7.58 | 6.283 | 4.9993 | 3.6459 | 2.2121 | 1.0292 | -3.508 | -8.4597 | -14.5577 | 5.2326 | 4.5399 | 3.1624 | 2.1729 | 1.0119 | -0.5353 | -2.3285 | -4.3718 | -6.52 | -8.7532 | -10.7246 | -18.1174 | -22.8745 | -27.5954
|  | ALTON LOCAL | CT |  |  |  |  | 2.9408 | 2.2787 | 1.0962 | 0.38608 | -0.70023 | -1.8189 | -3.2118 | -5.112 | -7.2612 | -9.0656 | -11.1473 | -20.2457 | -26.0207 | -30.1643 | 11.4313 | 10.9603 | 10.2695 | 9.9618 | 9.2685 | 8.5428 | 7.5294 | 6.3096 | 4.8123 | 3.661 | 2.2329 | -3.508 | -8.4597 | -14.5577 | 5.3168 | 4.7028 | 3.6895 | 3.1038 | 2.0975 | 1.0552 | -0.30236 | -2.0935 | -4.1746 | -5.8534 | -7.8381 | -15.9058 | -20.9961 | -24.8542
|  | ALTON LOCAL | LW |  |  |  |  | 2.8574 | 2.1139 | 0.58522 | -0.49199 | -1.7349 | -3.3149 | -5.1072 | -7.2802 | -9.5598 | -11.9146 | -14.0691 | -22.2272 | -27.1496 | -31.8284 | 11.4069 | 10.9099 | 9.9622 | 9.3835 | 8.6527 | 7.58 | 6.283 | 4.9993 | 3.6459 | 2.2121 | 1.0292 | -3.4247 | -6.9057 | -10.5951 | 5.2326 | 4.5399 | 3.1624 | 2.1729 | 1.0119 | -0.5353 | -2.3285 | -4.3718 | -6.52 | -8.7532 | -10.7246 | -18.1174 | -22.8745 | -27.5954
|  | ALTON LOCAL | ST |  |  |  |  | 3.2319 | 2.7719 | 1.9948 | 1.4065 | 0.88137 | 0.37707 | 0.18354 | -0.44582 | -1.1925 | -2.0493 | -2.9088 | -11.0227 | -16.0184 | -19.9669 | 11.6275 | 11.3097 | 10.6187 | 10.0522 | 9.5507 | 9.0846 | 8.9289 | 8.2915 | 7.5389 | 6.6826 | 5.8521 | -0.71925 | -5.2986 | -11.7242 | 5.6078 | 5.2075 | 4.4408 | 3.8232 | 3.2784 | 2.7604 | 2.6355 | 1.9657 | 1.1631 | 0.24106 | -0.65993 | -8.1262 | -13.1273 | -16.9322
|  | ALTON LOCAL | FS |  |  |  |  | 3.4293 | 3.0912 | 2.5811 | 2.2362 | 1.8526 | 1.4279 | 0.96205 | 0.5951 | -0.11567 | -0.91557 | -1.6584 | -6.6778 | -11.8928 | -17.5592 | 11.7252 | 11.4611 | 11.0722 | 10.7671 | 10.4056 | 9.9954 | 9.5037 | 9.1964 | 8.5162 | 7.7415 | 7.0346 | 2.1874 | -4.026 | -14.0094 | 5.7648 | 5.4656 | 5.0161 | 4.7054 | 4.3366 | 3.9222 | 3.4516 | 3.1712 | 2.4786 | 1.6868 | 0.97413 | -3.769 | -8.3436 | -13.7399
MELKSHAM GSP | ANDOVER BSP | ANDOVER | MINIMUM HEADROOM | SU 35240 46643 | NO | YES | 2.092 | 13.5839 | 13.401 | 12.9756 | 12.4904 | 12.0023 | 11.3549 | 10.6324 | 10.0828 | 9.1351 | 8.1948 | 7.3562 | 4.5534 | 2.8489 | 1.4746 | 16.1395 | 15.9862 | 15.7421 | 15.5004 | 15.1845 | 14.848 | 14.4174 | 14.1697 | 13.6374 | 13.2049 | 12.6893 | 10.3967 | 8.2662 | 2.5625 | 14.3603 | 14.1934 | 13.8091 | 13.3762 | 12.9393 | 12.3357 | 11.6668 | 11.2082 | 10.331 | 9.4662 | 8.7162 | 6.3261 | 4.9976 | 3.8652
|  | ANDOVER | CT |  |  |  |  | 13.6117 | 13.4146 | 13.0262 | 12.6253 | 12.1426 | 11.6255 | 10.9801 | 10.5114 | 9.6695 | 8.984 | 8.1991 | 4.9234 | 2.8489 | 1.4746 | 16.1395 | 15.9862 | 15.7421 | 15.5004 | 15.1845 | 14.848 | 14.4174 | 14.1697 | 13.6374 | 13.2049 | 12.6893 | 10.3967 | 8.2662 | 5.392 | 14.3886 | 14.2059 | 13.8485 | 13.4924 | 13.0455 | 12.5734 | 11.9761 | 11.5741 | 10.7996 | 10.1809 | 9.4605 | 6.6806 | 4.9976 | 3.8652
|  | ANDOVER | LW |  |  |  |  | 13.5839 | 13.401 | 12.9756 | 12.4904 | 12.0023 | 11.3549 | 10.6324 | 10.0828 | 9.1351 | 8.1948 | 7.3562 | 4.5534 | 3.1749 | 1.9504 | 16.1447 | 16.0341 | 15.8149 | 15.5671 | 15.3135 | 14.9435 | 14.5282 | 14.3185 | 13.7987 | 13.2863 | 12.8487 | 11.5074 | 10.8893 | 10.2859 | 14.3603 | 14.1934 | 13.8091 | 13.3762 | 12.9393 | 12.3357 | 11.6668 | 11.2082 | 10.331 | 9.4662 | 8.7162 | 6.3261 | 5.2129 | 4.1829
|  | ANDOVER | ST |  |  |  |  | 13.7415 | 13.6338 | 13.502 | 13.3576 | 13.1803 | 12.9618 | 12.7625 | 12.4909 | 12.1511 | 11.7351 | 11.729 | 8.981 | 7.3088 | 6.0546 | 16.2182 | 16.1189 | 16.0013 | 15.8725 | 15.7163 | 15.5288 | 15.3479 | 15.1095 | 14.8157 | 14.46 | 14.3518 | 12.11 | 9.9875 | 7.0165 | 14.5157 | 14.4145 | 14.2936 | 14.168 | 14.0103 | 13.8165 | 13.6354 | 13.3899 | 13.0801 | 12.6987 | 12.6646 | 10.0449 | 8.5046 | 7.5219
|  | ANDOVER | FS |  |  |  |  | 13.7685 | 13.6799 | 13.5641 | 13.4048 | 13.2871 | 13.1143 | 12.9216 | 12.7024 | 12.4133 | 12.0731 | 11.7131 | 9.8592 | 7.6426 | 5.2025 | 16.2298 | 16.1345 | 16.0222 | 15.877 | 15.7485 | 15.5747 | 15.3671 | 15.1323 | 14.8333 | 14.4892 | 14.1168 | 11.9103 | 8.2991 | 2.5625 | 14.5422 | 14.4574 | 14.353 | 14.2116 | 14.1092 | 13.9531 | 13.7813 | 13.5825 | 13.3185 | 13.0031 | 12.6668 | 10.9651 | 8.9639 | 6.5917
MELKSHAM GSP | ANDOVER BSP | ANDOVER EAST | MINIMUM HEADROOM | SU 37953 46433 | NO | YES | 2.152 | 8.6715 | 8.3682 | 7.464 | 6.5127 | 5.6152 | 4.4891 | 3.488 | 2.0654 | 0.65881 | -0.83262 | -2.2536 | -7.5231 | -11.0321 | -14.2921 | 10.5729 | 10.3803 | 9.7621 | 9.1231 | 8.5588 | 7.7798 | 7.0511 | 6.2391 | 5.491 | 4.6347 | 3.8522 | 0.35071 | -3.6688 | -8.9105 | 9.2228 | 8.8899 | 8.0131 | 7.0947 | 6.2463 | 5.075 | 4.1562 | 2.8253 | 1.4917 | 0.061235 | -1.2031 | -5.971 | -9.6091 | -13.2671
|  | ANDOVER EAST | CT |  |  |  |  | 8.6837 | 8.4354 | 7.8713 | 7.2654 | 6.5574 | 5.8276 | 5.1963 | 3.9362 | 2.489 | 1.2095 | -0.20816 | -6.0817 | -9.9932 | -12.9689 | 10.5729 | 10.3828 | 10.0569 | 9.6891 | 9.2313 | 8.7475 | 8.3033 | 7.5324 | 6.545 | 5.6893 | 4.7106 | 0.35071 | -3.6688 | -8.9105 | 9.2361 | 8.9624 | 8.4432 | 7.899 | 7.2038 | 6.4807 | 5.9509 | 4.7613 | 3.3249 | 2.1583 | 0.80183 | -4.2716 | -7.7961 | -10.7439
|  | ANDOVER EAST | LW |  |  |  |  | 8.6715 | 8.3682 | 7.464 | 6.5127 | 5.6152 | 4.4891 | 3.488 | 2.0654 | 0.65881 | -0.83262 | -2.2536 | -7.5231 | -11.0321 | -14.2921 | 10.6048 | 10.3803 | 9.7621 | 9.1231 | 8.5588 | 7.7798 | 7.0511 | 6.2391 | 5.491 | 4.6347 | 3.8522 | 0.48469 | -2.5698 | -5.6819 | 9.2228 | 8.8899 | 8.0131 | 7.0947 | 6.2463 | 5.075 | 4.1562 | 2.8253 | 1.4917 | 0.061235 | -1.2031 | -5.971 | -9.6091 | -13.2671
|  | ANDOVER EAST | ST |  |  |  |  | 8.8433 | 8.7044 | 8.2637 | 7.8588 | 7.5182 | 7.2746 | 6.9871 | 6.5721 | 6.0982 | 5.8404 | 5.4433 | 1.3014 | -2.7263 | -6.8603 | 10.6656 | 10.5454 | 10.0508 | 9.6266 | 9.2759 | 9.0321 | 8.7405 | 8.2877 | 7.7797 | 7.4457 | 7.0301 | 2.9507 | -1.5009 | -7.2048 | 9.4171 | 9.2673 | 8.7591 | 8.292 | 7.9032 | 7.6306 | 7.2846 | 6.7722 | 6.1738 | 5.947 | 5.4538 | 1.12 | -2.5755 | -6.2501
|  | ANDOVER EAST | FS |  |  |  |  | 8.948 | 8.853 | 8.6364 | 8.407 | 8.1395 | 7.8518 | 7.5827 | 7.158 | 6.6915 | 6.1748 | 5.7451 | 3.1516 | 0.089181 | -3.6131 | 10.7351 | 10.6282 | 10.4344 | 10.225 | 9.9665 | 9.6721 | 9.3582 | 8.91 | 8.4071 | 7.8567 | 7.4077 | 4.5617 | -0.098804 | -8.4101 | 9.5028 | 9.3952 | 9.1783 | 8.9661 | 8.6987 | 8.4047 | 8.1239 | 7.6877 | 7.1884 | 6.6151 | 6.1451 | 3.712 | 1.0911 | -2.0568
MELKSHAM GSP | ANDOVER BSP | ANDOVER TOWN | MINIMUM HEADROOM | SU 36207 45078 | NO | YES | 0.193 | 6.1023 | 6.0352 | 5.7086 | 5.2366 | 4.7282 | 4.1798 | 3.5805 | 3.1004 | 2.2623 | 1.4375 | 0.70686 | -1.6347 | -3.1845 | -4.357 | 7.7259 | 7.5871 | 7.3491 | 7.1217 | 6.8027 | 6.5049 | 6.1049 | 5.949 | 5.4713 | 5.0846 | 4.6553 | 2.801 | 1.0536 | -3.1319 | 6.1608 | 6.0202 | 5.6351 | 5.2166 | 4.7697 | 4.2473 | 3.6681 | 3.2745 | 2.4882 | 1.7177 | 1.0612 | -0.93977 | -2.2391 | -3.2537
|  | ANDOVER TOWN | CT |  |  |  |  | 6.1208 | 6.0468 | 5.7666 | 5.3759 | 4.8852 | 4.4517 | 3.9196 | 3.5062 | 2.7781 | 2.1736 | 1.4934 | -1.3762 | -3.1845 | -4.357 | 7.7259 | 7.5871 | 7.3491 | 7.1217 | 6.8027 | 6.5049 | 6.1049 | 5.949 | 5.4713 | 5.1042 | 4.6553 | 2.801 | 1.0536 | -1.3677 | 6.1867 | 6.0347 | 5.6812 | 5.3369 | 4.89 | 4.4852 | 3.9687 | 3.628 | 2.943 | 2.4036 | 1.7745 | -0.6797 | -2.2391 | -3.2537
|  | ANDOVER TOWN | LW |  |  |  |  | 6.1023 | 6.0352 | 5.7086 | 5.2366 | 4.7282 | 4.1798 | 3.5805 | 3.1004 | 2.2623 | 1.4375 | 0.70686 | -1.6347 | -2.6891 | -3.6377 | 7.728 | 7.6196 | 7.4011 | 7.1601 | 6.8986 | 6.5523 | 6.1418 | 6.0355 | 5.5538 | 5.0846 | 4.7103 | 3.6625 | 3.244 | 2.7663 | 6.1608 | 6.0202 | 5.6351 | 5.2166 | 4.7697 | 4.2473 | 3.6681 | 3.2745 | 2.4882 | 1.7177 | 1.0612 | -0.93977 | -1.8277 | -2.6565
|  | ANDOVER TOWN | ST |  |  |  |  | 6.1633 | 6.124 | 6.0628 | 5.9967 | 5.9073 | 5.7988 | 5.6787 | 5.4768 | 5.214 | 4.8881 | 4.96 | 3.171 | 1.8457 | 0.45091 | 7.7913 | 7.7104 | 7.6009 | 7.4868 | 7.3313 | 7.1747 | 7.0302 | 6.8254 | 6.5691 | 6.2553 | 6.2531 | 4.5089 | 2.9208 | 0.46995 | 6.2933 | 6.2132 | 6.0999 | 5.9911 | 5.841 | 5.7018 | 5.5775 | 5.3917 | 5.155 | 4.8608 | 4.9059 | 3.2573 | 2.0813 | 0.89607
|  | ANDOVER TOWN | FS |  |  |  |  | 6.1693 | 6.1378 | 6.0889 | 6.022 | 5.964 | 5.8398 | 5.7001 | 5.4907 | 5.2918 | 5.0151 | 4.7102 | 3.2937 | 1.6922 | 0.049763 | 7.7915 | 7.7102 | 7.6022 | 7.4692 | 7.3481 | 7.2098 | 7.0423 | 6.8206 | 6.5992 | 6.2974 | 5.9704 | 4.2449 | 1.456 | -3.1319 | 6.3027 | 6.2312 | 6.126 | 5.9929 | 5.8902 | 5.7678 | 5.6319 | 5.4361 | 5.2484 | 4.9792 | 4.693 | 3.3943 | 1.9508 | 0.54588
BRAMLEY (BASI) | BASINGSTOKE T1B & T2B | ARBORFIELD | MINIMUM HEADROOM | SU 75949 65766 | NO | YES | 0.532 | 14.4074 | 14.1219 | 13.5009 | 12.8747 | 12.1682 | 11.1275 | 10.237 | 8.9897 | 7.7887 | 6.3644 | 5.0154 | -1.7837 | -5.4567 | -8.3427 | 17.2622 | 17.0392 | 16.5301 | 16.03 | 15.5367 | 14.7756 | 14.2036 | 13.491 | 12.8502 | 12.0582 | 11.3033 | 7.2985 | 4.2249 | 1.3391 | 15.5792 | 15.2953 | 14.6468 | 13.9946 | 13.3068 | 12.2832 | 11.4306 | 10.2993 | 9.2282 | 7.9541 | 6.7721 | 0.78979 | -3.0097 | -6.2536
|  | ARBORFIELD | CT |  |  |  |  | 14.4508 | 14.2191 | 13.9008 | 13.534 | 12.9921 | 12.2959 | 11.7076 | 10.601 | 9.3093 | 7.985 | 6.5911 | -0.48556 | -4.0288 | -6.1911 | 17.2816 | 17.1011 | 16.9107 | 16.674 | 16.3091 | 15.8594 | 15.5632 | 14.9312 | 14.0962 | 13.3115 | 12.4001 | 8.0684 | 5.0803 | 1.8733 | 15.6186 | 15.3949 | 15.1069 | 14.7618 | 14.2514 | 13.6097 | 13.1036 | 12.1191 | 10.9185 | 9.7516 | 8.4895 | 2.3519 | -0.9713 | -3.2408
|  | ARBORFIELD | LW |  |  |  |  | 14.4074 | 14.1219 | 13.5009 | 12.8747 | 12.1682 | 11.1275 | 10.237 | 8.9897 | 7.7887 | 6.3644 | 5.0154 | -1.7837 | -5.4567 | -8.3427 | 17.2622 | 17.0392 | 16.5301 | 16.03 | 15.5367 | 14.7756 | 14.2036 | 13.491 | 12.8502 | 12.0582 | 11.3033 | 7.2985 | 4.2249 | 1.3391 | 15.5792 | 15.2953 | 14.6468 | 13.9946 | 13.3068 | 12.2832 | 11.4306 | 10.2993 | 9.2282 | 7.9541 | 6.7721 | 0.78979 | -3.0097 | -6.2536
|  | ARBORFIELD | ST |  |  |  |  | 14.545 | 14.3919 | 13.9681 | 13.6452 | 13.2892 | 12.9434 | 12.5392 | 11.9149 | 11.2306 | 10.7456 | 10.0669 | 4.9594 | 1.6298 | -1.0704 | 17.348 | 17.2357 | 16.7626 | 16.415 | 16.0837 | 15.825 | 15.5014 | 14.9869 | 14.4213 | 14.1292 | 13.6586 | 9.7147 | 6.3473 | 2.7296 | 15.7141 | 15.5764 | 15.0838 | 14.7201 | 14.3515 | 14.0313 | 13.6499 | 13.054 | 12.3994 | 11.9929 | 11.408 | 6.716 | 3.39 | 0.56618
|  | ARBORFIELD | FS |  |  |  |  | 14.6036 | 14.5023 | 14.3603 | 14.1914 | 13.9885 | 13.6947 | 13.3598 | 12.9249 | 12.4241 | 11.8347 | 11.3226 | 7.792 | 5.4378 | 3.0786 | 17.362 | 17.2803 | 17.142 | 16.9738 | 16.7969 | 16.5455 | 16.2365 | 15.8815 | 15.4411 | 14.9356 | 14.5318 | 12.0536 | 9.3187 | 4.9451 | 15.7564 | 15.6666 | 15.522 | 15.3468 | 15.1576 | 14.8813 | 14.5583 | 14.1573 | 13.6821 | 13.1288 | 12.6795 | 9.8436 | 7.7921 | 5.4941
LOVEDEAN GSP | CHICHESTER & HUNSTON | ARGYLE ROAD | MINIMUM HEADROOM | SZ 93193 99152 | NO | YES | 1.719 | 9.9439 | 9.754 | 9.1937 | 8.6109 | 8.0074 | 7.2253 | 6.6826 | 5.5541 | 4.2904 | 3.0482 | 1.9436 | -2.5576 | -5.9956 | -8.9325 | 14.3527 | 14.1032 | 13.7233 | 13.3436 | 12.8485 | 12.322 | 11.9117 | 11.1123 | 10.1759 | 9.3999 | 8.4654 | 3.4004 | -4.934 | -21.8215 | 10.6042 | 10.3607 | 9.8665 | 9.301 | 8.7119 | 7.9235 | 7.4352 | 6.3941 | 5.2188 | 4.0642 | 3.0459 | -0.95078 | -3.8194 | -6.2592
|  | ARGYLE ROAD | CT |  |  |  |  | 9.9625 | 9.7612 | 9.2864 | 8.8293 | 8.2016 | 7.5256 | 7.0361 | 5.8919 | 4.6514 | 3.6875 | 2.5492 | -2.4826 | -5.9956 | -8.9325 | 14.3527 | 14.1032 | 13.7233 | 13.3436 | 12.8485 | 12.322 | 11.9117 | 11.1123 | 10.1759 | 9.3999 | 8.4654 | 3.4004 | -2.3759 | -11.3967 | 10.6042 | 10.3607 | 9.8784 | 9.417 | 8.8009 | 8.1663 | 7.7187 | 6.6535 | 5.4929 | 4.6068 | 3.5464 | -0.95078 | -3.8194 | -6.2592
|  | ARGYLE ROAD | LW |  |  |  |  | 9.9439 | 9.754 | 9.1937 | 8.6109 | 8.0074 | 7.2253 | 6.6826 | 5.5541 | 4.2904 | 3.0482 | 1.9436 | -2.5576 | -5.1961 | -8.0236 | 14.4381 | 14.3066 | 14.018 | 13.7079 | 13.3822 | 12.9327 | 12.687 | 12.1175 | 11.4653 | 10.8215 | 10.2317 | 7.999 | 6.7731 | 5.2807 | 10.608 | 10.3952 | 9.8665 | 9.301 | 8.7119 | 7.9235 | 7.4352 | 6.3941 | 5.2188 | 4.0642 | 3.0459 | -0.91761 | -2.9995 | -5.3889
|  | ARGYLE ROAD | ST |  |  |  |  | 10.1015 | 9.9991 | 9.9765 | 9.9157 | 9.8401 | 9.749 | 9.5421 | 9.2687 | 8.9064 | 8.8312 | 8.4153 | 5.7856 | 3.4711 | 0.90889 | 14.4554 | 14.2778 | 14.1236 | 13.9184 | 13.6816 | 13.4269 | 13.1079 | 12.7268 | 12.2641 | 11.9647 | 11.3891 | 7.0777 | 1.6273 | -7.1627 | 10.7839 | 10.6638 | 10.6064 | 10.4889 | 10.3391 | 10.1977 | 9.9748 | 9.6903 | 9.3118 | 9.2743 | 8.8461 | 6.3148 | 4.4084 | 2.3903
|  | ARGYLE ROAD | FS |  |  |  |  | 10.1295 | 10.0549 | 9.9607 | 9.8687 | 9.7518 | 9.6199 | 9.4996 | 9.2266 | 8.8732 | 8.4433 | 7.9795 | 5.2191 | 1.853 | -1.4071 | 14.4484 | 14.2627 | 14.0464 | 13.8157 | 13.5374 | 13.209 | 12.8162 | 12.2775 | 11.6594 | 10.9696 | 10.2016 | 4.8013 | -4.934 | -21.8215 | 10.8113 | 10.7211 | 10.6039 | 10.4992 | 10.3553 | 10.1895 | 10.0351 | 9.7569 | 9.4257 | 9.0101 | 8.5584 | 6.012 | 3.026 | 0.222
COWLEY GSP | HEADINGTON BSP | ARNCOTT | MINIMUM HEADROOM | SP 60730 18095 | NO | NO | 16.047 | -16.7187 | -16.7782 | -16.8591 | -16.9604 | -17.1548 | -17.4101 | -17.7153 | -18.0386 | -18.4278 | -18.6847 | -19.0232 | -21.091 | -22.6848 | -23.4532 | -17.5723 | -17.6696 | -17.8035 | -17.9273 | -18.1877 | -18.4637 | -18.8174 | -19.1814 | -19.5872 | -19.6986 | -20.0195 | -21.68 | -23.0814 | -25.1549 | -16.5264 | -16.6623 | -16.8827 | -17.1092 | -17.5362 | -18.0017 | -18.5731 | -19.1547 | -19.7955 | -19.8575 | -20.3345 | -22.2043 | -23.361 | -23.9519
|  | ARNCOTT | CT |  |  |  |  | -16.6908 | -16.7536 | -16.8343 | -16.9152 | -17.1114 | -17.3047 | -17.5727 | -17.8921 | -18.2528 | -18.4212 | -18.7443 | -20.8897 | -22.6848 | -23.4532 | -17.5723 | -17.6696 | -17.8035 | -17.9273 | -18.1877 | -18.4307 | -18.755 | -19.139 | -19.5509 | -19.6405 | -20.0076 | -21.68 | -23.0814 | -24.4883 | -16.5234 | -16.6623 | -16.8685 | -17.0418 | -17.4322 | -17.7794 | -18.2631 | -18.8331 | -19.4368 | -19.4189 | -19.9182 | -21.9677 | -23.3111 | -23.9082
|  | ARNCOTT | LW |  |  |  |  | -16.7187 | -16.7782 | -16.8591 | -16.9604 | -17.1548 | -17.4101 | -17.7153 | -18.0386 | -18.4278 | -18.6847 | -19.0232 | -21.091 | -22.6148 | -23.3276 | -17.5652 | -17.64 | -17.7723 | -17.9086 | -18.1702 | -18.4637 | -18.8174 | -19.1814 | -19.5872 | -19.6986 | -20.0195 | -21.2418 | -21.9634 | -22.3351 | -16.5264 | -16.6497 | -16.8827 | -17.1092 | -17.5362 | -18.0017 | -18.5731 | -19.1547 | -19.7955 | -19.8575 | -20.3345 | -22.2043 | -23.361 | -23.9519
|  | ARNCOTT | ST |  |  |  |  | -16.6524 | -16.6791 | -16.715 | -16.7711 | -16.9037 | -17.0407 | -17.2083 | -17.414 | -17.6449 | -17.9429 | -18.2717 | -19.7922 | -20.4848 | -20.6926 | -17.5274 | -17.6043 | -17.6869 | -17.7947 | -17.9818 | -18.1575 | -18.3688 | -18.6021 | -18.8287 | -19.1182 | -19.4292 | -20.7942 | -22.0896 | -23.4973 | -16.445 | -16.5581 | -16.6736 | -16.8276 | -17.0942 | -17.3257 | -17.6195 | -17.9338 | -18.214 | -18.5925 | -18.9928 | -20.2898 | -21.3318 | -21.9334
|  | ARNCOTT | FS |  |  |  |  | -16.6454 | -16.6607 | -16.6788 | -16.7127 | -16.8042 | -16.9056 | -17.0037 | -17.1224 | -17.2654 | -17.433 | -17.6377 | -18.9439 | -20.0611 | -20.6601 | -17.5026 | -17.5644 | -17.6163 | -17.6902 | -17.8218 | -17.9652 | -18.1018 | -18.2939 | -18.5087 | -18.7213 | -18.9834 | -20.5309 | -22.5497 | -25.1549 | -16.3925 | -16.4718 | -16.5233 | -16.6062 | -16.7672 | -16.9417 | -17.0759 | -17.2967 | -17.5417 | -17.7617 | -18.0581 | -19.4683 | -20.7999 | -21.5296
BRAMLEY (FLEE) | BRACKNELL MAIN | ASCOT | MINIMUM HEADROOM | SU 91615 68855 | NO | YES | 3.965 | 13.7094 | 13.4627 | 12.9642 | 12.5023 | 12.0446 | 11.3998 | 11.111 | 10.2346 | 9.2242 | 8.2213 | 7.3531 | 4.7828 | 3.2548 | 2.1218 | 15.3901 | 15.1953 | 14.8977 | 14.6418 | 14.2947 | 13.9435 | 13.7659 | 13.2248 | 12.6217 | 12.1617 | 11.5974 | 9.1768 | 6.7004 | 0.14935 | 14.1743 | 13.9492 | 13.4991 | 13.0734 | 12.6478 | 12.0364 | 11.7793 | 10.9644 | 10.0299 | 9.1165 | 8.3573 | 6.1996 | 5.0042 | 4.0381
|  | ASCOT | CT |  |  |  |  | 13.7614 | 13.5174 | 13.0621 | 12.6889 | 12.2036 | 11.7175 | 11.4987 | 10.7002 | 9.8302 | 9.1445 | 8.3355 | 5.092 | 3.2548 | 2.1218 | 15.3901 | 15.1953 | 14.8977 | 14.6418 | 14.2947 | 13.9435 | 13.7659 | 13.2248 | 12.6217 | 12.1617 | 11.5974 | 9.1768 | 6.946 | 3.6808 | 14.2209 | 13.9945 | 13.5792 | 13.2365 | 12.779 | 12.3228 | 12.1339 | 11.39 | 10.5764 | 9.9716 | 9.2465 | 6.5242 | 5.0042 | 4.0381
|  | ASCOT | LW |  |  |  |  | 13.7094 | 13.4627 | 12.9642 | 12.5023 | 12.0446 | 11.3998 | 11.111 | 10.2346 | 9.2242 | 8.2213 | 7.3531 | 4.7828 | 3.9258 | 3.0958 | 15.3909 | 15.2367 | 14.9661 | 14.7066 | 14.4463 | 14.0472 | 13.8936 | 13.3917 | 12.799 | 12.2209 | 11.7526 | 10.5181 | 10.1614 | 9.7017 | 14.1743 | 13.9492 | 13.4991 | 13.0734 | 12.6478 | 12.0364 | 11.7793 | 10.9644 | 10.0299 | 9.1165 | 8.3573 | 6.1996 | 5.4533 | 4.7003
|  | ASCOT | ST |  |  |  |  | 13.8939 | 13.7422 | 13.5922 | 13.4973 | 13.364 | 13.2478 | 13.0623 | 12.8297 | 12.5172 | 12.5353 | 12.1977 | 10.0383 | 8.6356 | 7.195 | 15.4747 | 15.3418 | 15.199 | 15.0821 | 14.9264 | 14.777 | 14.572 | 14.3153 | 13.9869 | 13.9107 | 13.5397 | 11.1899 | 8.9538 | 5.5542 | 14.3484 | 14.2117 | 14.0746 | 13.9836 | 13.8513 | 13.7378 | 13.5558 | 13.3277 | 13.0214 | 13.0442 | 12.7122 | 10.6648 | 9.4126 | 8.1481
|  | ASCOT | FS |  |  |  |  | 13.9509 | 13.8364 | 13.6845 | 13.5785 | 13.4417 | 13.2838 | 13.1137 | 12.916 | 12.6366 | 12.2968 | 11.9334 | 10.2171 | 8.232 | 6.2523 | 15.5046 | 15.3832 | 15.236 | 15.1082 | 14.9458 | 14.7568 | 14.5336 | 14.2751 | 13.9426 | 13.5567 | 13.1371 | 10.6914 | 6.7004 | 0.14935 | 14.4028 | 14.2997 | 14.1631 | 14.0659 | 13.9352 | 13.7834 | 13.621 | 13.4383 | 13.175 | 12.8518 | 12.5047 | 10.908 | 9.1454 | 7.528
LOVEDEAN GSP | CHICHESTER & HUNSTON | ASHLING ROAD | MINIMUM HEADROOM | SU 84085 06737 | NO | YES | 3.651 | -0.45444 | -1.3075 | -2.962 | 0.74459 | -0.80432 | -2.6141 | -4.5926 | -7.1547 | -10.0976 | -13.0013 | -15.5042 | -23.3856 | -28.2605 | -31.5949 | 6.2981 | 5.7762 | 4.9381 | 9.4317 | 8.6488 | 7.6165 | 6.4538 | 5.0636 | 3.3964 | 1.7666 | 0.4533 | -4.56 | -8.2879 | -14.4066 | 1.6594 | 0.90075 | -0.50379 | 3.4641 | 2.1249 | 0.47697 | -1.347 | -3.6574 | -6.3416 | -8.9787 | -11.1926 | -17.8947 | -21.9161 | -24.7934
|  | ASHLING ROAD | CT |  |  |  |  | -0.38206 | -1.168 | -2.6015 | 1.3977 | -0.067457 | -1.5516 | -3.3373 | -5.8185 | -8.6106 | -10.9876 | -13.4535 | -22.9829 | -28.2605 | -31.5949 | 6.3149 | 5.7824 | 4.9731 | 9.5642 | 8.6969 | 7.8118 | 6.6743 | 5.215 | 3.5438 | 2.2346 | 0.74811 | -4.56 | -8.2879 | -12.7991 | 1.723 | 1.0099 | -0.23129 | 3.9904 | 2.6844 | 1.3551 | -0.29571 | -2.5413 | -5.071 | -7.1309 | -9.3539 | -17.3903 | -21.9161 | -24.7934
|  | ASHLING ROAD | LW |  |  |  |  | -0.45444 | -1.3075 | -2.962 | 0.74459 | -0.80432 | -2.6141 | -4.5926 | -7.1547 | -10.0976 | -13.0013 | -15.5042 | -23.3856 | -26.8382 | -29.8761 | 6.2981 | 5.7762 | 4.9381 | 9.4317 | 8.6488 | 7.6165 | 6.4538 | 5.0636 | 3.3964 | 1.7666 | 0.4533 | -3.2011 | -4.5895 | -6.0556 | 1.6594 | 0.90075 | -0.50379 | 3.4641 | 2.1249 | 0.47697 | -1.347 | -3.6574 | -6.3416 | -8.9787 | -11.1926 | -17.8947 | -20.6965 | -23.335
|  | ASHLING ROAD | ST |  |  |  |  | -0.086172 | -0.65522 | -1.359 | 2.9658 | 2.2475 | 1.8315 | 1.064 | 0.18649 | -0.94808 | -2.285 | -3.6509 | -11.1262 | -15.8391 | -20.0308 | 6.5141 | 6.1465 | 5.7055 | 10.2888 | 9.7773 | 9.5143 | 8.9397 | 8.2758 | 7.4185 | 6.4041 | 5.3451 | -0.42361 | -4.4603 | -9.2961 | 2.0168 | 1.5317 | 0.94496 | 5.3744 | 4.7315 | 4.4045 | 3.6997 | 2.8931 | 1.8474 | 0.62172 | -0.62897 | -7.4985 | -11.6654 | -15.1672
|  | ASHLING ROAD | FS |  |  |  |  | 0.1233 | -0.28388 | -0.80268 | 3.7256 | 3.2014 | 2.6585 | 2.3947 | 1.6209 | 0.68949 | -0.38986 | -1.4833 | -8.0117 | -13.9157 | -19.3052 | 6.6068 | 6.312 | 5.9614 | 10.6504 | 10.2491 | 9.8126 | 9.591 | 9.0005 | 8.2813 | 7.4339 | 6.5433 | 0.94378 | -5.5865 | -14.4066 | 2.1884 | 1.8413 | 1.4139 | 6.025 | 5.5649 | 5.0754 | 4.8888 | 4.2114 | 3.392 | 2.4231 | 1.4249 | -4.5562 | -9.9053 | -14.5623
MELKSHAM GSP | NORRINGTON | ASHTON PARK | MINIMUM HEADROOM | ST 87141 57741 | NO | YES | 3.76 | -0.1575 | -0.86407 | -2.0449 | -3.0537 | -4.7497 | -6.7407 | -8.861 | -11.6397 | -14.4948 | -17.3624 | -20.0083 | -29.4752 | -34.7496 | -37.5435 | 5.5299 | 5.0669 | 4.4231 | 4.0523 | 3.1469 | 2.1998 | 1.0384 | -0.44199 | -2.011 | -3.4288 | -4.7966 | -10.7813 | -14.662 | -20.4464 | 1.3536 | 0.71781 | -0.32366 | -1.1452 | -2.5747 | -4.3213 | -6.2078 | -8.6282 | -11.1738 | -13.7125 | -15.9681 | -23.676 | -27.8396 | -30.1446
|  | ASHTON PARK | CT |  |  |  |  | -0.14037 | -0.79269 | -1.8907 | -2.7196 | -4.3112 | -5.9828 | -7.8895 | -10.5579 | -13.256 | -15.6541 | -18.2753 | -29.4752 | -34.7496 | -37.5435 | 5.5299 | 5.0669 | 4.4231 | 4.0523 | 3.1469 | 2.1998 | 1.0498 | -0.44199 | -2.011 | -3.2967 | -4.7966 | -10.7813 | -14.662 | -19.3446 | 1.3653 | 0.76418 | -0.22124 | -0.88288 | -2.2656 | -3.7181 | -5.4303 | -7.7726 | -10.1773 | -12.2174 | -14.5083 | -23.6751 | -27.8396 | -30.1446
|  | ASHTON PARK | LW |  |  |  |  | -0.1575 | -0.86407 | -2.0449 | -3.0537 | -4.7497 | -6.7407 | -8.861 | -11.6397 | -14.4948 | -17.3624 | -20.0083 | -29.4108 | -32.6531 | -35.0171 | 5.5592 | 5.12 | 4.5132 | 4.1053 | 3.2733 | 2.2054 | 1.0384 | -0.37492 | -1.9086 | -3.4288 | -4.7167 | -8.8877 | -10.2263 | -11.3743 | 1.3536 | 0.71781 | -0.32366 | -1.1452 | -2.5747 | -4.3213 | -6.2078 | -8.6282 | -11.1738 | -13.7125 | -15.9681 | -23.676 | -26.3085 | -28.3472
|  | ASHTON PARK | ST |  |  |  |  | 0.18575 | -0.25641 | -0.60978 | -1.1177 | -1.8753 | -2.3295 | -3.1046 | -4.0767 | -5.1117 | -6.2941 | -7.5551 | -14.9877 | -19.3568 | -23.2801 | 5.7363 | 5.4243 | 5.1493 | 4.7592 | 4.2258 | 3.9527 | 3.3836 | 2.6876 | 1.9068 | 0.99342 | 0.0016914 | -5.5829 | -9.4506 | -14.3992 | 1.6837 | 1.3011 | 0.98136 | 0.5199 | -0.13324 | -0.45972 | -1.141 | -1.9817 | -2.9088 | -3.9861 | -5.1438 | -11.7328 | -15.3904 | -18.6502
|  | ASHTON PARK | FS |  |  |  |  | 0.24637 | -0.097476 | -0.4124 | -0.8423 | -1.4413 | -2.081 | -2.3972 | -3.2321 | -4.11 | -5.1166 | -6.1996 | -13.3637 | -18.6088 | -23.1947 | 5.7632 | 5.496 | 5.2461 | 4.9038 | 4.4597 | 3.9717 | 3.7274 | 3.0996 | 2.4059 | 1.6015 | 0.72404 | -5.2273 | -11.5231 | -20.4464 | 1.737 | 1.44 | 1.1621 | 0.77948 | 0.2727 | -0.27752 | -0.48438 | -1.1889 | -1.948 | -2.8341 | -3.7901 | -10.0715 | -14.6707 | -18.5894
BRAMLEY (FLEE) | BRACKNELL RESERVE | BAGSHOT | MINIMUM HEADROOM | SU 91122 63523 | NO | YES | 2.023 | 9.1251 | 8.8531 | 8.373 | 7.7536 | 7.1606 | 6.7432 | 5.9675 | 4.7977 | 3.4927 | 2.2094 | 1.1093 | -2.339 | -4.5551 | -6.052 | 12.6414 | 12.4311 | 12.1337 | 11.7959 | 11.3784 | 11.2535 | 10.781 | 10.1335 | 9.4185 | 8.7993 | 8.189 | 5.3041 | 2.5738 | -4.5408 | 9.2485 | 8.9889 | 8.5438 | 7.9753 | 7.4351 | 7.066 | 6.3401 | 5.2625 | 4.0509 | 2.861 | 1.8538 | -1.2384 | -3.0998 | -4.3885
|  | BAGSHOT | CT |  |  |  |  | 9.2 | 8.9219 | 8.4632 | 7.9424 | 7.3203 | 7.0644 | 6.3843 | 5.3533 | 4.2503 | 3.3664 | 2.3402 | -1.9304 | -4.5551 | -6.052 | 12.6583 | 12.4311 | 12.1337 | 11.7959 | 11.3784 | 11.2535 | 10.781 | 10.1335 | 9.4185 | 8.8677 | 8.189 | 5.3041 | 2.5738 | -1.0805 | 9.3206 | 9.0549 | 8.6285 | 8.1527 | 7.5802 | 7.3676 | 6.7329 | 5.7813 | 4.7584 | 3.953 | 3.0066 | -0.80352 | -3.0998 | -4.3885
|  | BAGSHOT | LW |  |  |  |  | 9.1251 | 8.8531 | 8.373 | 7.7536 | 7.1606 | 6.7432 | 5.9675 | 4.7977 | 3.4927 | 2.2094 | 1.1093 | -2.339 | -3.8634 | -5.1657 | 12.6414 | 12.4612 | 12.203 | 11.8565 | 11.5379 | 11.3618 | 10.8975 | 10.2645 | 9.5232 | 8.7993 | 8.2234 | 6.6235 | 5.991 | 5.368 | 9.2485 | 8.9889 | 8.5438 | 7.9753 | 7.4351 | 7.066 | 6.3401 | 5.2625 | 4.0509 | 2.861 | 1.8538 | -1.2384 | -2.5672 | -3.7232
|  | BAGSHOT | ST |  |  |  |  | 9.3385 | 9.2475 | 9.1337 | 8.9854 | 8.8806 | 8.6916 | 8.4603 | 8.1624 | 8.2324 | 7.8519 | 7.4274 | 4.4039 | 2.2086 | 0.09408 | 12.7437 | 12.6413 | 12.5115 | 12.3513 | 12.2052 | 12.0025 | 11.7622 | 11.4667 | 11.3979 | 11.0117 | 10.5777 | 7.7024 | 5.055 | 1.278 | 9.4537 | 9.3684 | 9.2582 | 9.115 | 9.0071 | 8.823 | 8.5979 | 8.3089 | 8.3666 | 7.9923 | 7.5747 | 4.7314 | 2.8047 | 0.96953
|  | BAGSHOT | FS |  |  |  |  | 9.3517 | 9.2405 | 9.1344 | 8.9693 | 8.8028 | 8.6609 | 8.4587 | 8.1626 | 7.8133 | 7.3855 | 7.3522 | 4.7766 | 2.1271 | -0.75903 | 12.7482 | 12.6212 | 12.4987 | 12.326 | 12.1423 | 11.9666 | 11.7203 | 11.3958 | 11.0142 | 10.5657 | 10.398 | 7.3649 | 2.9201 | -4.5408 | 9.4668 | 9.3608 | 9.2605 | 9.1046 | 8.9475 | 8.8151 | 8.6226 | 8.3448 | 8.0142 | 7.6058 | 7.6077 | 5.1972 | 2.782 | 0.19639
BRAMLEY (ANDO-THAT) | THATCHAM BSP | BALL HILL | MINIMUM HEADROOM | SU 42417 63142 | NO | YES | 0.714 | 8.8666 | 8.6728 | 8.4912 | 8.269 | 8.0334 | 7.7412 | 7.4696 | 7.1748 | 6.8304 | 6.4912 | 6.2285 | 5.2641 | 4.6723 | 4.4368 | 10.1062 | 10.0579 | 9.9924 | 9.9375 | 9.8494 | 9.7457 | 9.6302 | 9.4724 | 9.27 | 9.0837 | 9.004 | 8.8969 | 7.8671 | 5.8542 | 9.6727 | 9.5146 | 9.3579 | 9.1787 | 8.9854 | 8.7178 | 8.4816 | 8.1971 | 7.8596 | 7.5366 | 7.311 | 6.5866 | 6.1637 | 6.0407
|  | BALL HILL | CT |  |  |  |  | 8.8666 | 8.6728 | 8.4912 | 8.3298 | 8.1237 | 7.9169 | 7.7048 | 7.4157 | 7.0941 | 6.8633 | 6.5743 | 5.5196 | 4.8911 | 4.4368 | 10.1177 | 10.0579 | 9.9924 | 9.9432 | 9.8494 | 9.7574 | 9.6458 | 9.4788 | 9.2871 | 9.1941 | 9.0425 | 8.8969 | 8.1784 | 7.1586 | 9.6727 | 9.5146 | 9.3579 | 9.2297 | 9.0413 | 8.8532 | 8.6615 | 8.3811 | 8.072 | 7.8687 | 7.5992 | 6.8226 | 6.3779 | 6.0407
|  | BALL HILL | LW |  |  |  |  | 8.8905 | 8.7275 | 8.4951 | 8.269 | 8.0334 | 7.7412 | 7.4696 | 7.1748 | 6.8304 | 6.4912 | 6.2285 | 5.2641 | 4.6723 | 4.4981 | 10.1062 | 10.0611 | 9.9986 | 9.9375 | 9.8734 | 9.7457 | 9.6302 | 9.4724 | 9.27 | 9.0837 | 9.004 | 8.9098 | 8.86 | 9.0426 | 9.6791 | 9.5491 | 9.3585 | 9.1787 | 8.9854 | 8.7178 | 8.4816 | 8.1971 | 7.8596 | 7.5366 | 7.311 | 6.5866 | 6.1637 | 6.206
|  | BALL HILL | ST |  |  |  |  | 8.9516 | 8.7973 | 8.6021 | 8.3855 | 8.1715 | 7.9429 | 7.7319 | 7.5217 | 7.2871 | 7.0672 | 6.8013 | 5.6747 | 5.1314 | 5.0912 | 10.1578 | 10.1234 | 10.0989 | 10.0527 | 10.0109 | 9.9532 | 9.9102 | 9.8309 | 9.7259 | 9.6262 | 9.4877 | 8.9251 | 8.2466 | 7.5385 | 9.7531 | 9.6322 | 9.494 | 9.3265 | 9.1638 | 8.9817 | 8.8263 | 8.6442 | 8.4315 | 8.2427 | 7.9928 | 6.9545 | 6.5528 | 6.7139
|  | BALL HILL | FS |  |  |  |  | 9.0644 | 8.9675 | 8.8985 | 8.8426 | 8.7714 | 8.6996 | 8.6148 | 8.4814 | 8.3106 | 8.1203 | 7.9217 | 6.852 | 5.7654 | 5.1184 | 10.1629 | 10.1343 | 10.1032 | 10.0817 | 10.0477 | 10.013 | 9.9652 | 9.9311 | 9.8619 | 9.7713 | 9.6715 | 9.1093 | 7.8671 | 5.8542 | 9.8319 | 9.7531 | 9.6909 | 9.6466 | 9.5822 | 9.5176 | 9.4386 | 9.339 | 9.1916 | 9.0193 | 8.8365 | 7.8764 | 7.0151 | 6.515
MELKSHAM GSP | ANDOVER BSP | BARTON STACEY | MINIMUM HEADROOM | SU 42075 42720 | NO | YES | 1.108 | 11.8998 | 11.7374 | 11.5701 | 11.3375 | 11.1548 | 10.8763 | 10.5728 | 10.3129 | 9.972 | 9.6395 | 9.3777 | 8.5234 | 8.0138 | 7.5824 | 13.6528 | 13.5692 | 13.4745 | 13.3588 | 13.2695 | 13.112 | 12.921 | 12.769 | 12.5349 | 12.3109 | 12.1655 | 11.6753 | 11.0352 | 9.5464 | 12.1691 | 12.0209 | 11.8707 | 11.6618 | 11.4909 | 11.2447 | 10.9786 | 10.7498 | 10.4569 | 10.1695 | 9.9333 | 9.1363 | 8.6696 | 8.3013
|  | BARTON STACEY | CT |  |  |  |  | 11.8998 | 11.7374 | 11.5781 | 11.4035 | 11.24 | 11.0419 | 10.7942 | 10.5475 | 10.2444 | 10.0211 | 9.7429 | 8.7959 | 8.2363 | 7.8315 | 13.6578 | 13.5692 | 13.4745 | 13.3671 | 13.2695 | 13.141 | 12.9632 | 12.8006 | 12.5763 | 12.4313 | 12.2309 | 11.6753 | 11.1713 | 10.4426 | 12.1691 | 12.0209 | 11.8768 | 11.7211 | 11.5731 | 11.3975 | 11.1827 | 10.9656 | 10.7037 | 10.5021 | 10.2576 | 9.3559 | 8.8519 | 8.5038
|  | BARTON STACEY | LW |  |  |  |  | 11.9062 | 11.7647 | 11.5701 | 11.3375 | 11.1548 | 10.8763 | 10.5728 | 10.3129 | 9.972 | 9.6395 | 9.3777 | 8.5234 | 8.0138 | 7.5824 | 13.6528 | 13.5813 | 13.4864 | 13.3588 | 13.2804 | 13.112 | 12.921 | 12.769 | 12.5349 | 12.3109 | 12.1655 | 11.8012 | 11.611 | 11.4321 | 12.1787 | 12.0502 | 11.8707 | 11.6618 | 11.4909 | 11.2447 | 10.9786 | 10.7498 | 10.4569 | 10.1695 | 9.9333 | 9.1363 | 8.6696 | 8.3013
|  | BARTON STACEY | ST |  |  |  |  | 11.9728 | 11.8552 | 11.6863 | 11.5234 | 11.3491 | 11.1557 | 10.9501 | 10.7852 | 10.5728 | 10.3339 | 10.1172 | 9.0587 | 8.5903 | 8.3158 | 13.7009 | 13.6425 | 13.5594 | 13.4868 | 13.3994 | 13.2937 | 13.1754 | 13.0854 | 12.9386 | 12.7633 | 12.6191 | 11.7701 | 11.2575 | 10.5774 | 12.2349 | 12.1244 | 11.9674 | 11.8164 | 11.6542 | 11.4778 | 11.2914 | 11.146 | 10.9554 | 10.7409 | 10.5462 | 9.6126 | 9.1879 | 8.9523
|  | BARTON STACEY | FS |  |  |  |  | 12.0694 | 11.9969 | 11.9379 | 11.8678 | 11.8203 | 11.7467 | 11.6742 | 11.5315 | 11.408 | 11.2363 | 11.0558 | 10.0641 | 9.0713 | 8.4288 | 13.7366 | 13.6941 | 13.6479 | 13.5912 | 13.5584 | 13.4964 | 13.4312 | 13.3294 | 13.2434 | 13.1088 | 12.963 | 12.0909 | 11.0352 | 9.5464 | 12.3291 | 12.2622 | 12.2121 | 12.1537 | 12.1135 | 12.0522 | 11.9907 | 11.8624 | 11.7486 | 11.5966 | 11.4373 | 10.5602 | 9.6391 | 9.0451
BRAMLEY (BASI) | BASINGSTOKE T1A & T2A | BASINGSTOKE | MINIMUM HEADROOM | SU 65155 52705 | NO | YES | 4.618 | 9.7504 | 9.4839 | 8.8399 | 7.9724 | 7.3361 | 6.5316 | 5.5909 | 4.8447 | 3.7811 | 2.3312 | 0.97436 | -3.1887 | -5.5618 | -7.7914 | 8.0932 | 7.8844 | 7.4548 | 6.8473 | 6.3236 | 5.6485 | 4.8002 | 4.0959 | 3.2508 | 2.297 | 1.4104 | -1.7493 | -4.2159 | -6.6649 | 10.7045 | 10.4237 | 9.9102 | 9.2517 | 8.7286 | 7.9616 | 6.9552 | 6.2453 | 5.3725 | 4.3905 | 3.4857 | 0.3864 | -1.9941 | -4.3573
|  | BASINGSTOKE | CT |  |  |  |  | 9.8217 | 9.5965 | 9.2167 | 8.6422 | 8.0984 | 7.4962 | 6.7492 | 6.1069 | 4.9904 | 3.8697 | 2.5638 | -1.7559 | -3.72 | -5.2786 | 8.1558 | 7.9767 | 7.8054 | 7.4825 | 7.0585 | 6.573 | 5.9547 | 5.4676 | 4.461 | 3.6858 | 2.7709 | -0.18628 | -2.0023 | -4.8719 | 10.7891 | 10.5541 | 10.3139 | 9.9671 | 9.5339 | 9.0333 | 8.3018 | 7.6484 | 6.6221 | 5.8353 | 4.9 | 2.006 | 0.64653 | -0.69671
|  | BASINGSTOKE | LW |  |  |  |  | 9.7504 | 9.4839 | 8.8399 | 7.9724 | 7.3361 | 6.5316 | 5.5909 | 4.8447 | 3.7811 | 2.3312 | 0.97436 | -3.1887 | -5.5618 | -7.7914 | 8.0932 | 7.8844 | 7.4548 | 6.8473 | 6.3236 | 5.6485 | 4.8002 | 4.0959 | 3.2508 | 2.297 | 1.4104 | -1.7493 | -4.2159 | -6.6649 | 10.7045 | 10.4237 | 9.9102 | 9.2517 | 8.7286 | 7.9616 | 6.9552 | 6.2453 | 5.3725 | 4.3905 | 3.4857 | 0.3864 | -1.9941 | -4.3573
|  | BASINGSTOKE | ST |  |  |  |  | 9.8841 | 9.7314 | 9.3153 | 8.9055 | 8.5758 | 8.2561 | 7.9291 | 7.3359 | 6.5364 | 5.5693 | 4.7249 | -1.1459 | -4.3788 | -6.5718 | 8.2062 | 8.0847 | 7.6405 | 7.2065 | 6.8278 | 6.4772 | 6.1277 | 5.7186 | 5.2241 | 4.4058 | 3.7326 | -1.3035 | -4.0289 | -5.9316 | 10.8634 | 10.725 | 10.2416 | 9.7755 | 9.3778 | 8.9963 | 8.5941 | 8.0854 | 7.4123 | 6.5736 | 5.8883 | 0.74392 | -1.9671 | -3.761
|  | BASINGSTOKE | FS |  |  |  |  | 9.9421 | 9.8365 | 9.7107 | 9.5107 | 9.3494 | 9.1287 | 8.8695 | 8.5527 | 8.1936 | 7.7403 | 7.2275 | 3.6149 | -0.37635 | -3.8454 | 8.2704 | 8.1822 | 8.0679 | 7.8671 | 7.6636 | 7.4267 | 7.1497 | 6.8681 | 6.5009 | 6.0497 | 5.6793 | 3.1513 | 0.44347 | -3.3318 | 10.9263 | 10.841 | 10.7184 | 10.516 | 10.3193 | 10.0849 | 9.8062 | 9.5084 | 9.1405 | 8.6512 | 8.2128 | 5.3623 | 2.6807 | 0.25417
NURSLING GSP | VELMORE BSP | BASSETT | MINIMUM HEADROOM | SU 42193 15958 | NO | YES | 2.466 | 11.9342 | 11.9571 | 11.6138 | 11.0719 | 10.6353 | 10.3321 | 9.6353 | 8.5802 | 7.4467 | 6.3105 | 5.2903 | 1.7789 | -0.41391 | -1.9053 | 12.9677 | 13.01 | 12.6449 | 12.0566 | 11.5262 | 11.3195 | 10.7619 | 10.0528 | 9.2569 | 8.6278 | 7.8596 | 4.3061 | -0.16214 | -11.0073 | 12.4078 | 12.454 | 12.1152 | 11.5597 | 11.1282 | 10.7138 | 10.1191 | 9.2638 | 8.2088 | 7.1573 | 6.224 | 3.1067 | 1.2726 | -0.074514
|  | BASSETT | CT |  |  |  |  | 11.9487 | 11.9953 | 11.7132 | 11.2239 | 10.8307 | 10.6671 | 10.1446 | 9.1881 | 8.116 | 7.2721 | 6.2714 | 1.972 | -0.41391 | -1.9053 | 12.9677 | 13.01 | 12.6449 | 12.0566 | 11.5262 | 11.3195 | 10.7619 | 10.0528 | 9.2569 | 8.6278 | 7.8596 | 4.3061 | 0.70427 | -4.9058 | 12.4206 | 12.4959 | 12.2245 | 11.722 | 11.3429 | 11.133 | 10.6328 | 9.8209 | 8.8255 | 8.0466 | 7.1184 | 3.3185 | 1.2726 | -0.074514
|  | BASSETT | LW |  |  |  |  | 11.9342 | 11.9571 | 11.6138 | 11.0719 | 10.6353 | 10.3321 | 9.6353 | 8.5802 | 7.4467 | 6.3105 | 5.2903 | 1.7789 | 0.39936 | -0.94038 | 12.9829 | 13.1017 | 12.7732 | 12.2087 | 11.7666 | 11.5417 | 11.045 | 10.4479 | 9.7738 | 9.1052 | 8.5595 | 6.865 | 6.0929 | 5.164 | 12.4078 | 12.454 | 12.1152 | 11.5597 | 11.1282 | 10.7138 | 10.1191 | 9.2638 | 8.2088 | 7.1573 | 6.224 | 3.1067 | 1.8533 | 0.55883
|  | BASSETT | ST |  |  |  |  | 12.0259 | 12.146 | 12.0475 | 11.7582 | 11.6178 | 11.5396 | 11.4381 | 11.277 | 11.0803 | 11.0517 | 10.8387 | 8.9446 | 7.2693 | 5.3285 | 13.0094 | 13.1875 | 13.0057 | 12.5779 | 12.2947 | 12.0565 | 11.7672 | 11.4057 | 10.9735 | 10.7949 | 10.3144 | 7.0444 | 3.4978 | -2.2002 | 12.4944 | 12.6412 | 12.5211 | 12.1905 | 12.0377 | 11.9564 | 11.854 | 11.6927 | 11.4959 | 11.4678 | 11.2633 | 9.4339 | 7.8935 | 6.1389
|  | BASSETT | FS |  |  |  |  | 12.0267 | 12.1644 | 12.083 | 11.7947 | 11.6748 | 11.5818 | 11.4987 | 11.3279 | 11.1272 | 10.8891 | 10.821 | 8.6652 | 6.2906 | 3.9241 | 13.0102 | 13.2048 | 13.0393 | 12.6177 | 12.3502 | 12.0803 | 11.7764 | 11.3417 | 10.8374 | 10.2645 | 9.9349 | 6.0257 | -0.16214 | -11.0073 | 12.4957 | 12.6618 | 12.5753 | 12.2565 | 12.1342 | 12.0444 | 11.9636 | 11.7986 | 11.6043 | 11.372 | 11.3128 | 9.3284 | 7.1755 | 5.052
NORTH HYDE GSP | NORTH HYDE 22kV | BATH ROAD EAST | MINIMUM HEADROOM | TQ 09097 76885 | NO | YES | 1.991 | 2.1526 | 2.0664 | 1.879 | 1.6449 | -5.3175 | -5.3175 | -5.3175 | -5.3175 | -5.3175 | -5.3175 | -5.3175 | -5.8427 | -7.3141 | -8.1241 | 2.4342 | 2.3552 | 2.2548 | 0.30492 | -9.8992 | -9.8992 | -9.8992 | -9.8992 | -9.8992 | -9.8992 | -9.8992 | -9.8992 | -9.8992 | -9.8992 | 3.0235 | 2.932 | 2.7615 | 0.80492 | -9.3992 | -9.3992 | -9.3992 | -9.3992 | -9.3992 | -9.3992 | -9.3992 | -9.3992 | -9.3992 | -9.3992
|  | BATH ROAD EAST | CT |  |  |  |  | 2.1737 | 2.0702 | 1.8838 | 1.6953 | 1.426 | 1.1428 | 0.82432 | 0.087195 | -0.76917 | -1.3277 | -1.9061 | -3.8538 | -4.3878 | -4.7362 | 2.4348 | 2.3552 | 2.2548 | 2.104 | 1.8757 | 1.6324 | 1.3705 | 0.9899 | 0.4034 | 0.01709 | -0.38315 | -2.0117 | -4.3876 | -8.3883 | 3.0322 | 2.932 | 2.7615 | 2.6001 | 2.3533 | 2.0951 | 1.8025 | 1.3402 | 0.531 | 0.0062032 | -0.53326 | -2.3416 | -2.8099 | -3.1152
|  | BATH ROAD EAST | LW |  |  |  |  | 2.1526 | 2.0664 | 1.879 | 1.6449 | 1.3914 | 1.0375 | 0.69474 | 0.13576 | -0.70564 | -1.5102 | -2.2238 | -3.8136 | -4.1277 | -4.2242 | 2.4342 | 2.3892 | 2.3334 | 2.2497 | 2.1171 | 1.8942 | 1.5941 | 1.1302 | 0.52864 | -0.044016 | -0.54507 | -1.5657 | -1.7277 | -1.7441 | 3.0235 | 2.9425 | 2.7821 | 2.5808 | 2.3523 | 2.0272 | 1.7121 | 1.2737 | 0.61011 | -0.15052 | -0.82294 | -2.2948 | -2.5706 | -2.6384
|  | BATH ROAD EAST | ST |  |  |  |  | 2.2531 | 2.2074 | 2.1748 | 2.0862 | 1.9958 | 1.8743 | 1.6575 | 1.2089 | 0.58058 | -0.21668 | -1.1248 | -5.8427 | -7.3141 | -8.1241 | 2.4522 | 2.4053 | 2.3496 | 2.2635 | 2.1611 | 2.0262 | 1.8522 | 1.571 | 1.13 | 0.56615 | -0.11807 | -3.802 | -4.9003 | -7.8954 | 3.1128 | 3.0684 | 3.0371 | 2.9527 | 2.8669 | 2.7514 | 2.6579 | 2.3876 | 1.7852 | 1.0206 | 0.14879 | -4.3711 | -5.7541 | -6.4946
|  | BATH ROAD EAST | FS |  |  |  |  | 11.009 | 11.009 | 11.009 | 2.8457 | -5.3175 | -5.3175 | -5.3175 | -5.3175 | -5.3175 | -5.3175 | -5.3175 | -5.3175 | -5.3175 | -5.3175 | 10.509 | 10.509 | 10.509 | 0.30492 | -9.8992 | -9.8992 | -9.8992 | -9.8992 | -9.8992 | -9.8992 | -9.8992 | -9.8992 | -9.8992 | -9.8992 | 11.009 | 11.009 | 11.009 | 0.80492 | -9.3992 | -9.3992 | -9.3992 | -9.3992 | -9.3992 | -9.3992 | -9.3992 | -9.3992 | -9.3992 | -9.3992
IVER 132KV | LONGFORD | BATH ROAD WEST | MINIMUM HEADROOM | TQ 05814 76820 | NO | YES | 5.22 | 6.6252 | 6.3165 | 5.9484 | 5.3959 | 4.8162 | 3.8099 | 2.6049 | 1.2377 | -0.47895 | -2.2494 | -3.9408 | -7.3754 | -9.2888 | -9.8182 | 7.2732 | 7.1791 | 7.0608 | 6.8747 | 6.666 | 6.329 | 5.4499 | 4.4621 | 3.206 | 1.8938 | 0.6054 | -1.9456 | -3.7829 | -5.4177 | 7.267 | 7.0822 | 6.7304 | 6.204 | 5.6515 | 4.6898 | 3.5362 | 2.1507 | 0.40001 | -1.3572 | -2.9732 | -6.236 | -8.1439 | -8.6289
|  | BATH ROAD WEST | CT |  |  |  |  | 6.7847 | 6.4971 | 6.1068 | 5.6521 | 4.9432 | 4.173 | 3.0702 | 1.7176 | 0.16395 | -0.98391 | -2.4062 | -6.0326 | -6.4376 | -6.7029 | 7.3642 | 7.2185 | 7.0821 | 6.9117 | 6.666 | 6.4103 | 5.7622 | 4.7748 | 3.6274 | 2.793 | 1.758 | -0.91366 | -1.1228 | -1.2739 | 7.3584 | 7.2069 | 6.8781 | 6.4453 | 5.7684 | 5.0343 | 3.9772 | 2.659 | 1.0792 | -0.092599 | -1.5152 | -4.9575 | -5.315 | -5.5468
|  | BATH ROAD WEST | LW |  |  |  |  | 6.6252 | 6.3165 | 5.9484 | 5.3959 | 4.8162 | 3.8099 | 2.6049 | 1.2377 | -0.47895 | -2.2494 | -3.9408 | -7.3754 | -7.6651 | -7.9271 | 7.2732 | 7.1791 | 7.0608 | 6.8747 | 6.6818 | 6.329 | 5.4499 | 4.4621 | 3.206 | 1.8938 | 0.6054 | -1.9456 | -2.107 | -2.2621 | 7.267 | 7.0822 | 6.7304 | 6.204 | 5.6515 | 4.6898 | 3.5362 | 2.1507 | 0.40001 | -1.3572 | -2.9732 | -6.236 | -6.4922 | -6.7254
|  | BATH ROAD WEST | ST |  |  |  |  | 6.8964 | 6.8039 | 6.681 | 6.4563 | 6.0939 | 5.6181 | 5.0438 | 4.3234 | 3.3634 | 2.0931 | 0.65076 | -6.8754 | -9.2888 | -9.8182 | 7.4181 | 7.3488 | 7.2852 | 7.1826 | 7.0607 | 6.8965 | 6.7163 | 6.4565 | 5.8952 | 4.9393 | 3.8533 | -1.9169 | -3.7829 | -4.1314 | 7.4268 | 7.3654 | 7.3118 | 7.2071 | 6.8691 | 6.4156 | 5.865 | 5.1743 | 4.2528 | 3.0328 | 1.6476 | -5.8185 | -8.1439 | -8.6289
|  | BATH ROAD WEST | FS |  |  |  |  | 11.2053 | 11.1784 | 11.122 | 11.0471 | 10.9449 | 10.8364 | 10.7144 | 10.5964 | 10.4311 | 10.0543 | 9.4939 | 5.7767 | 2.6234 | 0.32696 | 11.8549 | 11.827 | 11.7892 | 11.7177 | 11.5659 | 11.3898 | 11.1696 | 10.9111 | 10.6012 | 10.2476 | 9.8597 | 7.0677 | 2.638 | -5.4177 | 12.0473 | 12.0195 | 11.9664 | 11.9051 | 11.8152 | 11.7195 | 11.6086 | 11.5112 | 11.3622 | 11.1733 | 10.71 | 7.1596 | 4.1667 | 1.9992
IVER 132KV | UPTON BSP | BEACONSFIELD (END B/B) | MINIMUM HEADROOM | SU 93668 91219 | NO | YES | 3.145 | -1.1106 | -1.196 | -1.373 | -1.5424 | -8.2281 | -8.4816 | -8.7154 | -9.1052 | -9.5452 | -9.9721 | -9.9559 | -11.1667 | -11.8929 | -12.2854 | -0.031795 | -0.054665 | -0.080916 | -0.10583 | -6.3924 | -6.4405 | -6.4912 | -6.5617 | -6.6841 | -6.9541 | -7.0521 | -7.7397 | -8.3655 | -9.7512 | -0.80975 | -0.89225 | -1.0557 | -1.2067 | -7.8729 | -8.1145 | -8.3303 | -8.6893 | -9.1034 | -9.5021 | -9.4453 | -10.5383 | -11.1726 | -11.5174
|  | BEACONSFIELD (END B/B) | CT |  |  |  |  | -1.1105 | -1.1812 | -1.3555 | -1.4974 | -8.1978 | -8.3972 | -8.6045 | -8.9444 | -9.3102 | -9.5832 | -9.9093 | -11.1667 | -11.8929 | -12.2854 | -0.030282 | -0.052131 | -0.080916 | -0.10189 | -6.3924 | -6.4335 | -6.4808 | -6.5517 | -6.6648 | -6.8298 | -7.0521 | -7.7397 | -8.3655 | -9.1911 | -0.80975 | -0.87798 | -1.0396 | -1.1647 | -7.851 | -8.0356 | -8.2259 | -8.5433 | -8.8891 | -9.1299 | -9.4299 | -10.5383 | -11.1726 | -11.5174
|  | BEACONSFIELD (END B/B) | LW |  |  |  |  | -1.1106 | -1.196 | -1.373 | -1.5424 | -8.2281 | -8.4816 | -8.7154 | -9.1052 | -9.5452 | -9.9721 | -9.9559 | -10.9396 | -11.3168 | -11.6566 | -0.031795 | -0.054665 | -0.080251 | -0.10583 | -6.3852 | -6.4405 | -6.4912 | -6.5617 | -6.6841 | -6.9541 | -6.7561 | -7.1496 | -7.2883 | -7.4388 | -0.80951 | -0.89225 | -1.0557 | -1.2067 | -7.8729 | -8.1145 | -8.3303 | -8.6893 | -9.1034 | -9.5021 | -9.4453 | -10.3183 | -10.6459 | -10.9468
|  | BEACONSFIELD (END B/B) | ST |  |  |  |  | -1.04 | -1.081 | -1.1041 | -1.1567 | -7.704 | -7.7703 | -7.8082 | -7.8976 | -8.0149 | -8.1138 | -8.265 | -9.1548 | -9.7055 | -10.2985 | -0.01391 | -0.026136 | -0.03651 | -0.055445 | -6.3245 | -6.3501 | -6.3708 | -6.4063 | -6.453 | -6.4991 | -6.5621 | -7.0339 | -7.6238 | -8.5238 | -0.74152 | -0.78222 | -0.80443 | -0.85574 | -7.4018 | -7.4666 | -7.5032 | -7.5908 | -7.7061 | -7.8029 | -7.9518 | -8.7929 | -9.2779 | -9.7959
|  | BEACONSFIELD (END B/B) | FS |  |  |  |  | -1.051 | -1.0896 | -1.1443 | -1.1854 | -7.7431 | -7.7998 | -7.8704 | -7.9372 | -8.047 | -8.1807 | -8.3235 | -9.1221 | -9.8324 | -10.5383 | -0.012945 | -0.022917 | -0.034763 | -0.044422 | -6.3095 | -6.3254 | -6.3464 | -6.3629 | -6.3936 | -6.4335 | -6.4775 | -7.0823 | -8.132 | -9.7512 | -0.74881 | -0.78782 | -0.83972 | -0.87516 | -7.4297 | -7.4839 | -7.5512 | -7.6097 | -7.7145 | -7.8421 | -7.9782 | -8.7293 | -9.3481 | -9.971
IVER 132KV | DENHAM | BEACONSFIELD (MIDDLE B/B) | MINIMUM HEADROOM | SU 93668 91219 | NO | YES | 0 | 0.77583 | 0.582 | 0.32914 | 0.035518 | 19.0428 | 18.539 | 17.9244 | 17.1104 | 16.594 | 15.7142 | 14.8968 | 12.2511 | 11.125 | 10.3447 | 4.7493 | 4.6059 | 4.3834 | 4.159 | 23.0932 | 22.812 | 22.4673 | 22.0183 | 21.7031 | 21.1838 | 20.7014 | 18.7815 | 17.2015 | 13.1185 | 2.7939 | 2.5637 | 2.1846 | 1.7914 | 20.8139 | 20.3283 | 19.7421 | 18.9618 | 18.4316 | 17.5998 | 16.8458 | 14.4975 | 13.5599 | 12.8764
|  | BEACONSFIELD (MIDDLE B/B) | CT |  |  |  |  | 0.99809 | 0.78986 | 0.54681 | 0.3204 | 19.3242 | 18.956 | 18.4203 | 17.6819 | 17.2816 | 16.6451 | 15.9116 | 12.7326 | 11.125 | 10.3447 | 4.8265 | 4.6663 | 4.4458 | 4.2436 | 23.1387 | 22.8961 | 22.5537 | 22.097 | 21.7899 | 21.3926 | 20.9214 | 18.7815 | 17.2015 | 15.2443 | 2.9282 | 2.7067 | 2.3752 | 2.0666 | 21.0836 | 20.7269 | 20.2174 | 19.5097 | 19.0873 | 18.5096 | 17.826 | 14.9806 | 13.5599 | 12.8764
|  | BEACONSFIELD (MIDDLE B/B) | LW |  |  |  |  | 0.77583 | 0.582 | 0.32914 | 0.035518 | 19.0428 | 18.539 | 17.9244 | 17.1104 | 16.594 | 15.7142 | 14.8968 | 12.2511 | 11.3153 | 10.6121 | 4.7493 | 4.6059 | 4.3834 | 4.159 | 23.0932 | 22.812 | 22.4673 | 22.0183 | 21.7031 | 21.1838 | 20.7014 | 19.2902 | 18.8352 | 18.4638 | 2.7939 | 2.5637 | 2.1846 | 1.7914 | 20.8139 | 20.3283 | 19.7421 | 18.9618 | 18.4316 | 17.5998 | 16.8458 | 14.4975 | 13.6726 | 13.0489
|  | BEACONSFIELD (MIDDLE B/B) | ST |  |  |  |  | 1.3445 | 1.2351 | 1.0759 | 0.91993 | 20.1354 | 19.8917 | 19.5886 | 19.2036 | 18.7143 | 18.0838 | 17.3671 | 13.604 | 12.246 | 12.0336 | 4.9657 | 4.8642 | 4.7403 | 4.631 | 23.6681 | 23.5171 | 23.3373 | 23.1189 | 22.8742 | 22.5461 | 22.1785 | 19.3708 | 18.2989 | 16.3562 | 3.1215 | 3.0019 | 2.8515 | 2.7238 | 22.0096 | 21.8347 | 21.6229 | 21.3634 | 21.0747 | 20.6705 | 20.2209 | 16.7055 | 15.4032 | 15.1756
|  | BEACONSFIELD (MIDDLE B/B) | FS |  |  |  |  | 1.6397 | 1.5431 | 1.3946 | 1.28 | 20.5504 | 20.4006 | 20.2758 | 20.0548 | 19.7967 | 19.5294 | 19.2004 | 16.8593 | 13.973 | 11.499 | 5.0996 | 5.0197 | 4.9086 | 4.8104 | 23.8472 | 23.7158 | 23.5755 | 23.372 | 23.1363 | 22.8856 | 22.5898 | 20.6635 | 17.643 | 13.1185 | 3.3023 | 3.2232 | 3.0957 | 2.9901 | 22.2699 | 22.1311 | 22.0136 | 21.806 | 21.5636 | 21.3067 | 20.9948 | 19.1955 | 17.0214 | 14.463
BRAMLEY (ANDO-THAT) | THATCHAM BSP | BEENHAM | MINIMUM HEADROOM | SU 58204 69025 | NO | YES | 0.39 | 6.4802 | 6.3217 | 6.1666 | 5.9512 | 5.7455 | 5.5073 | 5.2084 | 4.9399 | 4.5809 | 4.2298 | 3.9494 | 3.1144 | 2.7427 | 2.41 | 6.803 | 6.7633 | 6.7186 | 6.6533 | 6.5893 | 6.4829 | 6.3451 | 6.1969 | 5.9902 | 5.7833 | 5.6022 | 5.0001 | 4.6312 | 4.3185 | 6.5076 | 6.3625 | 6.2186 | 6.0196 | 5.8305 | 5.6095 | 5.3285 | 5.076 | 4.7343 | 4.4006 | 4.1371 | 3.3746 | 3.0503 | 2.754
|  | BEENHAM | CT |  |  |  |  | 6.4802 | 6.3217 | 6.1692 | 6.0079 | 5.8462 | 5.6559 | 5.4095 | 5.1498 | 4.8269 | 4.5946 | 4.3017 | 3.349 | 2.9348 | 2.6471 | 6.82 | 6.7747 | 6.7255 | 6.6708 | 6.5953 | 6.5069 | 6.3754 | 6.2208 | 6.0252 | 5.8877 | 5.7071 | 5.2329 | 5.1419 | 5.0874 | 6.5076 | 6.3625 | 6.2218 | 6.0725 | 5.9231 | 5.7454 | 5.5123 | 5.268 | 4.961 | 4.7437 | 4.4666 | 3.5994 | 3.2368 | 2.9844
|  | BEENHAM | LW |  |  |  |  | 6.4892 | 6.3509 | 6.1666 | 5.9512 | 5.7455 | 5.5073 | 5.2084 | 4.9399 | 4.5809 | 4.2298 | 3.9494 | 3.1144 | 2.7427 | 2.41 | 6.803 | 6.7633 | 6.7186 | 6.6533 | 6.5893 | 6.4829 | 6.3451 | 6.1969 | 5.9902 | 5.7833 | 5.6022 | 5.1714 | 5.0996 | 5.0481 | 6.5134 | 6.3867 | 6.2186 | 6.0196 | 5.8305 | 5.6095 | 5.3285 | 5.076 | 4.7343 | 4.4006 | 4.1371 | 3.3746 | 3.0503 | 2.754
|  | BEENHAM | ST |  |  |  |  | 6.5424 | 6.4324 | 6.2777 | 6.13 | 5.9613 | 5.7859 | 5.5895 | 5.4308 | 5.2104 | 4.9515 | 4.7075 | 3.5063 | 3.0407 | 2.8097 | 6.8461 | 6.8297 | 6.8014 | 6.7688 | 6.723 | 6.6664 | 6.5939 | 6.5095 | 6.3828 | 6.216 | 6.035 | 5.0001 | 4.6312 | 4.5131 | 6.5656 | 6.4667 | 6.3269 | 6.1942 | 6.0408 | 5.8809 | 5.7002 | 5.5545 | 5.3477 | 5.1032 | 4.8738 | 3.7343 | 3.3107 | 3.1087
|  | BEENHAM | FS |  |  |  |  | 6.6225 | 6.5557 | 6.5021 | 6.4409 | 6.3968 | 6.3295 | 6.261 | 6.1264 | 5.9727 | 5.827 | 5.6394 | 4.5686 | 3.5154 | 2.8784 | 6.8565 | 6.8477 | 6.8324 | 6.8109 | 6.7901 | 6.7588 | 6.7222 | 6.6748 | 6.61 | 6.5283 | 6.4253 | 5.718 | 4.9727 | 4.3185 | 6.6367 | 6.5765 | 6.5267 | 6.4694 | 6.4293 | 6.366 | 6.3018 | 6.178 | 6.0352 | 5.9008 | 5.7248 | 4.7178 | 3.7464 | 3.157
MANNINGTON GSP | SALISBURY | BEMERTON | MINIMUM HEADROOM | SU 11583 31233 | NO | YES | 4.322 | 15.7302 | 15.374 | 14.7488 | 14.0591 | 13.4551 | 12.8264 | 12.5007 | 11.6631 | 10.7305 | 9.79 | 8.9477 | 6.1231 | 4.0801 | 2.7315 | 18.8128 | 18.597 | 18.2838 | 17.9542 | 17.6115 | 17.2612 | 17.1307 | 16.6265 | 16.0508 | 15.6012 | 15.0634 | 12.8516 | 10.9887 | 7.0908 | 18.2235 | 17.9117 | 17.3962 | 16.8343 | 16.3277 | 15.7352 | 15.5113 | 14.7677 | 13.9245 | 13.0801 | 12.3534 | 10.0088 | 8.1991 | 6.9673
|  | BEMERTON | CT |  |  |  |  | 15.7895 | 15.4538 | 14.9134 | 14.3542 | 13.7699 | 13.2609 | 12.9834 | 12.1565 | 11.2334 | 10.4856 | 9.644 | 6.1855 | 4.0801 | 2.7315 | 18.8251 | 18.597 | 18.2838 | 17.9796 | 17.6115 | 17.2642 | 17.1307 | 16.6265 | 16.0508 | 15.6012 | 15.0634 | 12.8516 | 10.9887 | 8.5279 | 18.2701 | 17.9628 | 17.4967 | 17.0404 | 16.5132 | 16.0406 | 15.8843 | 15.1444 | 14.3143 | 13.6703 | 12.9204 | 10.0951 | 8.1991 | 6.9673
|  | BEMERTON | LW |  |  |  |  | 15.7302 | 15.374 | 14.7488 | 14.0591 | 13.4551 | 12.8264 | 12.5007 | 11.6631 | 10.7305 | 9.79 | 8.9477 | 6.1231 | 4.783 | 3.6292 | 18.8128 | 18.6076 | 18.2977 | 17.9542 | 17.6408 | 17.2612 | 17.1358 | 16.6861 | 16.1606 | 15.634 | 15.1915 | 13.8333 | 13.249 | 12.6735 | 18.2235 | 17.9117 | 17.3962 | 16.8343 | 16.3277 | 15.7352 | 15.5113 | 14.7677 | 13.9245 | 13.0801 | 12.3534 | 10.0088 | 8.8923 | 7.8718
|  | BEMERTON | ST |  |  |  |  | 15.9038 | 15.6441 | 15.385 | 15.118 | 14.8805 | 14.6805 | 14.5002 | 14.2569 | 13.917 | 13.8851 | 13.5443 | 11.2399 | 9.5025 | 7.8844 | 18.9112 | 18.7454 | 18.5685 | 18.3916 | 18.2075 | 18.0253 | 17.8594 | 17.6286 | 17.324 | 17.2848 | 16.9556 | 14.9189 | 13.1502 | 10.707 | 18.3927 | 18.1718 | 17.9469 | 17.7239 | 17.5051 | 17.3022 | 17.1311 | 16.8752 | 16.5262 | 16.6058 | 16.262 | 14.113 | 12.6555 | 11.3484
|  | BEMERTON | FS |  |  |  |  | 16.052 | 15.8744 | 15.6658 | 15.452 | 15.2553 | 15.0877 | 14.9088 | 14.6744 | 14.3694 | 14.0064 | 13.6214 | 11.725 | 9.509 | 7.366 | 18.9733 | 18.8409 | 18.6887 | 18.5358 | 18.375 | 18.2137 | 18.023 | 17.8121 | 17.5256 | 17.1848 | 16.8142 | 14.8403 | 11.7905 | 7.0908 | 18.506 | 18.3506 | 18.1715 | 17.9967 | 17.8226 | 17.6636 | 17.488 | 17.2932 | 17.0075 | 16.6557 | 16.2774 | 14.6595 | 12.7565 | 11.0017
COWLEY GSP | COWLEY LOCAL (2 X 45) | BERINSFIELD | MINIMUM HEADROOM | SU 58382 95467 | NO | NO | 2.436 | 9.9277 | 9.3428 | 8.1104 | 6.2524 | 4.4396 | 1.8291 | -0.97543 | -3.8175 | -6.608 | -9.3942 | -12.0682 | -20.7348 | -23.4559 | -24.8404 | 12.3754 | 12.1222 | 11.6182 | 10.8478 | 10.1191 | 8.8059 | 7.3478 | 5.9561 | 4.6124 | 3.3045 | 2.0778 | -2.4725 | -4.5682 | -6.6033 | 11.4911 | 11.1755 | 10.2146 | 8.6689 | 7.4369 | 5.2221 | 2.8086 | 0.46946 | -1.8307 | -4.0902 | -6.1774 | -12.8726 | -14.9765 | -16.2015
|  | BERINSFIELD | CT |  |  |  |  | 9.943 | 9.4299 | 8.4062 | 6.8611 | 5.3208 | 3.0973 | 0.6719 | -2.1861 | -4.9552 | -7.6883 | -10.4808 | -20.7348 | -23.4559 | -24.8404 | 12.3755 | 12.1491 | 11.7228 | 11.0788 | 10.4421 | 9.304 | 8.0254 | 6.6312 | 5.3057 | 4.0529 | 2.7942 | -2.4725 | -4.5682 | -6.6033 | 11.4911 | 11.211 | 10.4541 | 9.1688 | 8.1109 | 6.2194 | 4.1083 | 1.7595 | -0.50868 | -2.6502 | -4.8553 | -12.6875 | -14.9765 | -16.2015
|  | BERINSFIELD | LW |  |  |  |  | 9.9277 | 9.3428 | 8.1104 | 6.2524 | 4.4396 | 1.8291 | -0.97543 | -3.8175 | -6.608 | -9.3942 | -12.0682 | -20.6127 | -22.6813 | -23.975 | 12.3754 | 12.1222 | 11.6182 | 10.8478 | 10.1191 | 8.8059 | 7.3478 | 5.9561 | 4.6124 | 3.3045 | 2.0778 | -1.8648 | -2.9997 | -3.6787 | 11.4939 | 11.1755 | 10.2146 | 8.6689 | 7.4369 | 5.2221 | 2.8086 | 0.46946 | -1.8307 | -4.0902 | -6.1774 | -12.8726 | -14.6321 | -15.7758
|  | BERINSFIELD | ST |  |  |  |  | 10.055 | 9.5966 | 8.8742 | 7.8151 | 6.6163 | 5.1298 | 3.9545 | 2.3139 | 0.71317 | -0.98659 | -2.7053 | -9.5887 | -12.0408 | -13.8328 | 12.4308 | 12.2422 | 11.9399 | 11.498 | 10.9877 | 10.168 | 9.441 | 8.5436 | 7.6954 | 6.8249 | 5.9648 | 2.0792 | -0.063685 | -2.3248 | 11.5489 | 11.3044 | 10.8852 | 10.0415 | 9.0589 | 7.7224 | 6.8179 | 5.3993 | 4.0258 | 2.5826 | 1.1352 | -4.6283 | -6.8033 | -8.3905
|  | BERINSFIELD | FS |  |  |  |  | 10.1811 | 9.8545 | 9.3435 | 8.5636 | 7.7327 | 6.6036 | 5.465 | 4.2389 | 3.3583 | 2.0269 | 0.62215 | -6.5276 | -9.4403 | -11.5475 | 12.5208 | 12.3887 | 12.1782 | 11.8551 | 11.4994 | 10.8264 | 10.1338 | 9.4173 | 8.8944 | 8.2072 | 7.5136 | 3.234 | 0.20601 | -3.6405 | 11.6558 | 11.4806 | 11.2085 | 10.6105 | 9.9384 | 8.8973 | 7.8186 | 6.6891 | 6.1013 | 4.9532 | 3.7588 | -2.2034 | -4.6796 | -6.4736
NURSLING GSP | SOUTHAMPTON (2 X 60) | BEVOIS VALLEY | MINIMUM HEADROOM | SU 42648 13187 | NO | YES | 4.062 | 10.9479 | 10.4943 | 9.7972 | 9.2229 | 8.7238 | 8.0146 | 7.1335 | 6.247 | 5.411 | 4.463 | 3.5397 | -1.1271 | -4.3362 | -8.0535 | 14.9149 | 14.6026 | 13.9894 | 13.4246 | 12.9684 | 12.2897 | 11.4181 | 10.7905 | 10.0842 | 8.9955 | 7.6888 | 1.22 | -7.1487 | -27.4671 | 12.4635 | 12.003 | 11.1902 | 10.4909 | 9.8897 | 9.0414 | 7.9887 | 7.0944 | 6.2739 | 5.1625 | 4.11 | -0.67571 | -4.3968 | -8.6789
|  | BEVOIS VALLEY | CT |  |  |  |  | 11.0073 | 10.7008 | 10.4088 | 10.1758 | 9.8768 | 9.5135 | 8.9966 | 8.105 | 6.8168 | 5.8359 | 4.6508 | -0.074923 | -2.8004 | -5.4448 | 14.9149 | 14.6026 | 14.2873 | 13.9618 | 13.5656 | 13.0838 | 12.3591 | 11.3843 | 10.0842 | 8.9955 | 7.6888 | 1.22 | -5.9551 | -17.5937 | 12.4998 | 12.1952 | 11.8713 | 11.5851 | 11.2243 | 10.7915 | 10.1744 | 9.1898 | 7.8417 | 6.7828 | 5.5234 | 0.63901 | -2.2214 | -5.1102
|  | BEVOIS VALLEY | LW |  |  |  |  | 10.9479 | 10.4943 | 9.7972 | 9.2229 | 8.7238 | 8.0146 | 7.1335 | 6.247 | 5.411 | 4.463 | 3.5397 | -1.1271 | -4.3362 | -8.0535 | 14.9785 | 14.6278 | 13.9894 | 13.4246 | 12.9684 | 12.2897 | 11.4181 | 10.7905 | 10.2602 | 9.4822 | 8.732 | 5.078 | 1.6018 | -2.4306 | 12.4635 | 12.003 | 11.1902 | 10.4909 | 9.8897 | 9.0414 | 7.9887 | 7.0944 | 6.2739 | 5.1625 | 4.11 | -0.67571 | -4.3968 | -8.6789
|  | BEVOIS VALLEY | ST |  |  |  |  | 11.0627 | 10.8073 | 10.337 | 10.0882 | 9.8968 | 9.7763 | 9.6276 | 9.2962 | 8.895 | 8.4815 | 8.1873 | 4.612 | 1.8715 | -0.63917 | 14.9775 | 14.7167 | 14.0435 | 13.5705 | 13.1738 | 12.8503 | 12.4829 | 11.8988 | 11.2357 | 10.4963 | 9.7934 | 3.3461 | -4.4038 | -16.4189 | 12.5819 | 12.3432 | 11.769 | 11.4381 | 11.1916 | 11.0383 | 10.8543 | 10.4571 | 9.9905 | 9.5158 | 9.1576 | 5.0573 | 1.8061 | -1.2525
|  | BEVOIS VALLEY | FS |  |  |  |  | 11.1444 | 10.9768 | 10.857 | 10.7906 | 10.7004 | 10.5829 | 10.4135 | 10.1286 | 9.8193 | 9.4662 | 9.2375 | 7.1923 | 5.0672 | 2.7546 | 15.0005 | 14.7626 | 14.4986 | 14.2402 | 13.941 | 13.578 | 13.084 | 12.4168 | 11.6733 | 10.8183 | 10.0169 | 3.8617 | -7.1487 | -27.4671 | 12.6648 | 12.5171 | 12.3801 | 12.2829 | 12.1635 | 12.0184 | 11.8112 | 11.4746 | 11.1062 | 10.6901 | 10.4322 | 8.1734 | 5.975 | 3.5118
EAST CLAYDON GSP | BICESTER NORTH BSP | BICESTER | MINIMUM HEADROOM | SP 58381 21988 | NO | NO | 1.183 | 15.18 | 14.488 | 13.4411 | 12.0669 | 11.1484 | 9.6474 | 8.071 | 6.0528 | 4.0112 | 2.0908 | 0.43518 | -5.2543 | -8.6394 | -11.147 | 19.2453 | 18.8416 | 18.2486 | 17.3928 | 16.9208 | 16.1017 | 15.1908 | 13.9019 | 12.6715 | 11.6895 | 10.6513 | 6.3564 | 2.7729 | -5.6721 | 15.6034 | 15.0206 | 14.0719 | 12.815 | 11.9655 | 10.6528 | 9.2491 | 7.4405 | 5.5992 | 3.8541 | 2.3688 | -2.4567 | -5.1792 | -7.3386
|  | BICESTER | CT |  |  |  |  | 15.3748 | 14.6993 | 13.7554 | 12.6121 | 11.7024 | 10.435 | 8.9493 | 6.905 | 4.9197 | 3.3366 | 1.701 | -5.0646 | -8.6394 | -11.147 | 19.3464 | 18.8779 | 18.2833 | 17.5239 | 16.9494 | 16.1639 | 15.2056 | 13.9019 | 12.6715 | 11.6895 | 10.6513 | 6.3564 | 2.7729 | -2.1564 | 15.7723 | 15.1907 | 14.3334 | 13.2884 | 12.4386 | 11.3056 | 9.9823 | 8.1493 | 6.3717 | 4.9666 | 3.4978 | -2.1582 | -5.1792 | -7.3386
|  | BICESTER | LW |  |  |  |  | 15.18 | 14.488 | 13.4411 | 12.0669 | 11.1484 | 9.6474 | 8.071 | 6.0528 | 4.0112 | 2.0908 | 0.43518 | -5.2543 | -7.5119 | -9.6271 | 19.2453 | 18.8416 | 18.2486 | 17.3928 | 16.9208 | 16.1017 | 15.1908 | 14.0534 | 12.9139 | 11.821 | 10.9467 | 8.262 | 7.3202 | 6.2634 | 15.6034 | 15.0206 | 14.0719 | 12.815 | 11.9655 | 10.6528 | 9.2491 | 7.4405 | 5.5992 | 3.8541 | 2.3688 | -2.4567 | -4.295 | -6.1001
|  | BICESTER | ST |  |  |  |  | 15.5695 | 15.0883 | 14.6377 | 14.0497 | 13.3616 | 12.6826 | 12.3486 | 11.501 | 10.7118 | 9.8589 | 9.0609 | 4.1352 | 1.0605 | -2.026 | 19.4593 | 19.1204 | 18.7755 | 18.2979 | 17.7638 | 17.2458 | 16.9322 | 16.1972 | 15.5416 | 14.7941 | 14.0881 | 9.7807 | 6.2126 | 1.0469 | 15.9551 | 15.5557 | 15.1738 | 14.6589 | 14.0673 | 13.4905 | 13.1949 | 12.4318 | 11.7362 | 10.9653 | 10.2469 | 5.7672 | 2.995 | 0.32451
|  | BICESTER | FS |  |  |  |  | 15.7692 | 15.4149 | 15.024 | 14.4846 | 13.9667 | 13.4092 | 12.8273 | 12.0868 | 11.7749 | 11.0236 | 10.2574 | 5.4432 | 1.8464 | -1.7389 | 19.5775 | 19.3006 | 18.9883 | 18.5423 | 18.1161 | 17.6577 | 17.1292 | 16.4522 | 16.0676 | 15.3535 | 14.6213 | 9.7372 | 3.7946 | -5.6721 | 16.1209 | 15.8322 | 15.4982 | 15.0286 | 14.5848 | 14.1121 | 13.6079 | 12.9454 | 12.6561 | 11.9786 | 11.2929 | 6.9717 | 3.7168 | 0.54312
EAST CLAYDON GSP | BICESTER NORTH BSP | BICESTER NORTH | MINIMUM HEADROOM | SP 59720 23735 | NO | NO | 23.263 | -2.4901 | -2.7102 | -3.2224 | -4.0614 | -4.5566 | -5.4457 | -6.254 | -7.2819 | -8.5491 | -9.9908 | -11.2539 | -16.489 | -20.0303 | -23.3596 | 0.45177 | 0.23438 | -0.35661 | -1.2842 | -1.8225 | -2.7522 | -3.6146 | -4.6378 | -5.5242 | -6.6339 | -7.5743 | -11.4263 | -14.1496 | -18.5222 | 0.42385 | 0.23782 | -0.28567 | -1.1476 | -1.8922 | -3.0044 | -3.8272 | -5.1715 | -6.3545 | -7.7396 | -8.9408 | -14.1017 | -17.7602 | -21.2395
|  | BICESTER NORTH | CT |  |  |  |  | -2.4349 | -2.6298 | -2.9115 | -3.4316 | -3.9508 | -4.6324 | -5.302 | -6.3898 | -7.5389 | -8.7618 | -10.0329 | -15.4306 | -18.9844 | -21.904 | 0.50068 | 0.32494 | 0.016587 | -0.56333 | -1.0924 | -1.7682 | -2.4327 | -3.55 | -4.6707 | -5.7307 | -6.7359 | -10.7185 | -14.1496 | -18.5222 | 0.45902 | 0.32169 | 0.089073 | -0.38492 | -1.0661 | -1.8708 | -2.4526 | -3.7887 | -5.1242 | -6.4149 | -7.6538 | -12.8723 | -16.2507 | -19.0953
|  | BICESTER NORTH | LW |  |  |  |  | -2.4901 | -2.7102 | -3.2224 | -4.0614 | -4.5566 | -5.4457 | -6.254 | -7.2819 | -8.5491 | -9.9908 | -11.2539 | -16.489 | -20.0303 | -23.3596 | 0.45177 | 0.23438 | -0.35661 | -1.2842 | -1.8225 | -2.7522 | -3.6146 | -4.6378 | -5.5242 | -6.6339 | -7.5743 | -11.4263 | -13.9991 | -16.4955 | 0.42385 | 0.23782 | -0.28567 | -1.1476 | -1.8922 | -3.0044 | -3.8272 | -5.1715 | -6.3545 | -7.7396 | -8.9408 | -14.1017 | -17.7602 | -21.2395
|  | BICESTER NORTH | ST |  |  |  |  | -2.3443 | -2.4252 | -2.8581 | -3.4445 | -3.8823 | -4.4184 | -4.926 | -5.8123 | -6.635 | -7.6046 | -8.5091 | -14.4896 | -17.2865 | -19.1258 | 0.58532 | 0.51259 | 0.019198 | -0.62434 | -1.0844 | -1.6493 | -2.1533 | -3.0839 | -3.9008 | -4.8796 | -5.7183 | -11.1773 | -13.9111 | -17.9796 | 0.5285 | 0.46844 | 0.0048371 | -0.58654 | -0.99118 | -1.4742 | -1.895 | -2.7042 | -3.3906 | -4.177 | -5.0564 | -11.1379 | -14.4231 | -17.0323
|  | BICESTER NORTH | FS |  |  |  |  | -2.3123 | -2.3475 | -2.4909 | -2.7914 | -3.029 | -3.3254 | -3.6078 | -4.0688 | -4.5489 | -5.2205 | -5.678 | -9.8192 | -13.1584 | -16.143 | 0.61204 | 0.54658 | 0.33163 | -0.015524 | -0.30554 | -0.65086 | -0.98131 | -1.5488 | -2.1107 | -2.8157 | -3.1912 | -7.1838 | -11.3211 | -18.2295 | 0.54926 | 0.51948 | 0.37824 | 0.083139 | -0.13345 | -0.40093 | -0.65486 | -1.0846 | -1.509 | -2.0914 | -2.3993 | -6.4466 | -9.8832 | -13.3445
LOVEDEAN GSP | CHICHESTER & HUNSTON | BILLINGSHURST | MINIMUM HEADROOM | TQ 08305 26315 | YES | YES | 1.748 | -3.442 | -3.6654 | -4.0072 | -4.4223 | -4.7331 | -5.1985 | -5.7161 | -5.9664 | -6.7166 | -7.5133 | -8.2137 | -10.6044 | -11.9762 | -13.2505 | 3.2215 | 3.0568 | 2.8729 | 2.6471 | 2.4451 | 2.1858 | 1.8374 | 1.8131 | 1.4127 | 0.98835 | 0.65485 | -0.99596 | -2.6174 | -6.0615 | -3.4166 | -3.6227 | -3.926 | -4.3054 | -4.5884 | -5.0275 | -5.5182 | -5.727 | -6.4003 | -7.1023 | -7.7217 | -9.7977 | -10.9494 | -12.0309
|  | BILLINGSHURST | CT |  |  |  |  | -3.423 | -3.6459 | -3.9532 | -4.2977 | -4.6193 | -4.9695 | -5.4198 | -5.6383 | -6.2696 | -6.8555 | -7.5098 | -10.1369 | -11.9625 | -13.2505 | 3.2224 | 3.0568 | 2.8729 | 2.651 | 2.4451 | 2.1993 | 1.864 | 1.8131 | 1.4127 | 1.0923 | 0.70152 | -0.99596 | -2.6174 | -4.7565 | -3.3982 | -3.6045 | -3.8791 | -4.1928 | -4.4895 | -4.8178 | -5.2454 | -5.4267 | -6.0069 | -6.5005 | -7.0809 | -9.3781 | -10.9352 | -12.0309
|  | BILLINGSHURST | LW |  |  |  |  | -3.442 | -3.6654 | -4.0072 | -4.4223 | -4.7331 | -5.1985 | -5.7161 | -5.9664 | -6.7166 | -7.5133 | -8.2137 | -10.6044 | -11.9762 | -13.219 | 3.2215 | 3.0686 | 2.8926 | 2.6471 | 2.4902 | 2.1858 | 1.8374 | 1.8393 | 1.4188 | 0.98835 | 0.65485 | -0.38697 | -0.97301 | -1.5669 | -3.4166 | -3.6227 | -3.926 | -4.3054 | -4.5884 | -5.0275 | -5.5182 | -5.727 | -6.4003 | -7.1023 | -7.7217 | -9.7977 | -10.9494 | -12.0062
|  | BILLINGSHURST | ST |  |  |  |  | -3.351 | -3.4728 | -3.632 | -3.8073 | -3.921 | -4.0813 | -4.2657 | -4.4181 | -4.6966 | -5.0575 | -5.4423 | -6.9134 | -8.2945 | -9.5607 | 3.2684 | 3.1819 | 3.0669 | 2.9318 | 2.8342 | 2.6925 | 2.5273 | 2.3879 | 2.1466 | 1.8429 | 1.512 | 0.26075 | -1.2377 | -3.3479 | -3.3297 | -3.4371 | -3.5784 | -3.7381 | -3.8419 | -3.9948 | -4.1716 | -4.3166 | -4.5793 | -4.9173 | -5.2796 | -6.5901 | -7.7852 | -8.8045
|  | BILLINGSHURST | FS |  |  |  |  | -3.303 | -3.3881 | -3.5084 | -3.6418 | -3.7235 | -3.835 | -3.96 | -4.1454 | -4.3446 | -4.6364 | -4.9351 | -6.1991 | -7.7863 | -9.3491 | 3.2852 | 3.2118 | 3.1125 | 2.9956 | 2.9106 | 2.7923 | 2.6487 | 2.464 | 2.2746 | 2.0041 | 1.7166 | 0.27747 | -2.1928 | -6.0615 | -3.287 | -3.3613 | -3.467 | -3.5873 | -3.6602 | -3.766 | -3.8851 | -4.0585 | -4.238 | -4.5065 | -4.7841 | -5.9305 | -7.2926 | -8.6361
LOVEDEAN GSP | CHICHESTER & HUNSTON | BILSHAM | MINIMUM HEADROOM | SU 97366 01594 | NO | YES | 11.62 | -3.9131 | -5.0582 | -7.0974 | -9.0222 | -11.1451 | -13.7279 | -16.7027 | -19.5628 | -22.5084 | -25.3611 | -28.0636 | -39.2746 | -44.6804 | -49.8896 | -5.0041 | -5.4551 | -6.3461 | -7.2089 | -8.1949 | -9.457 | -10.9775 | -12.2416 | -13.3872 | -14.6089 | -15.7617 | -21.3021 | -25.6369 | -29.9368 | -3.5659 | -4.3415 | -6.1858 | -7.8499 | -9.7025 | -12.0148 | -14.7175 | -17.1708 | -19.5823 | -21.9681 | -24.1322 | -33.2489 | -38.5517 | -43.9164
|  | BILSHAM | CT |  |  |  |  | -3.8271 | -4.7386 | -6.1831 | -7.5304 | -9.2863 | -11.2616 | -13.6577 | -16.4027 | -19.5013 | -22.2384 | -25.1423 | -37.1706 | -42.8968 | -47.0725 | -4.9752 | -5.2894 | -5.7235 | -6.143 | -6.8678 | -7.7065 | -8.79 | -9.9865 | -11.4435 | -12.7148 | -14.0974 | -20.1629 | -24.4031 | -28.7911 | -3.5043 | -4.0409 | -5.2644 | -6.3381 | -7.831 | -9.5157 | -11.6128 | -13.9645 | -16.6136 | -18.8368 | -21.2573 | -30.6811 | -35.4508 | -39.3311
|  | BILSHAM | LW |  |  |  |  | -3.9131 | -5.0582 | -7.0974 | -9.0222 | -11.1451 | -13.7279 | -16.7027 | -19.5628 | -22.5084 | -25.3611 | -28.0636 | -39.2746 | -44.6804 | -49.8896 | -5.0041 | -5.4551 | -6.3461 | -7.2089 | -8.1949 | -9.457 | -10.9775 | -12.2416 | -13.3872 | -14.6089 | -15.7617 | -21.3021 | -25.6369 | -29.9368 | -3.5659 | -4.3415 | -6.1858 | -7.8499 | -9.7025 | -12.0148 | -14.7175 | -17.1708 | -19.5823 | -21.9681 | -24.1322 | -33.2489 | -38.5517 | -43.9164
|  | BILSHAM | ST |  |  |  |  | -3.6687 | -4.4159 | -5.7783 | -7.1018 | -8.3505 | -9.2092 | -10.4587 | -11.9795 | -13.596 | -15.1971 | -16.7163 | -25.2642 | -30.5155 | -35.2938 | -4.93 | -5.184 | -6.0026 | -6.6905 | -7.2765 | -7.6542 | -8.1769 | -9.0065 | -9.8925 | -10.7708 | -11.523 | -17.0088 | -21.4963 | -26.2299 | -3.4585 | -3.8116 | -5.0404 | -6.2423 | -7.3632 | -8.0382 | -9.1161 | -10.4779 | -11.9305 | -13.3738 | -14.701 | -22.6237 | -27.8096 | -32.5744
|  | BILSHAM | FS |  |  |  |  | -3.5663 | -4.0992 | -4.856 | -5.6682 | -6.5134 | -7.4276 | -8.0506 | -9.1355 | -10.3846 | -11.7229 | -13.008 | -20.5584 | -24.5477 | -28.9566 | -4.9007 | -5.0964 | -5.4067 | -5.7414 | -6.1087 | -6.5055 | -6.8543 | -7.3956 | -8.0523 | -8.8136 | -9.4449 | -13.3792 | -16.6956 | -22.0151 | -3.4166 | -3.689 | -4.1311 | -4.8215 | -5.561 | -6.3647 | -6.8573 | -7.8213 | -8.9346 | -10.1328 | -11.2307 | -17.6883 | -21.1686 | -25.1623
FAWLEY GSP | COWES & WOOTTON COMMON BSP | BINSTEAD | MINIMUM HEADROOM | SZ 56409 91399 | NO | YES | 0.284 | 13.5392 | 13.3872 | 13.053 | 12.6624 | 12.296 | 11.7739 | 11.1604 | 10.6745 | 9.7951 | 8.9364 | 8.1878 | 5.7448 | 4.0136 | 2.9816 | 14.5545 | 14.4172 | 14.2009 | 13.974 | 13.7157 | 13.4167 | 13.0007 | 12.8078 | 12.2955 | 11.9314 | 11.4669 | 9.8065 | 8.5155 | 5.8708 | 13.5525 | 13.404 | 13.0948 | 12.7383 | 12.3971 | 11.9138 | 11.3365 | 10.912 | 10.0974 | 9.3035 | 8.62 | 6.4751 | 4.9617 | 4.0708
|  | BINSTEAD | CT |  |  |  |  | 13.5666 | 13.3886 | 13.053 | 12.6983 | 12.296 | 11.8456 | 11.2568 | 10.8019 | 10.0002 | 9.3814 | 8.643 | 5.7591 | 4.0136 | 2.9816 | 14.5625 | 14.4172 | 14.2009 | 13.974 | 13.7157 | 13.4167 | 13.0007 | 12.8078 | 12.2955 | 11.9314 | 11.4669 | 9.8065 | 8.5155 | 6.9276 | 13.5795 | 13.4055 | 13.0948 | 12.7706 | 12.3971 | 11.9774 | 11.4219 | 11.0194 | 10.2725 | 9.7055 | 9.0226 | 6.4751 | 4.9617 | 4.0708
|  | BINSTEAD | LW |  |  |  |  | 13.5392 | 13.3872 | 13.0608 | 12.6624 | 12.323 | 11.7739 | 11.1604 | 10.6745 | 9.7951 | 8.9364 | 8.1878 | 5.7448 | 4.6116 | 3.6532 | 14.5545 | 14.4458 | 14.2613 | 14.0269 | 13.8525 | 13.5036 | 13.1029 | 12.9462 | 12.435 | 11.9421 | 11.5503 | 10.4595 | 10.0222 | 9.5977 | 13.5525 | 13.404 | 13.1047 | 12.7383 | 12.4283 | 11.9138 | 11.3365 | 10.912 | 10.0974 | 9.3035 | 8.62 | 6.4753 | 5.5025 | 4.6723
|  | BINSTEAD | ST |  |  |  |  | 13.6877 | 13.5967 | 13.5021 | 13.4055 | 13.2576 | 13.0687 | 12.8392 | 12.6155 | 12.2627 | 11.8141 | 11.7005 | 8.9091 | 7.1214 | 5.7584 | 14.6446 | 14.5616 | 14.4697 | 14.3755 | 14.2385 | 14.0703 | 13.8674 | 13.6695 | 13.3655 | 12.9825 | 12.8724 | 10.0993 | 9.1319 | 7.5638 | 13.6954 | 13.6058 | 13.5149 | 13.4217 | 13.2785 | 13.0961 | 12.8738 | 12.659 | 12.3168 | 11.8808 | 11.7878 | 9.1732 | 7.5787 | 6.413
|  | BINSTEAD | FS |  |  |  |  | 13.6757 | 13.6243 | 13.5317 | 13.4117 | 13.3204 | 13.1752 | 13.0098 | 12.7823 | 12.5518 | 12.2273 | 11.8759 | 10.072 | 8.1336 | 6.3157 | 14.6379 | 14.5821 | 14.4984 | 14.3911 | 14.3042 | 14.1734 | 14.0159 | 13.8174 | 13.6151 | 13.3271 | 13.0114 | 11.3566 | 9.0905 | 5.8708 | 13.6831 | 13.6344 | 13.5491 | 13.4356 | 13.3516 | 13.215 | 13.0584 | 12.8486 | 12.6396 | 12.332 | 11.9982 | 10.3124 | 8.5309 | 6.9241
LOVEDEAN GSP | CHICHESTER & HUNSTON | BIRDHAM | MINIMUM HEADROOM | SZ 81965 99422 | NO | YES | 2.342 | 0.24837 | 0.047959 | -0.37446 | -0.87573 | -1.3612 | 13.3714 | 12.9059 | 11.9051 | 10.8187 | 9.7414 | 8.764 | 5.4416 | 3.2738 | 1.8893 | 1.5205 | 1.4599 | 1.3833 | 1.2902 | 1.1565 | 0.96164 | 14.9737 | 14.5391 | 14.0535 | 13.5669 | 13.1018 | 10.9446 | 9.2567 | 6.6895 | 0.27608 | 0.092042 | -0.28988 | -0.74742 | -1.1892 | -1.7616 | 12.4482 | 11.5537 | 10.5749 | 9.6052 | 8.7346 | 5.8219 | 3.962 | 2.7668
|  | BIRDHAM | CT |  |  |  |  | 0.25981 | 0.047959 | -0.35458 | -0.78852 | -1.2835 | 13.5656 | 13.1741 | 12.2522 | 11.2772 | 10.4278 | 9.4951 | 5.6115 | 3.2738 | 1.8893 | 1.5329 | 1.4599 | 1.3833 | 1.2902 | 1.1565 | 0.96164 | 14.9737 | 14.5391 | 14.0681 | 13.6256 | 13.1072 | 10.9446 | 9.2567 | 7.3191 | 0.28923 | 0.092042 | -0.27183 | -0.66687 | -1.1223 | -1.5833 | 12.6899 | 11.8651 | 10.9884 | 10.2372 | 9.4032 | 5.9885 | 3.962 | 2.7668
|  | BIRDHAM | LW |  |  |  |  | 0.24837 | 0.056871 | -0.37446 | -0.87573 | -1.3612 | 13.3714 | 12.9059 | 11.9051 | 10.8187 | 9.7414 | 8.764 | 5.4416 | 3.8603 | 2.5286 | 1.5205 | 1.4634 | 1.4009 | 1.3012 | 1.2078 | 0.97546 | 14.9814 | 14.5433 | 14.0535 | 13.5669 | 13.1018 | 11.6073 | 10.952 | 10.3693 | 0.27608 | 0.098231 | -0.28988 | -0.74742 | -1.1892 | -1.7616 | 12.4482 | 11.5537 | 10.5749 | 9.6052 | 8.7346 | 5.8219 | 4.4636 | 3.3111
|  | BIRDHAM | ST |  |  |  |  | 0.39912 | 0.27487 | 0.16482 | 0.013033 | -0.1499 | 15.046 | 14.7725 | 14.4531 | 14.0709 | 13.9449 | 13.5282 | 10.8416 | 8.8102 | 7.1286 | 1.57 | 1.5302 | 1.4945 | 1.4346 | 1.3638 | 1.2895 | 15.3656 | 15.2108 | 15.0106 | 14.9084 | 14.659 | 12.8494 | 11.1454 | 9.0772 | 0.41907 | 0.3044 | 0.20379 | 0.061728 | -0.09131 | -0.23527 | 14.1208 | 13.836 | 13.4896 | 13.4005 | 13.0219 | 10.5844 | 8.8037 | 7.3509
|  | BIRDHAM | FS |  |  |  |  | 0.43156 | 0.33323 | 0.22297 | 0.12921 | 0.0077209 | 15.2226 | 15.0574 | 14.7594 | 14.4281 | 14.0475 | 13.6437 | 11.6895 | 9.4201 | 7.148 | 1.5766 | 1.5453 | 1.5094 | 1.4767 | 1.427 | 1.3671 | 15.489 | 15.383 | 15.251 | 15.0834 | 14.8313 | 13.0872 | 10.4976 | 6.6895 | 0.44865 | 0.35826 | 0.25646 | 0.1712 | 0.058359 | -0.068006 | 14.3903 | 14.1276 | 13.832 | 13.4879 | 13.1215 | 11.385 | 9.3479 | 7.3345
BOTLEY WOOD GSP | NETLEY COMMON BSP | BISHOPS WALTHAM | MINIMUM HEADROOM | SU 56691 16683 | NO | YES | 2.707 | 2.4696 | 1.9997 | 16.0825 | 14.8915 | 14.1714 | 12.9208 | 11.4508 | 9.8653 | 8.1971 | 6.4534 | 4.9028 | -1.3602 | -6.1341 | -10.6615 | 7.4826 | 7.1421 | 20.6099 | 19.7497 | 19.3279 | 18.4004 | 17.2531 | 16.2368 | 15.2306 | 14.1139 | 13.1631 | 9.0932 | 5.2439 | 0.4118 | 4.4597 | 3.9931 | 17.6667 | 16.4857 | 15.8873 | 14.6442 | 13.1583 | 11.6754 | 10.1478 | 8.521 | 7.1229 | 1.2429 | -3.6221 | -8.4123
|  | BISHOPS WALTHAM | CT |  |  |  |  | 2.5178 | 2.0776 | 16.5232 | 15.7438 | 15.2122 | 14.4072 | 13.3399 | 11.9237 | 10.2465 | 8.8995 | 7.3108 | 0.64473 | -4.0456 | -7.6235 | 7.5036 | 7.1937 | 21.0147 | 20.5086 | 20.195 | 19.6469 | 18.8513 | 17.9059 | 16.6747 | 15.7079 | 14.5298 | 9.7637 | 5.6034 | 0.5929 | 4.5103 | 4.0962 | 18.1957 | 17.4731 | 17.0501 | 16.3104 | 15.2834 | 13.9765 | 12.3678 | 11.1141 | 9.6049 | 3.5462 | -0.77618 | -4.2876
|  | BISHOPS WALTHAM | LW |  |  |  |  | 2.4696 | 1.9997 | 16.0825 | 14.8915 | 14.1714 | 12.9208 | 11.4508 | 9.8653 | 8.1971 | 6.4534 | 4.9028 | -1.3602 | -6.1341 | -10.6615 | 7.4826 | 7.1421 | 20.6099 | 19.7497 | 19.3279 | 18.4004 | 17.2531 | 16.2368 | 15.2306 | 14.1139 | 13.1631 | 9.0932 | 5.2439 | 1.2443 | 4.4597 | 3.9931 | 17.6667 | 16.4857 | 15.8873 | 14.6442 | 13.1583 | 11.6754 | 10.1478 | 8.521 | 7.1229 | 1.2429 | -3.6221 | -8.4123
|  | BISHOPS WALTHAM | ST |  |  |  |  | 2.7049 | 2.4642 | 16.8775 | 16.2488 | 15.672 | 15.1681 | 14.5998 | 14.2463 | 13.4697 | 12.5933 | 11.762 | 5.5605 | 0.66788 | -3.6658 | 7.6173 | 7.4447 | 20.9996 | 20.4338 | 19.9414 | 19.5392 | 19.0808 | 18.7037 | 17.9987 | 17.2197 | 16.5232 | 10.9934 | 6.0164 | 0.4118 | 4.687 | 4.4661 | 18.4201 | 17.7718 | 17.1936 | 16.7034 | 16.1482 | 15.8051 | 15.0142 | 14.1311 | 13.3256 | 7.2083 | 2.4321 | -1.7289
|  | BISHOPS WALTHAM | FS |  |  |  |  | 2.8397 | 2.6798 | 17.5395 | 17.2204 | 16.9461 | 16.6252 | 16.2443 | 15.6709 | 15.0004 | 14.6553 | 14.0362 | 10.1514 | 6.1604 | 1.8383 | 7.6809 | 7.5438 | 21.552 | 21.275 | 21.0098 | 20.7011 | 20.3089 | 19.7673 | 19.1311 | 18.7232 | 18.1772 | 14.5345 | 9.7767 | 2.215 | 4.8082 | 4.6614 | 19.129 | 18.8253 | 18.5601 | 18.2427 | 17.858 | 17.2854 | 16.6138 | 16.2903 | 15.7208 | 12.1645 | 8.7397 | 4.749
NURSLING GSP | VELMORE BSP | BISHOPSTOKE | MINIMUM HEADROOM | SU 46463 18472 | NO | YES | 3.605 | 4.7123 | 4.6888 | 4.6511 | 4.5968 | 4.5116 | 4.4488 | 4.3221 | 4.1565 | 3.9401 | 3.7177 | 3.5052 | 2.7237 | 2.2701 | 2.1638 | 4.3446 | 4.3233 | 4.2869 | 4.2319 | 4.147 | 4.0922 | 4.0132 | 3.9145 | 3.7761 | 3.5833 | 3.3992 | 2.7447 | 2.3664 | 0.30483 | 4.3246 | 4.3017 | 4.2647 | 4.2108 | 4.126 | 4.0654 | 3.9622 | 3.8214 | 3.6126 | 3.3981 | 3.1932 | 2.4578 | 2.0206 | 1.9188
|  | BISHOPSTOKE | CT |  |  |  |  | 4.7123 | 4.6888 | 4.6511 | 4.5968 | 4.5116 | 4.4488 | 4.3478 | 4.173 | 3.9657 | 3.8018 | 3.6018 | 2.992 | 2.9122 | 2.9026 | 4.3446 | 4.3233 | 4.2869 | 4.2319 | 4.147 | 4.0922 | 4.0132 | 3.9145 | 3.7921 | 3.6488 | 3.4743 | 2.9539 | 2.8651 | 2.2312 | 4.3246 | 4.3017 | 4.2647 | 4.2108 | 4.126 | 4.0654 | 3.9759 | 3.837 | 3.6371 | 3.4789 | 3.2859 | 2.7175 | 2.6413 | 2.6329
|  | BISHOPSTOKE | LW |  |  |  |  | 4.735 | 4.7191 | 4.6909 | 4.6358 | 4.5688 | 4.4735 | 4.3221 | 4.1565 | 3.9401 | 3.7177 | 3.5052 | 2.9217 | 2.8407 | 2.7926 | 4.3792 | 4.3684 | 4.3456 | 4.2949 | 4.2314 | 4.1467 | 4.0252 | 3.9378 | 3.7761 | 3.5833 | 3.3992 | 2.9306 | 2.8695 | 2.8335 | 4.3493 | 4.3341 | 4.3069 | 4.2525 | 4.1859 | 4.0924 | 3.9622 | 3.8214 | 3.6126 | 3.3981 | 3.1932 | 2.6507 | 2.5734 | 2.5279
|  | BISHOPSTOKE | ST |  |  |  |  | 4.7311 | 4.7077 | 4.6957 | 4.6543 | 4.5931 | 4.5505 | 4.4973 | 4.43 | 4.3254 | 4.1426 | 3.9293 | 2.7237 | 2.2701 | 2.1638 | 4.3608 | 4.335 | 4.3227 | 4.2781 | 4.2123 | 4.1739 | 4.1268 | 4.0677 | 3.9871 | 3.882 | 3.7595 | 2.7447 | 2.3664 | 2.0196 | 4.3429 | 4.3195 | 4.3077 | 4.2663 | 4.2047 | 4.1636 | 4.1125 | 4.0477 | 3.9577 | 3.8078 | 3.6019 | 2.4578 | 2.0206 | 1.9188
|  | BISHOPSTOKE | FS |  |  |  |  | 4.8141 | 4.7978 | 4.7801 | 4.7733 | 4.7228 | 4.6557 | 4.6148 | 4.5704 | 4.5246 | 4.4647 | 4.3942 | 3.6592 | 2.8283 | 2.2251 | 4.4605 | 4.4398 | 4.4189 | 4.4084 | 4.3469 | 4.2663 | 4.2197 | 4.1681 | 4.1189 | 4.0593 | 3.9901 | 3.4908 | 2.4549 | 0.30483 | 4.4296 | 4.413 | 4.3954 | 4.3885 | 4.3368 | 4.268 | 4.2274 | 4.1835 | 4.139 | 4.0813 | 4.0132 | 3.3412 | 2.5589 | 1.9772
BOTLEY WOOD GSP | NETLEY COMMON BSP | BITTERNE | MINIMUM HEADROOM | SU 45116 13082 | NO | YES | 0.078 | 3.2118 | 3.0237 | 2.4902 | 1.8877 | 1.287 | 0.87891 | 0.14705 | -0.93662 | -2.0966 | -3.2406 | -4.2432 | -7.7072 | -10.1737 | -11.7381 | 5.8762 | 5.5854 | 5.1749 | 4.7319 | 4.5196 | 4.023 | 3.395 | 2.598 | 1.7014 | 0.9803 | 0.089817 | -4.5622 | -13.9487 | -32.1035 | 4.3592 | 4.137 | 3.6591 | 3.0831 | 2.533 | 2.1962 | 1.4735 | 0.47745 | -0.60597 | -1.6728 | -2.5584 | -5.4753 | -7.5926 | -9.0065
|  | BITTERNE | CT |  |  |  |  | 3.2135 | 3.0237 | 2.5266 | 2.0106 | 1.7281 | 1.1818 | 0.52798 | -0.45456 | -1.4988 | -2.3554 | -3.3395 | -7.5882 | -10.1737 | -11.7381 | 5.8762 | 5.5854 | 5.1749 | 4.7319 | 4.5196 | 4.023 | 3.395 | 2.598 | 1.7014 | 0.9803 | 0.089817 | -4.5622 | -10.4167 | -19.7338 | 4.3592 | 4.137 | 3.6725 | 3.1889 | 2.9622 | 2.4486 | 1.8096 | 0.88382 | -0.11956 | -0.89482 | -1.8135 | -5.3666 | -7.5926 | -9.0065
|  | BITTERNE | LW |  |  |  |  | 3.2118 | 3.0376 | 2.4902 | 1.8877 | 1.287 | 0.87891 | 0.14705 | -0.93662 | -2.0966 | -3.2406 | -4.2432 | -7.7072 | -9.2662 | -10.6004 | 5.9721 | 5.8103 | 5.5061 | 5.1366 | 4.8001 | 4.6719 | 4.1864 | 3.5969 | 2.933 | 2.2819 | 1.8014 | 0.25809 | -0.58388 | -1.4658 | 4.3644 | 4.167 | 3.6591 | 3.0831 | 2.533 | 2.1962 | 1.4735 | 0.47745 | -0.60597 | -1.6728 | -2.5584 | -5.4753 | -6.8767 | -8.1399
|  | BITTERNE | ST |  |  |  |  | 3.3804 | 3.3233 | 3.2344 | 3.1278 | 3.038 | 2.8979 | 2.7299 | 2.4892 | 2.5563 | 2.2887 | 1.9968 | -0.21371 | -2.1605 | -4.4124 | 6.0126 | 5.8432 | 5.5907 | 5.312 | 5.0505 | 4.7249 | 4.3511 | 3.8893 | 3.7087 | 3.1582 | 2.5546 | -1.7859 | -7.4285 | -17.0007 | 4.541 | 4.4756 | 4.3505 | 4.2119 | 4.1067 | 3.9506 | 3.7627 | 3.4997 | 3.5631 | 3.2615 | 2.9208 | 0.67082 | -0.94062 | -2.8374
|  | BITTERNE | FS |  |  |  |  | 3.3631 | 3.2803 | 3.1843 | 3.0476 | 2.8968 | 2.7638 | 2.582 | 2.2947 | 1.9659 | 1.9014 | 1.5787 | -0.61355 | -2.7436 | -5.0511 | 5.9906 | 5.7729 | 5.551 | 5.2593 | 4.9361 | 4.5974 | 4.1278 | 3.5229 | 2.8295 | 2.3198 | 1.5614 | -4.0239 | -13.9487 | -32.1035 | 4.5326 | 4.4408 | 4.3492 | 4.2069 | 4.0544 | 3.9238 | 3.7369 | 3.4617 | 3.1403 | 3.0997 | 2.7828 | 0.66292 | -1.2127 | -3.1659
MINETY GSP | STRATTON (2 X 60) | BLACK BOURTON | MINIMUM HEADROOM | SP 28349 03818 | NO | YES | 0.9 | 6.3331 | 6.2016 | 5.9472 | 5.683 | 5.4184 | 5.0608 | 4.6957 | 4.1433 | 3.3569 | 2.5483 | 1.8126 | -0.053595 | -0.78411 | -1.4317 | 8.3606 | 8.2737 | 8.1118 | 7.9494 | 7.7892 | 7.5444 | 7.2851 | 6.9193 | 6.3534 | 5.7651 | 5.2345 | 3.8972 | 3.3052 | 2.7316 | 7.2858 | 7.1206 | 6.8544 | 6.5447 | 6.2319 | 5.7404 | 5.1723 | 4.5385 | 3.7905 | 3.0177 | 2.3161 | 0.51096 | -0.25143 | -0.94691
|  | BLACK BOURTON | CT |  |  |  |  | 6.3398 | 6.2054 | 6.016 | 5.8336 | 5.5938 | 5.3455 | 5.0618 | 4.6255 | 3.8888 | 3.3196 | 2.6486 | 0.67881 | -0.060863 | -0.60184 | 8.3639 | 8.2737 | 8.158 | 8.0514 | 7.8918 | 7.7235 | 7.517 | 7.2329 | 6.8031 | 6.3902 | 5.8957 | 4.5496 | 4.0884 | 3.0031 | 7.3465 | 7.1866 | 6.9825 | 6.7683 | 6.4546 | 6.1124 | 5.6467 | 5.0498 | 4.34 | 3.7931 | 3.1467 | 1.2631 | 0.55014 | 0.0059337
|  | BLACK BOURTON | LW |  |  |  |  | 6.3331 | 6.2016 | 5.9472 | 5.683 | 5.4184 | 5.0608 | 4.6957 | 4.1433 | 3.3569 | 2.5483 | 1.8126 | -0.053595 | -0.78411 | -1.4317 | 8.3606 | 8.2744 | 8.1118 | 7.9494 | 7.7892 | 7.5444 | 7.2851 | 6.9193 | 6.3534 | 5.7651 | 5.2345 | 3.8972 | 3.3052 | 2.7316 | 7.2858 | 7.1206 | 6.8544 | 6.5447 | 6.2319 | 5.7404 | 5.1723 | 4.5385 | 3.7905 | 3.0177 | 2.3161 | 0.51096 | -0.25143 | -0.94691
|  | BLACK BOURTON | ST |  |  |  |  | 6.4138 | 6.3256 | 6.1782 | 6.0229 | 5.877 | 5.725 | 5.5832 | 5.3933 | 5.1672 | 4.8465 | 4.288 | 1.1429 | -0.20643 | -0.87645 | 8.4126 | 8.354 | 8.2333 | 8.1108 | 8.0018 | 7.8904 | 7.7909 | 7.6312 | 7.4394 | 7.2471 | 6.9577 | 4.5198 | 3.4855 | 2.9698 | 7.4378 | 7.37 | 7.2068 | 7.0314 | 6.8458 | 6.6385 | 6.4052 | 6.0937 | 5.6926 | 5.2076 | 4.6714 | 1.6167 | 0.2861 | -0.3943
|  | BLACK BOURTON | FS |  |  |  |  | 6.447 | 6.3954 | 6.3272 | 6.2694 | 6.1921 | 6.1129 | 6.0147 | 5.8597 | 5.7149 | 5.5109 | 5.3113 | 3.3851 | 1.339 | -0.16601 | 8.4213 | 8.3813 | 8.3228 | 8.2705 | 8.1995 | 8.1249 | 8.0263 | 7.8899 | 7.7588 | 7.5761 | 7.4008 | 6.2869 | 4.8816 | 2.8257 | 7.464 | 7.4302 | 7.3662 | 7.2951 | 7.1996 | 7.088 | 6.9497 | 6.7599 | 6.536 | 6.227 | 5.908 | 3.8441 | 1.9089 | 0.46414
MANNINGTON GSP | LYTCHETT | BLANDFORD | MINIMUM HEADROOM | ST 88810 05536 | NO | YES | 7.513 | 8.3425 | 8.0131 | 7.5102 | 6.8581 | 5.9598 | 4.9372 | 3.3504 | 1.7992 | 0.36428 | -1.1378 | -2.4653 | -7.5974 | -11.2333 | -14.9914 | 12.5835 | 12.3076 | 11.8133 | 11.2758 | 10.837 | 10.2125 | 9.115 | 8.4162 | 7.7914 | 7.044 | 6.271 | 2.8997 | -0.16202 | -4.279 | 9.3393 | 9.013 | 8.4589 | 7.8457 | 7.3298 | 6.6062 | 5.337 | 3.9853 | 2.8067 | 1.5233 | 0.3257 | -4.7255 | -8.6947 | -12.6691
|  | BLANDFORD | CT |  |  |  |  | 8.419 | 8.1683 | 7.9364 | 7.6391 | 6.9174 | 6.3328 | 5.0275 | 3.6283 | 2.1164 | 0.8831 | -0.50164 | -6.094 | -9.7907 | -12.8616 | 12.6401 | 12.4561 | 12.2934 | 12.0667 | 11.7624 | 11.4893 | 10.6323 | 10.0152 | 9.1912 | 8.4989 | 7.5049 | 3.6754 | 0.17386 | -4.279 | 9.41 | 9.1776 | 8.9603 | 8.6725 | 8.2878 | 7.9438 | 7.0044 | 6.0492 | 4.7478 | 3.617 | 2.3946 | -2.9597 | -6.5942 | -9.6249
|  | BLANDFORD | LW |  |  |  |  | 8.3425 | 8.0131 | 7.5102 | 6.8581 | 5.9598 | 4.9372 | 3.3504 | 1.7992 | 0.36428 | -1.1378 | -2.4653 | -7.5974 | -11.2333 | -14.9914 | 12.5835 | 12.3076 | 11.8133 | 11.2758 | 10.837 | 10.2125 | 9.115 | 8.4162 | 7.7914 | 7.044 | 6.271 | 2.8997 | -0.16202 | -3.5551 | 9.3393 | 9.013 | 8.4589 | 7.8457 | 7.3298 | 6.6062 | 5.337 | 3.9853 | 2.8067 | 1.5233 | 0.3257 | -4.7255 | -8.6947 | -12.6691
|  | BLANDFORD | ST |  |  |  |  | 8.5096 | 8.3672 | 7.9361 | 7.5611 | 7.2438 | 6.9063 | 6.2434 | 5.6766 | 5.198 | 4.5239 | 3.9111 | -0.29648 | -3.5002 | -7.3261 | 12.7053 | 12.6035 | 12.1209 | 11.7335 | 11.4308 | 11.1567 | 10.5404 | 10.0188 | 9.5727 | 8.9811 | 8.4916 | 4.662 | 1.5779 | -3.1377 | 9.4967 | 9.369 | 8.8655 | 8.4479 | 8.1106 | 7.7836 | 7.14 | 6.5543 | 6.0558 | 5.3716 | 4.777 | 0.4073 | -2.7037 | -5.927
|  | BLANDFORD | FS |  |  |  |  | 8.5517 | 8.4513 | 8.3437 | 8.1949 | 8.0163 | 7.7771 | 7.3588 | 6.9876 | 6.5911 | 5.9487 | 5.7724 | 2.4262 | -0.51815 | -3.941 | 12.7344 | 12.6625 | 12.5668 | 12.4397 | 12.2854 | 12.0881 | 11.6965 | 11.3614 | 11.0057 | 10.5882 | 10.3906 | 7.7857 | 4.2841 | -2.1527 | 9.5342 | 9.4452 | 9.335 | 9.1861 | 9.0068 | 8.7749 | 8.3608 | 7.9817 | 7.5765 | 7.0948 | 6.8564 | 4.4185 | 1.7082 | -1.4985
COWLEY GSP | WITNEY BSP | BLEDINGTON | MINIMUM HEADROOM | SP 25641 22580 | YES | NO | 1.316 | 0.58359 | 0.45409 | 0.31344 | 0.13707 | -0.043535 | -0.2403 | -0.48596 | -0.70713 | -0.99642 | -1.2819 | -1.504 | -2.2148 | -2.6427 | -3.0275 | 1.8067 | 1.7325 | 1.6463 | 1.5615 | 1.4482 | 1.3692 | 1.223 | 1.0834 | 0.89516 | 0.72914 | 0.60153 | 0.075236 | -0.53584 | -1.8404 | 0.94825 | 0.83498 | 0.70561 | 0.54463 | 0.38022 | 0.20011 | -0.028951 | -0.23366 | -0.5058 | -0.77305 | -0.97718 | -1.607 | -1.9705 | -2.3023
|  | BLEDINGTON | CT |  |  |  |  | 0.58359 | 0.45409 | 0.31344 | 0.17487 | 0.0041275 | -0.12784 | -0.33341 | -0.54534 | -0.80863 | -0.99864 | -1.2347 | -2.0293 | -2.5164 | -2.8958 | 1.8067 | 1.7325 | 1.6463 | 1.5615 | 1.4482 | 1.3692 | 1.223 | 1.0834 | 0.89516 | 0.76977 | 0.60153 | 0.075236 | -0.4173 | -1.1316 | 0.94825 | 0.83498 | 0.70561 | 0.579 | 0.4207 | 0.30119 | 0.10825 | -0.088772 | -0.33659 | -0.51188 | -0.73263 | -1.439 | -1.8566 | -2.1826
|  | BLEDINGTON | LW |  |  |  |  | 0.59758 | 0.48575 | 0.31914 | 0.13707 | -0.043535 | -0.2403 | -0.48596 | -0.70713 | -0.99642 | -1.2819 | -1.504 | -2.2148 | -2.6427 | -3.0275 | 1.8123 | 1.7549 | 1.6712 | 1.5746 | 1.4811 | 1.3743 | 1.2237 | 1.0979 | 0.91043 | 0.72914 | 0.60629 | 0.29033 | 0.12323 | -0.055668 | 0.95394 | 0.86036 | 0.71081 | 0.54463 | 0.38022 | 0.20011 | -0.028951 | -0.23366 | -0.5058 | -0.77305 | -0.97718 | -1.607 | -1.9705 | -2.3023
|  | BLEDINGTON | ST |  |  |  |  | 0.63473 | 0.54368 | 0.41362 | 0.29018 | 0.14914 | 0.005534 | -0.15279 | -0.30104 | -0.43245 | -0.61844 | -0.81657 | -1.6162 | -2.0339 | -2.3345 | 1.8368 | 1.7882 | 1.7198 | 1.658 | 1.5789 | 1.4962 | 1.3993 | 1.2973 | 1.2094 | 1.0707 | 0.91912 | 0.23946 | -0.25465 | -0.93102 | 0.99407 | 0.91906 | 0.80196 | 0.69208 | 0.56487 | 0.43521 | 0.29068 | 0.1534 | 0.033273 | -0.14135 | -0.32783 | -1.0697 | -1.4316 | -1.6858
|  | BLEDINGTON | FS |  |  |  |  | 0.69683 | 0.63197 | 0.59244 | 0.53652 | 0.4975 | 0.43779 | 0.37942 | 0.26512 | 0.13761 | 0.027301 | -0.11896 | -0.92032 | -1.6665 | -2.0862 | 1.8579 | 1.8141 | 1.782 | 1.7345 | 1.7016 | 1.6477 | 1.5888 | 1.4997 | 1.3956 | 1.3051 | 1.1794 | 0.41034 | -0.53584 | -1.8404 | 1.0402 | 0.98478 | 0.95199 | 0.90095 | 0.8718 | 0.81773 | 0.76412 | 0.66129 | 0.54382 | 0.44335 | 0.30707 | -0.43932 | -1.1094 | -1.4773
BRAMLEY (FLEE) | ALTON | BORDON | MINIMUM HEADROOM | SU 82256 35269 | NO | YES | 24.519 | -19.9351 | -20.5427 | -21.7748 | -22.8275 | -24.2148 | -25.9528 | -27.9106 | -30.4125 | -33.0934 | -35.6809 | -37.9493 | -44.6249 | -49.0375 | -52.0699 | -14.4687 | -14.8454 | -15.4812 | -15.9338 | -16.7268 | -17.5789 | -18.7149 | -20.0386 | -21.5252 | -22.9548 | -24.1548 | -28.8675 | -32.5852 | -39.3219 | -17.6135 | -18.1577 | -19.2389 | -20.1424 | -21.3747 | -22.9428 | -24.7241 | -26.9535 | -29.3681 | -31.7043 | -33.7146 | -39.4689 | -43.2891 | -45.9592
|  | BORDON | CT |  |  |  |  | -19.8286 | -20.4035 | -21.5228 | -22.359 | -23.699 | -25.0958 | -26.8175 | -29.1953 | -31.6854 | -33.7182 | -35.9525 | -44.2023 | -49.0375 | -52.0699 | -14.4687 | -14.8454 | -15.4812 | -15.9338 | -16.7268 | -17.5502 | -18.6157 | -19.994 | -21.4847 | -22.6431 | -24.01 | -28.8675 | -32.5852 | -37.2592 | -17.5541 | -18.0868 | -19.0852 | -19.801 | -21.0166 | -22.2589 | -23.8039 | -25.9282 | -28.1664 | -29.9658 | -31.9581 | -39.023 | -43.2891 | -45.9592
|  | BORDON | LW |  |  |  |  | -19.9351 | -20.5427 | -21.7748 | -22.8275 | -24.2148 | -25.9528 | -27.9106 | -30.4125 | -33.0934 | -35.6809 | -37.9493 | -44.6249 | -47.6108 | -50.098 | -14.4549 | -14.7926 | -15.412 | -15.9097 | -16.6277 | -17.5789 | -18.7149 | -20.0386 | -21.5252 | -22.9548 | -24.1548 | -27.2812 | -28.4927 | -29.7074 | -17.6135 | -18.1577 | -19.2389 | -20.1424 | -21.3747 | -22.9428 | -24.7241 | -26.9535 | -29.3681 | -31.7043 | -33.7146 | -39.4689 | -41.9577 | -44.1181
|  | BORDON | ST |  |  |  |  | -19.5444 | -19.9085 | -20.3261 | -20.8626 | -21.4617 | -21.778 | -22.4689 | -23.2703 | -24.1983 | -25.2327 | -26.3722 | -32.6517 | -36.952 | -40.8662 | -14.3103 | -14.5637 | -14.8594 | -15.2467 | -15.6952 | -15.9267 | -16.4169 | -17.0223 | -17.7425 | -18.571 | -19.5 | -24.5465 | -28.4482 | -33.4333 | -17.2837 | -17.6137 | -17.9717 | -18.4521 | -18.998 | -19.2379 | -19.8357 | -20.528 | -21.3456 | -22.2795 | -23.3021 | -29.0709 | -32.8657 | -36.2653
|  | BORDON | FS |  |  |  |  | -19.2802 | -19.5172 | -19.9352 | -20.3696 | -20.8899 | -21.4614 | -22.0894 | -22.5232 | -23.3364 | -24.2334 | -25.2663 | -30.841 | -35.9069 | -40.7031 | -14.0899 | -14.2888 | -14.5878 | -14.9135 | -15.333 | -15.8068 | -16.3116 | -16.6896 | -17.3279 | -18.0603 | -18.91 | -23.9909 | -30.2707 | -39.3219 | -17.0027 | -17.2241 | -17.5823 | -17.959 | -18.4356 | -18.9712 | -19.524 | -19.8573 | -20.5597 | -21.3487 | -22.2419 | -27.3146 | -31.903 | -36.1679
MELKSHAM GSP | AMESBURY | BOSCOMBE DOWN | MINIMUM HEADROOM | SU 17186 41044 | NO | YES | 4.229 | 6.2374 | 6.1154 | 5.9004 | 5.6158 | 5.3456 | 5.0294 | 4.6509 | 4.1208 | 3.9131 | 3.3979 | 2.9586 | 1.5607 | 0.52754 | -0.1609 | 5.8976 | 5.8424 | 5.7496 | 5.6386 | 5.5203 | 5.3836 | 5.2084 | 4.979 | 4.8811 | 4.6683 | 4.4675 | 3.6374 | 2.6938 | 0.5344 | 5.6889 | 5.6185 | 5.4967 | 5.3358 | 5.1799 | 4.9902 | 4.7587 | 4.4422 | 4.2796 | 3.9566 | 3.6696 | 2.8174 | 2.3878 | 2.0515
|  | BOSCOMBE DOWN | CT |  |  |  |  | 6.2726 | 6.1381 | 5.9235 | 5.6689 | 5.4094 | 5.1193 | 4.7581 | 4.2625 | 4.0984 | 3.7292 | 3.3048 | 1.631 | 0.52754 | -0.1609 | 5.9113 | 5.8433 | 5.7496 | 5.6386 | 5.5203 | 5.3836 | 5.2084 | 4.979 | 4.8811 | 4.7 | 4.4903 | 3.6374 | 2.6938 | 1.3802 | 5.7167 | 5.6403 | 5.5186 | 5.3765 | 5.2265 | 5.0548 | 4.8365 | 4.5425 | 4.4115 | 4.1824 | 3.9208 | 2.9468 | 2.3878 | 2.0515
|  | BOSCOMBE DOWN | LW |  |  |  |  | 6.2374 | 6.1154 | 5.9004 | 5.6158 | 5.3456 | 5.0294 | 4.6509 | 4.1208 | 3.9131 | 3.3979 | 2.9586 | 1.5607 | 0.85495 | 0.22427 | 5.8976 | 5.8424 | 5.7585 | 5.6437 | 5.5333 | 5.3965 | 5.2259 | 4.9995 | 4.8984 | 4.6683 | 4.4675 | 3.8924 | 3.6458 | 3.4379 | 5.6889 | 5.6185 | 5.4967 | 5.3358 | 5.1799 | 4.9902 | 4.7587 | 4.4422 | 4.2796 | 3.9566 | 3.6696 | 2.8174 | 2.4417 | 2.133
|  | BOSCOMBE DOWN | ST |  |  |  |  | 6.354 | 6.3106 | 6.2462 | 6.1577 | 6.0989 | 5.9959 | 5.8789 | 5.7819 | 5.6052 | 5.3944 | 5.1645 | 4.2476 | 3.3191 | 2.3799 | 5.9446 | 5.9188 | 5.8808 | 5.8306 | 5.7866 | 5.722 | 5.6469 | 5.5761 | 5.462 | 5.3231 | 5.1687 | 4.3997 | 3.6535 | 2.4134 | 5.7632 | 5.7394 | 5.7042 | 5.6533 | 5.6117 | 5.5457 | 5.4682 | 5.3981 | 5.2752 | 5.1241 | 4.9568 | 4.1631 | 3.5375 | 3.0139
|  | BOSCOMBE DOWN | FS |  |  |  |  | 6.3924 | 6.353 | 6.2753 | 6.1891 | 6.0932 | 6.0214 | 5.916 | 5.7636 | 5.5965 | 5.4403 | 5.2363 | 4.3346 | 3.2556 | 2.182 | 5.9584 | 5.9341 | 5.8928 | 5.8441 | 5.789 | 5.7385 | 5.6684 | 5.5743 | 5.4667 | 5.3593 | 5.2241 | 4.4742 | 3.0688 | 0.5344 | 5.785 | 5.7655 | 5.7258 | 5.681 | 5.6281 | 5.5835 | 5.5219 | 5.4339 | 5.3339 | 5.236 | 5.1074 | 4.4815 | 3.7541 | 3.0995
MANNINGTON GSP | CHRISTCHURCH BSP | BOSCOMBE EAST | MINIMUM HEADROOM | SZ 11636 92447 | NO | YES | 12.452 | 1.1346 | 0.8954 | 0.3146 | -0.3219 | -0.97769 | -1.8416 | -2.464 | -3.6601 | -5.0031 | -6.3473 | -7.5611 | -11.7488 | -13.8956 | -15.2604 | 4.1581 | 3.893 | 3.5678 | 3.1859 | 2.6788 | 2.1452 | 1.7407 | 0.89809 | -0.045125 | -0.76883 | -1.6589 | -5.5344 | -9.4182 | -19.5473 | 2.3299 | 2.1803 | 1.7834 | 1.3558 | 0.91589 | 0.33249 | -0.12648 | -0.95892 | -2.1476 | -3.3855 | -4.4947 | -8.2986 | -10.1635 | -11.3698
|  | BOSCOMBE EAST | CT |  |  |  |  | 1.1507 | 0.8954 | 0.41329 | -0.12064 | -0.77809 | -1.4503 | -1.9599 | -3.1314 | -4.4 | -5.4256 | -6.6123 | -11.7488 | -13.8956 | -15.2604 | 4.1581 | 3.893 | 3.5678 | 3.1859 | 2.6788 | 2.1452 | 1.7407 | 0.89809 | -0.045125 | -0.76883 | -1.6589 | -5.5344 | -8.7262 | -13.6444 | 2.3651 | 2.201 | 1.8852 | 1.5382 | 1.1078 | 0.66645 | 0.29799 | -0.49586 | -1.6637 | -2.5996 | -3.7193 | -8.2986 | -10.1635 | -11.3698
|  | BOSCOMBE EAST | LW |  |  |  |  | 1.1346 | 0.90953 | 0.3146 | -0.3219 | -0.97769 | -1.8416 | -2.464 | -3.6601 | -5.0031 | -6.3473 | -7.5611 | -11.5182 | -12.3637 | -13.4482 | 4.2165 | 4.0457 | 3.7493 | 3.4151 | 3.0576 | 2.5168 | 2.1892 | 1.5022 | 0.68615 | -0.11913 | -0.7999 | -2.7544 | -3.1367 | -3.8269 | 2.3299 | 2.1803 | 1.7834 | 1.3558 | 0.91589 | 0.33249 | -0.12648 | -0.95892 | -2.1476 | -3.3855 | -4.4947 | -8.0468 | -8.7661 | -9.7411
|  | BOSCOMBE EAST | ST |  |  |  |  | 1.3367 | 1.2173 | 1.1098 | 0.99126 | 0.82327 | 0.61432 | 0.40523 | 0.088984 | -0.32569 | -0.8539 | -1.0611 | -4.898 | -6.347 | -7.6274 | 4.3227 | 4.1765 | 4.0155 | 3.8475 | 3.6227 | 3.3495 | 3.0647 | 2.6878 | 2.2115 | 1.6248 | 1.2991 | -2.2871 | -5.5446 | -10.5287 | 2.4701 | 2.3937 | 2.3339 | 2.2625 | 2.1557 | 2.0173 | 1.8704 | 1.6393 | 1.3312 | 0.93149 | 0.69538 | -2.6324 | -3.9385 | -4.8148
|  | BOSCOMBE EAST | FS |  |  |  |  | 1.3778 | 1.2939 | 1.1518 | 1.0059 | 0.82644 | 0.62418 | 0.39827 | 0.10365 | -0.27645 | -0.73518 | -1.2268 | -4.4353 | -7.7897 | -10.6043 | 4.3331 | 4.1973 | 4.0271 | 3.845 | 3.6196 | 3.3525 | 3.0232 | 2.632 | 2.1423 | 1.5709 | 0.94657 | -3.1475 | -9.4182 | -19.5473 | 2.5014 | 2.4529 | 2.37 | 2.281 | 2.1679 | 2.038 | 1.8906 | 1.6877 | 1.4257 | 1.1024 | 0.75351 | -1.6593 | -4.7173 | -7.2379
EALING GSP |  | BOSTON MANOR ROAD | MINIMUM HEADROOM | TQ 17043 78092 | NO | YES | 9.443 | 0.2861 | 0.12569 | -0.048782 | -0.29352 | -0.49975 | -0.87077 | -1.3531 | -2.878 | -5.3919 | -8.4764 | -11.9325 | -30.2034 | -36.3772 | -37.3876 | 2.5631 | 2.347 | 2.085 | 1.7493 | 1.4222 | 1.1109 | 0.69698 | 0.029765 | -1.0381 | -1.9063 | -2.6043 | -7.7927 | -17.6864 | -36.1202 | 3.3575 | 3.1665 | 2.8511 | 2.4892 | 2.2348 | 1.9271 | 1.5271 | 0.93492 | 0.072859 | -0.56247 | -1.1163 | -3.0049 | -3.6223 | -4.1618
|  | BOSTON MANOR ROAD | CT |  |  |  |  | 0.32546 | 0.18055 | 0.03298 | -0.1554 | -0.33981 | -0.58961 | -1.0063 | -1.6674 | -2.6698 | -3.4128 | -3.9812 | -5.5661 | -5.9958 | -6.4052 | 2.5631 | 2.347 | 2.085 | 1.7493 | 1.4222 | 1.1109 | 0.69698 | 0.029765 | -1.0381 | -1.9063 | -2.6043 | -6.7817 | -12.1622 | -21.2702 | 3.3997 | 3.2332 | 3.0005 | 2.7372 | 2.4832 | 2.2579 | 1.9194 | 1.303 | 0.34262 | -0.35008 | -0.84105 | -2.6937 | -3.6223 | -4.1618
|  | BOSTON MANOR ROAD | LW |  |  |  |  | 0.2861 | 0.12569 | -0.048782 | -0.29352 | -0.49975 | -0.87077 | -1.3425 | -1.974 | -2.9018 | -3.6647 | -4.3122 | -5.9218 | -6.1638 | -6.356 | 2.6101 | 2.468 | 2.2535 | 1.9457 | 1.7669 | 1.5435 | 1.2514 | 0.80363 | 0.066135 | -0.47175 | -0.87761 | -2.1049 | -2.4021 | -2.6711 | 3.3575 | 3.1665 | 2.8511 | 2.4892 | 2.2348 | 1.9271 | 1.5271 | 0.93492 | 0.072859 | -0.56247 | -1.1163 | -3.0049 | -3.4445 | -3.8496
|  | BOSTON MANOR ROAD | ST |  |  |  |  | 3.3225 | 2.5393 | 1.8753 | 1.1931 | 0.3527 | -0.64682 | -1.3531 | -2.878 | -5.3919 | -8.4764 | -11.9325 | -30.2034 | -36.3772 | -37.3876 | 2.5988 | 2.4187 | 2.2338 | 1.9733 | 1.7468 | 1.5276 | 1.2565 | 0.80963 | -0.017366 | -0.9171 | -1.4313 | -5.2874 | -10.7029 | -19.9757 | 3.4453 | 3.3237 | 3.2121 | 3.0662 | 2.9608 | 2.8758 | 2.7439 | 2.4656 | 1.8677 | 1.2121 | 0.94029 | -0.13071 | -0.8745 | -1.6863
|  | BOSTON MANOR ROAD | FS |  |  |  |  | 0.3929 | 0.3198 | 0.24256 | 0.13428 | 0.06088 | -0.011873 | -0.096412 | -0.25873 | -0.58984 | -0.94374 | -1.1505 | -3.3252 | -4.8818 | -6.0872 | 2.6049 | 2.4287 | 2.2294 | 1.9574 | 1.7107 | 1.4405 | 1.1029 | 0.59936 | -0.22382 | -1.1139 | -1.8674 | -7.7927 | -17.6864 | -36.1202 | 3.4869 | 3.4082 | 3.3168 | 3.1908 | 3.1031 | 3.0179 | 2.9267 | 2.7304 | 2.3612 | 1.9774 | 1.7745 | 0.02546 | -1.0659 | -2.1226
MANNINGTON GSP | BOURNEMOUTH | BOURNE VALLEY | MINIMUM HEADROOM | SZ 06207 92415 | NO | YES | 8.598 | -1.6457 | -2.2451 | -3.4518 | -4.3993 | -5.6294 | -7.1041 | -8.676 | -10.8906 | -13.3629 | -15.8333 | -17.9785 | -24.9505 | -29.1572 | -31.6911 | 3.0517 | 2.5221 | 1.9575 | 1.3736 | 0.53206 | -0.35736 | -1.417 | -2.8118 | -4.3505 | -5.5463 | -6.9566 | -12.4595 | -16.7696 | -27.4905 | -1.265 | -1.8553 | -2.9164 | -3.7247 | -4.8405 | -6.198 | -7.6486 | -9.6733 | -11.9522 | -14.2269 | -16.1786 | -22.4309 | -26.0973 | -28.333
|  | BOURNE VALLEY | CT |  |  |  |  | -1.601 | -2.2139 | -2.9752 | -4.0271 | -5.2485 | -6.5148 | -7.9914 | -10.1402 | -12.4489 | -14.3258 | -16.4458 | -24.9505 | -29.1572 | -31.6911 | 3.0517 | 2.5221 | 2.0678 | 1.3736 | 0.53206 | -0.35736 | -1.417 | -2.8118 | -4.3505 | -5.5463 | -6.9566 | -12.4595 | -16.7696 | -22.7445 | -1.2353 | -1.8533 | -2.4577 | -3.4058 | -4.5325 | -5.7003 | -7.0735 | -9.0539 | -11.1921 | -12.897 | -14.8459 | -22.4309 | -26.0973 | -28.333
|  | BOURNE VALLEY | LW |  |  |  |  | -1.6457 | -2.2451 | -3.4518 | -4.3993 | -5.6294 | -7.1041 | -8.676 | -10.8906 | -13.3629 | -15.8333 | -17.9785 | -24.7226 | -26.7574 | -28.8411 | 3.0871 | 2.6369 | 1.9575 | 1.4919 | 0.79993 | -0.079047 | -1.0256 | -2.2503 | -3.68 | -5.0978 | -6.2558 | -9.518 | -10.4065 | -11.5299 | -1.265 | -1.8553 | -2.9164 | -3.7247 | -4.8405 | -6.198 | -7.6486 | -9.6733 | -11.9522 | -14.2269 | -16.1786 | -22.2067 | -23.9619 | -25.8259
|  | BOURNE VALLEY | ST |  |  |  |  | -1.2745 | -1.5971 | -1.8754 | -2.2543 | -2.6691 | -3.1742 | -3.3052 | -3.8495 | -4.5251 | -5.3546 | -6.2309 | -11.0759 | -14.3518 | -18.0406 | 3.2761 | 2.9605 | 2.6519 | 2.2562 | 1.82 | 1.2993 | 1.0778 | 0.52273 | -0.15308 | -0.96585 | -1.8352 | -6.6749 | -10.8433 | -17.0166 | -0.9061 | -1.2198 | -1.4896 | -1.8653 | -2.2748 | -2.7747 | -2.8404 | -3.3657 | -4.0276 | -4.8464 | -5.7174 | -10.3313 | -13.0731 | -16.1842
|  | BOURNE VALLEY | FS |  |  |  |  | -1.2197 | -1.4735 | -1.8309 | -2.1949 | -2.5988 | -3.0315 | -3.4933 | -3.8062 | -4.4879 | -5.2841 | -6.1304 | -11.8529 | -17.1645 | -22.0266 | 3.3024 | 3.0251 | 2.6875 | 2.3333 | 1.9345 | 1.4955 | 0.98894 | 0.61628 | -0.083338 | -0.89077 | -1.7659 | -7.6491 | -15.3977 | -27.4905 | -0.85514 | -1.101 | -1.4297 | -1.7551 | -2.1243 | -2.5232 | -2.9523 | -3.1578 | -3.7803 | -4.5172 | -5.3035 | -10.596 | -15.4193 | -19.7521
MANNINGTON GSP | SHAFTESBURY BSP | BOURTON | MINIMUM HEADROOM | ST 77363 30262 | NO | YES | 1.537 | 1.0198 | 0.74337 | 0.28051 | -0.30173 | -0.86704 | -1.5737 | -2.002 | -2.9252 | -3.9269 | -4.9224 | -5.8204 | -8.9034 | -11.1008 | -12.6557 | 4.2685 | 4.0635 | 3.8283 | 3.5356 | 3.1738 | 2.7769 | 2.7181 | 2.2114 | 1.5969 | 1.0697 | 0.58654 | -1.4196 | -3.1035 | -6.5112 | 2.3117 | 2.0459 | 1.6533 | 1.1286 | 0.63742 | -0.047619 | -0.33703 | -1.1729 | -2.1251 | -3.0651 | -3.8608 | -6.4375 | -8.1055 | -9.3828
|  | BOURTON | CT |  |  |  |  | 1.0198 | 0.74337 | 0.30437 | -0.17759 | -0.73423 | -1.2904 | -1.6331 | -2.4951 | -3.418 | -4.1877 | -5.0588 | -8.7483 | -11.1008 | -12.6557 | 4.2685 | 4.0635 | 3.8283 | 3.5396 | 3.1738 | 2.8083 | 2.7559 | 2.2114 | 1.5969 | 1.1503 | 0.58654 | -1.4196 | -3.1035 | -5.2858 | 2.318 | 2.0459 | 1.6683 | 1.2372 | 0.71353 | 0.19093 | -0.027012 | -0.82003 | -1.6909 | -2.3793 | -3.1965 | -6.2438 | -8.1055 | -9.3828
|  | BOURTON | LW |  |  |  |  | 1.027 | 0.78005 | 0.28051 | -0.30173 | -0.86704 | -1.5737 | -2.002 | -2.9252 | -3.9269 | -4.9224 | -5.8204 | -8.9034 | -10.5905 | -12.0659 | 4.2689 | 4.1021 | 3.8667 | 3.5356 | 3.2395 | 2.7769 | 2.7181 | 2.2223 | 1.6478 | 1.0697 | 0.62244 | -0.68957 | -1.385 | -2.1086 | 2.3117 | 2.0709 | 1.6533 | 1.1286 | 0.63742 | -0.047619 | -0.33703 | -1.1729 | -2.1251 | -3.0651 | -3.8608 | -6.4375 | -7.8115 | -9.0813
|  | BOURTON | ST |  |  |  |  | 1.1712 | 0.98645 | 0.76841 | 0.50374 | 0.22744 | -0.035951 | -0.35128 | -0.68736 | -1.0913 | -1.2438 | -1.6821 | -4.6068 | -6.8492 | -8.714 | 4.3881 | 4.2585 | 4.1168 | 3.9242 | 3.724 | 3.554 | 3.3109 | 3.0247 | 2.6649 | 2.5954 | 2.1882 | -0.22813 | -2.0765 | -4.3629 | 2.4808 | 2.3096 | 2.116 | 1.8635 | 1.601 | 1.3607 | 1.0468 | 0.69446 | 0.25592 | 0.1827 | -0.28475 | -3.0719 | -4.8683 | -6.3784
|  | BOURTON | FS |  |  |  |  | 1.2535 | 1.1265 | 0.98368 | 0.84861 | 0.68321 | 0.5047 | 0.34304 | 0.030988 | -0.31748 | -0.71939 | -1.1368 | -3.1866 | -5.6119 | -7.8623 | 4.4105 | 4.3108 | 4.1915 | 4.0864 | 3.9456 | 3.7858 | 3.6461 | 3.4022 | 3.1039 | 2.7316 | 2.3364 | 0.36356 | -2.4545 | -6.5112 | 2.5419 | 2.4237 | 2.2853 | 2.1648 | 2.0058 | 1.8285 | 1.6768 | 1.3894 | 1.0544 | 0.65046 | 0.22651 | -1.629 | -3.7083 | -5.5741
MANNINGTON GSP | WAREHAM | BOVINGTON | MINIMUM HEADROOM | SY 83933 87831 | NO | YES | 0.026 | 2.9571 | 2.9148 | 2.8499 | 2.6721 | 2.4422 | 2.2235 | 1.855 | 1.355 | 0.84065 | 0.38824 | -0.095348 | -1.9576 | -2.5794 | -3.2224 | 2.9783 | 2.9446 | 2.8884 | 2.693 | 2.5299 | 2.3925 | 2.246 | 2.0128 | 1.7208 | 1.4521 | 1.1427 | 0.23341 | -0.022071 | -0.97459 | 3.399 | 3.3161 | 3.1391 | 2.8519 | 2.5054 | 2.1039 | 1.7154 | 1.2135 | 0.73159 | 0.33793 | -0.049886 | -1.4167 | -1.796 | -2.3204
|  | BOVINGTON | CT |  |  |  |  | 2.9698 | 2.9289 | 2.8789 | 2.7638 | 2.5544 | 2.3939 | 2.1226 | 1.6484 | 1.1551 | 0.81082 | 0.30931 | -1.6065 | -2.5794 | -3.2224 | 2.9865 | 2.9535 | 2.9139 | 2.7904 | 2.6293 | 2.5152 | 2.3925 | 2.2283 | 1.9323 | 1.7318 | 1.4557 | 0.59504 | -0.022071 | -0.97459 | 3.404 | 3.3161 | 3.1609 | 2.9567 | 2.6161 | 2.2928 | 1.9614 | 1.4612 | 0.97608 | 0.68502 | 0.22579 | -1.067 | -1.793 | -2.3204
|  | BOVINGTON | LW |  |  |  |  | 2.9571 | 2.9148 | 2.8499 | 2.6721 | 2.4422 | 2.2235 | 1.855 | 1.355 | 0.84065 | 0.38824 | -0.095348 | -1.9576 | -2.3673 | -2.9572 | 2.9783 | 2.9446 | 2.8884 | 2.693 | 2.5299 | 2.3925 | 2.246 | 2.0128 | 1.7208 | 1.4521 | 1.1427 | 0.23341 | 0.043343 | -0.23525 | 3.399 | 3.3173 | 3.1391 | 2.8519 | 2.5054 | 2.1039 | 1.7154 | 1.2135 | 0.73159 | 0.33793 | -0.049886 | -1.4167 | -1.796 | -2.2506
|  | BOVINGTON | ST |  |  |  |  | 2.9941 | 2.9735 | 2.9297 | 2.8119 | 2.633 | 2.5027 | 2.3909 | 2.2354 | 2.0802 | 1.9588 | 1.7157 | 0.21284 | -0.56614 | -1.0648 | 3.0057 | 2.9888 | 2.9451 | 2.8138 | 2.6738 | 2.5828 | 2.506 | 2.393 | 2.2704 | 2.1696 | 2.0355 | 0.96458 | 0.51116 | -0.13905 | 3.4669 | 3.41 | 3.3434 | 3.1823 | 2.9829 | 2.8043 | 2.661 | 2.4399 | 2.2206 | 2.0848 | 1.8319 | 0.52997 | -0.21164 | -0.7446
|  | BOVINGTON | FS |  |  |  |  | 2.9948 | 2.9827 | 2.9592 | 2.885 | 2.7624 | 2.6751 | 2.5862 | 2.5001 | 2.3966 | 2.2837 | 2.1368 | 0.99966 | 0.081076 | -0.81253 | 3.0052 | 2.9943 | 2.9734 | 2.8882 | 2.7941 | 2.7329 | 2.6687 | 2.603 | 2.514 | 2.4099 | 2.2964 | 1.5997 | 0.81079 | -0.88738 | 3.4692 | 3.4348 | 3.3756 | 3.2777 | 3.1353 | 3.0048 | 2.8655 | 2.7347 | 2.563 | 2.3824 | 2.163 | 0.85852 | 0.46103 | -0.37567
AMERSHAM | LOUDWATER BSP | BOWERDEAN | MINIMUM HEADROOM | SU 87718 93880 | NO | YES | 0.565 | 6.1136 | 5.2004 | 4.1127 | 2.5975 | 1.2708 | -0.25652 | -1.8776 | -4.0852 | -6.3545 | -8.5752 | -10.4192 | -16.1316 | -20.4204 | -22.93 | 11.0773 | 10.4925 | 10.0036 | 9.2603 | 8.4603 | 7.6721 | 6.7069 | 5.4943 | 4.2327 | 3.2925 | 2.1644 | -2.3814 | -6.343 | -14.2915 | 6.5365 | 5.7373 | 4.8832 | 3.6148 | 2.5036 | 1.1475 | -0.31518 | -2.2629 | -4.3287 | -6.3368 | -7.9496 | -12.991 | -16.726 | -18.8524
|  | BOWERDEAN | CT |  |  |  |  | 6.2083 | 5.3383 | 4.3955 | 3.0543 | 1.697 | 0.36473 | -1.181 | -3.2296 | -5.264 | -6.8747 | -8.6848 | -16.1316 | -20.4204 | -22.93 | 11.0813 | 10.4925 | 10.0036 | 9.2603 | 8.4603 | 7.6721 | 6.7069 | 5.4943 | 4.2327 | 3.2928 | 2.1644 | -2.3814 | -6.343 | -11.4966 | 6.6165 | 5.8389 | 5.077 | 3.9567 | 2.781 | 1.6236 | 0.23278 | -1.5906 | -3.4422 | -4.8239 | -6.4339 | -12.9776 | -16.726 | -18.8524
|  | BOWERDEAN | LW |  |  |  |  | 6.1136 | 5.2004 | 4.1127 | 2.5975 | 1.2708 | -0.25652 | -1.8776 | -4.0852 | -6.3545 | -8.5752 | -10.4192 | -16.0934 | -18.3882 | -20.3812 | 11.0773 | 10.5378 | 10.0648 | 9.3044 | 8.6497 | 7.8138 | 6.9005 | 5.7511 | 4.5014 | 3.2925 | 2.3865 | -0.0785 | -1.0077 | -1.9637 | 6.5365 | 5.7373 | 4.8832 | 3.6148 | 2.5036 | 1.1475 | -0.31518 | -2.2629 | -4.3287 | -6.3368 | -7.9496 | -12.991 | -14.9909 | -16.7637
|  | BOWERDEAN | ST |  |  |  |  | 6.5728 | 6.0711 | 5.5114 | 4.9315 | 4.4375 | 4.3998 | 3.9408 | 3.4549 | 2.9347 | 2.2988 | 1.6179 | -3.1835 | -6.6647 | -10.4047 | 11.3003 | 10.9514 | 10.5526 | 10.1229 | 9.7222 | 9.629 | 9.2297 | 8.7923 | 8.2932 | 7.666 | 6.9794 | 2.7172 | -0.98503 | -6.5986 | 6.9626 | 6.5433 | 6.069 | 5.5668 | 5.1273 | 5.1345 | 4.719 | 4.2692 | 3.7689 | 3.1533 | 2.4904 | -1.9703 | -5.0451 | -8.1531
|  | BOWERDEAN | FS |  |  |  |  | 6.6131 | 6.1723 | 5.6948 | 5.1622 | 4.7006 | 4.2266 | 4.1413 | 3.5457 | 2.9237 | 2.1988 | 1.4394 | -3.0863 | -7.097 | -11.3087 | 11.3163 | 10.9814 | 10.6284 | 10.2197 | 9.8345 | 9.4293 | 9.2696 | 8.7404 | 8.1559 | 7.4816 | 6.7568 | 2.0501 | -4.2242 | -14.2915 | 6.9939 | 6.6199 | 6.2208 | 5.7613 | 5.3561 | 4.9326 | 4.9216 | 4.4076 | 3.8537 | 3.1948 | 2.4987 | -1.6359 | -5.0396 | -8.6556
BRAMLEY (FLEE) | BRACKNELL MAIN | BRACKNELL | MINIMUM HEADROOM | SU 86075 69397 | NO | YES | 47.028 | -4.2458 | -4.6159 | -5.4601 | -6.4584 | -7.5258 | -9.2289 | -11.4996 | -14.0627 | -16.7393 | -20.0604 | -23.192 | -30.9074 | -33.3922 | -37.197 | -5.6444 | -6.0413 | -6.5933 | -7.1929 | -7.7637 | -9.3989 | -11.4286 | -13.5295 | -15.5644 | -17.4972 | -19.6478 | -26.1515 | -32.3619 | -48.6805 | -3.5913 | -3.9675 | -4.7324 | -5.661 | -6.6517 | -8.409 | -10.7791 | -13.342 | -15.9851 | -18.957 | -22.0028 | -29.5522 | -32.6137 | -35.5081
|  | BRACKNELL | CT |  |  |  |  | -4.2007 | -4.6159 | -5.3859 | -6.1998 | -6.9491 | -8.6606 | -10.7823 | -13.288 | -15.8349 | -18.3529 | -21.2286 | -29.6568 | -31.9249 | -32.9102 | -5.6444 | -6.0413 | -6.5933 | -7.1929 | -7.7637 | -9.3989 | -11.4286 | -13.5295 | -15.5644 | -17.1648 | -18.9112 | -25.7494 | -31.1509 | -38.942 | -3.5587 | -3.9675 | -4.6839 | -5.4432 | -6.1328 | -7.9169 | -10.1316 | -12.6434 | -15.1508 | -17.3441 | -20.143 | -28.2517 | -30.3926 | -31.3038
|  | BRACKNELL | LW |  |  |  |  | -4.2458 | -4.6144 | -5.4601 | -6.4584 | -7.5258 | -9.2289 | -11.4996 | -14.0627 | -16.7393 | -20.0604 | -23.192 | -30.9074 | -32.3211 | -32.9904 | -5.5847 | -5.852 | -6.3105 | -6.8921 | -7.54 | -8.9567 | -10.8993 | -12.8113 | -15.1027 | -17.4972 | -19.6478 | -24.8965 | -25.9685 | -26.437 | -3.5913 | -3.9563 | -4.7324 | -5.661 | -6.6517 | -8.409 | -10.7791 | -13.342 | -15.9851 | -18.957 | -22.0028 | -29.5522 | -30.9966 | -31.6595
|  | BRACKNELL | ST |  |  |  |  | -3.9125 | -4.0562 | -4.1789 | -4.3873 | -4.6601 | -5.6489 | -7.1163 | -8.9365 | -10.8227 | -13.2234 | -15.8319 | -28.8439 | -33.3922 | -35.7227 | -5.4515 | -5.6578 | -5.8918 | -6.1967 | -6.5772 | -7.7951 | -9.2253 | -10.6046 | -11.6348 | -13.4326 | -15.5993 | -26.1515 | -29.8985 | -35.8066 | -3.2705 | -3.4187 | -3.5589 | -3.77 | -4.0404 | -5.1431 | -6.7821 | -8.6828 | -10.6108 | -13.0138 | -15.5969 | -28.3079 | -32.6137 | -34.4286
|  | BRACKNELL | FS |  |  |  |  | -3.8204 | -3.9364 | -4.0799 | -4.2971 | -4.598 | -5.4212 | -6.3895 | -7.4334 | -8.4131 | -9.1622 | -10.5561 | -20.3959 | -30.2216 | -37.197 | -5.3898 | -5.6004 | -5.827 | -6.1334 | -6.5285 | -7.5979 | -8.8817 | -10.2309 | -11.5083 | -12.5824 | -13.8888 | -21.7487 | -32.3619 | -48.6805 | -3.1716 | -3.293 | -3.434 | -3.6483 | -3.9374 | -4.865 | -5.9511 | -7.0924 | -8.1394 | -8.9312 | -10.471 | -19.9321 | -28.9095 | -35.5081
MELKSHAM GSP | NORRINGTON | BRADFORD-ON-AVON | MINIMUM HEADROOM | ST 81260 60564 | NO | YES | 1.086 | 8.6547 | 8.3764 | 7.8915 | 7.2572 | 6.6431 | 6.1997 | 5.4284 | 4.3106 | 3.0636 | 1.8197 | 0.73146 | -2.9331 | -5.2779 | -7.2467 | 12.4168 | 12.1738 | 11.895 | 11.5609 | 11.1342 | 11.1026 | 10.6405 | 10.0162 | 9.3231 | 8.6444 | 8.1048 | 5.4856 | 2.9872 | -2.2998 | 9.8977 | 9.6288 | 9.1897 | 8.6138 | 8.0548 | 7.6634 | 6.9416 | 5.9116 | 4.7532 | 3.6021 | 2.61 | -0.61272 | -2.3481 | -3.9794
|  | BRADFORD-ON-AVON | CT |  |  |  |  | 8.6972 | 8.4039 | 7.9608 | 7.4513 | 6.8398 | 6.5882 | 5.9346 | 4.9227 | 3.8403 | 2.9788 | 1.9645 | -2.2992 | -5.2779 | -7.2467 | 12.4286 | 12.1738 | 11.895 | 11.5609 | 11.1342 | 11.1026 | 10.6405 | 10.0162 | 9.3231 | 8.8152 | 8.1667 | 5.4856 | 2.9872 | -0.33488 | 9.9409 | 9.6567 | 9.2532 | 8.7863 | 8.2203 | 8.0198 | 7.4075 | 6.4735 | 5.4695 | 4.6849 | 3.7511 | 0.061714 | -2.3481 | -3.9794
|  | BRADFORD-ON-AVON | LW |  |  |  |  | 8.6547 | 8.3764 | 7.8915 | 7.2572 | 6.6431 | 6.1997 | 5.4284 | 4.3106 | 3.0636 | 1.8197 | 0.73146 | -2.9331 | -4.8667 | -6.6016 | 12.4168 | 12.2065 | 11.9549 | 11.5893 | 11.2558 | 11.1544 | 10.6772 | 10.0727 | 9.3499 | 8.6444 | 8.1048 | 6.455 | 5.6937 | 4.8592 | 9.8977 | 9.6288 | 9.1897 | 8.6138 | 8.0548 | 7.6634 | 6.9416 | 5.9116 | 4.7532 | 3.6021 | 2.61 | -0.61272 | -2.1678 | -3.641
|  | BRADFORD-ON-AVON | ST |  |  |  |  | 8.8291 | 8.6803 | 8.5708 | 8.3848 | 8.2314 | 8.008 | 7.7559 | 7.4496 | 7.4837 | 7.1064 | 6.6857 | 3.8633 | 1.652 | -0.5671 | 12.5194 | 12.3788 | 12.2676 | 12.0874 | 11.9346 | 11.7148 | 11.4604 | 11.1551 | 11.1708 | 10.8025 | 10.3904 | 7.8338 | 5.5219 | 2.1448 | 10.0664 | 9.9237 | 9.8209 | 9.6431 | 9.5018 | 9.2872 | 9.0418 | 8.7433 | 8.7859 | 8.4179 | 8.0083 | 5.3735 | 3.4677 | 1.5896
|  | BRADFORD-ON-AVON | FS |  |  |  |  | 8.86 | 8.7423 | 8.6391 | 8.4734 | 8.3044 | 8.1613 | 7.97 | 7.6767 | 7.3328 | 6.9161 | 6.8944 | 4.525 | 2.0945 | -0.4429 | 12.5302 | 12.4033 | 12.2961 | 12.131 | 11.9576 | 11.8017 | 11.5743 | 11.2746 | 10.9194 | 10.4981 | 10.3998 | 7.7061 | 3.8493 | -2.2998 | 10.0951 | 9.9823 | 9.8893 | 9.7354 | 9.5778 | 9.4454 | 9.2626 | 8.988 | 8.6631 | 8.2659 | 8.2823 | 6.063 | 3.879 | 1.653
BRAMLEY (BASI) | BASINGSTOKE T1B & T2B | BRAMLEY GREEN | MINIMUM HEADROOM | SU 67431 58511 | NO | YES | 1.369 | 10.2691 | 10.1597 | 9.9499 | 9.7507 | 9.5343 | 9.2349 | 8.9571 | 8.5167 | 8.013 | 7.5226 | 7.473 | 6.1751 | 5.3319 | 4.7247 | 10.9962 | 10.92 | 10.7955 | 10.7022 | 10.5495 | 10.3851 | 10.2181 | 9.9544 | 9.6363 | 9.3331 | 9.5371 | 8.8298 | 8.0325 | 6.2181 | 10.2903 | 10.1893 | 9.9902 | 9.8007 | 9.5947 | 9.3145 | 9.0497 | 8.6349 | 8.1646 | 7.7075 | 7.6908 | 6.5705 | 5.8563 | 5.3269
|  | BRAMLEY GREEN | CT |  |  |  |  | 10.2691 | 10.1691 | 9.9733 | 9.8144 | 9.59 | 9.3662 | 9.1279 | 8.7263 | 8.2924 | 7.9601 | 7.8878 | 6.3446 | 5.3319 | 4.7247 | 10.9962 | 10.92 | 10.7955 | 10.7024 | 10.5495 | 10.3968 | 10.2311 | 9.9638 | 9.6651 | 9.4688 | 9.5919 | 8.8298 | 8.0325 | 6.919 | 10.2903 | 10.1977 | 10.013 | 9.8613 | 9.6507 | 9.4401 | 9.2136 | 8.8355 | 8.4281 | 8.1217 | 8.0858 | 6.7386 | 5.8563 | 5.3269
|  | BRAMLEY GREEN | LW |  |  |  |  | 10.2725 | 10.1597 | 9.9499 | 9.7507 | 9.5343 | 9.2349 | 8.9571 | 8.5167 | 8.013 | 7.5226 | 7.473 | 6.1751 | 5.5357 | 5.0182 | 11.0068 | 10.9269 | 10.8104 | 10.7022 | 10.5805 | 10.3851 | 10.2181 | 9.9544 | 9.6363 | 9.3331 | 9.5371 | 9.0586 | 8.8529 | 8.6435 | 10.2925 | 10.1893 | 9.9902 | 9.8007 | 9.5947 | 9.3145 | 9.0497 | 8.6349 | 8.1646 | 7.7075 | 7.6908 | 6.5705 | 6.0167 | 5.5634
|  | BRAMLEY GREEN | ST |  |  |  |  | 10.3374 | 10.2668 | 10.2102 | 10.1296 | 10.0396 | 9.9355 | 9.8601 | 9.7361 | 9.5795 | 9.44 | 9.2427 | 8.4089 | 7.5793 | 6.7877 | 11.0458 | 10.9872 | 10.9448 | 10.8789 | 10.8022 | 10.7121 | 10.6455 | 10.5305 | 10.3838 | 10.252 | 10.0635 | 9.4425 | 8.7431 | 7.7004 | 10.353 | 10.2879 | 10.2339 | 10.1599 | 10.0766 | 9.9806 | 9.9103 | 9.7971 | 9.6546 | 9.524 | 9.3439 | 8.5547 | 7.8104 | 7.1419
|  | BRAMLEY GREEN | FS |  |  |  |  | 10.3587 | 10.3051 | 10.2633 | 10.1968 | 10.1374 | 10.0642 | 9.9827 | 9.8981 | 9.7627 | 9.6003 | 9.427 | 8.4222 | 7.8837 | 6.9648 | 11.0539 | 11.0032 | 10.9674 | 10.9057 | 10.8497 | 10.7782 | 10.6921 | 10.613 | 10.4842 | 10.3288 | 10.1597 | 9.1276 | 8.3287 | 6.2181 | 10.3732 | 10.3239 | 10.2837 | 10.2219 | 10.167 | 10.0991 | 10.0238 | 9.9431 | 9.8169 | 9.6665 | 9.5063 | 8.5659 | 8.0725 | 7.2891
LOVEDEAN GSP | PORTSMOUTH BSP | BRANDON ROAD | MINIMUM HEADROOM | SZ 64712 98665 | NO | YES | 1.549 | 5.5819 | 5.1659 | 4.3397 | 3.2685 | 2.229 | 0.86015 | -0.69016 | -2.3145 | -4.4836 | -6.6392 | -8.6516 | -15.3577 | -17.8392 | -20.2647 | 11.0816 | 10.6764 | 10.1444 | 9.5479 | 8.7984 | 7.9629 | 6.8373 | 5.7156 | 4.1483 | 2.9417 | 1.4516 | -5.1093 | -11.6227 | -29.9929 | 6.516 | 6.1198 | 5.3946 | 4.4241 | 3.4833 | 2.2079 | 0.7547 | -0.72975 | -2.7554 | -4.7687 | -6.6414 | -12.7506 | -14.9506 | -17.1553
|  | BRANDON ROAD | CT |  |  |  |  | 5.5819 | 5.1659 | 4.5089 | 3.7626 | 2.8372 | 1.8549 | 0.54375 | -1.1273 | -3.2687 | -4.945 | -6.911 | -14.7395 | -17.8392 | -20.2647 | 11.0816 | 10.6764 | 10.1444 | 9.5479 | 8.7984 | 7.9629 | 6.8373 | 5.7156 | 4.1483 | 2.9417 | 1.4516 | -5.1093 | -10.6383 | -19.913 | 6.516 | 6.1198 | 5.4998 | 4.8077 | 3.9488 | 3.0201 | 1.7513 | 0.24885 | -1.7574 | -3.3016 | -5.1356 | -12.2509 | -14.9506 | -17.1553
|  | BRANDON ROAD | LW |  |  |  |  | 5.5876 | 5.1917 | 4.3397 | 3.2685 | 2.229 | 0.86015 | -0.69016 | -2.3145 | -4.4836 | -6.6392 | -8.6516 | -15.3577 | -16.5578 | -18.7914 | 11.1876 | 10.9085 | 10.4735 | 9.8843 | 9.3277 | 8.4787 | 7.4838 | 6.6361 | 5.3079 | 3.9895 | 2.7929 | -0.73523 | -1.3278 | -2.8992 | 6.5259 | 6.1516 | 5.3946 | 4.4241 | 3.4833 | 2.2079 | 0.7547 | -0.72975 | -2.7554 | -4.7687 | -6.6414 | -12.7506 | -13.7765 | -15.8653
|  | BRANDON ROAD | ST |  |  |  |  | 5.8254 | 5.6233 | 5.4528 | 5.1945 | 4.9453 | 4.622 | 4.2302 | 3.7896 | 3.1634 | 2.3863 | 1.535 | -2.1938 | -4.4544 | -7.1769 | 11.2712 | 11.0316 | 10.7854 | 10.4642 | 10.1286 | 9.7 | 9.1987 | 8.6552 | 7.9378 | 7.0694 | 6.1032 | 0.72145 | -4.7999 | -13.5167 | 6.7552 | 6.5662 | 6.4068 | 6.1677 | 5.9358 | 5.626 | 5.2487 | 4.8297 | 4.2271 | 3.4745 | 2.6472 | -0.93208 | -2.9779 | -5.2402
|  | BRANDON ROAD | FS |  |  |  |  | 5.9236 | 5.801 | 5.6364 | 5.4177 | 5.1698 | 4.9383 | 4.6269 | 4.1852 | 3.6992 | 3.0556 | 2.363 | -2.4712 | -7.1477 | -11.0073 | 11.2996 | 11.0793 | 10.8157 | 10.4973 | 10.1346 | 9.736 | 9.1994 | 8.5283 | 7.776 | 6.8731 | 5.8869 | -0.93646 | -11.6227 | -29.9929 | 6.8499 | 6.7364 | 6.5793 | 6.3782 | 6.1502 | 5.9357 | 5.6428 | 5.2346 | 4.7836 | 4.1759 | 3.5184 | -0.93604 | -5.2536 | -8.7471
BRAMLEY (FLEE) | MAIDENHEAD BSP | BRAYWICK ROAD | MINIMUM HEADROOM | SU 88887 80726 | NO | YES | 7.22 | -8.5522 | -9.0577 | -9.91 | -10.8916 | -11.9011 | -12.8469 | -14.1369 | -15.8484 | -17.7325 | -19.5619 | -21.2893 | -25.7984 | -27.9625 | -29.6481 | -5.1995 | -5.3911 | -5.6542 | -6.165 | -6.7109 | -7.1719 | -7.9223 | -8.8397 | -9.894 | -10.9172 | -11.8413 | -15.3475 | -18.0904 | -24.9894 | -7.2783 | -7.7225 | -8.4454 | -9.3159 | -10.2047 | -10.9974 | -12.1916 | -13.7118 | -15.4231 | -17.0837 | -18.596 | -22.4448 | -23.905 | -25.3502
|  | BRAYWICK ROAD | CT |  |  |  |  | -8.4456 | -8.8908 | -9.6166 | -10.4212 | -11.368 | -12.0968 | -13.2296 | -14.8787 | -16.6629 | -18.1972 | -19.8385 | -25.2938 | -27.9625 | -29.6481 | -5.1686 | -5.3703 | -5.6287 | -6.0926 | -6.6961 | -7.0795 | -7.8061 | -8.7749 | -9.8487 | -10.736 | -11.743 | -15.3475 | -18.0904 | -21.8569 | -7.1792 | -7.5825 | -8.2099 | -8.9186 | -9.7799 | -10.3515 | -11.3911 | -12.8466 | -14.4362 | -15.7393 | -17.1851 | -21.7384 | -23.905 | -25.3502
|  | BRAYWICK ROAD | LW |  |  |  |  | -8.5522 | -9.0577 | -9.91 | -10.8916 | -11.9011 | -12.8469 | -14.1369 | -15.8484 | -17.7325 | -19.5619 | -21.2893 | -25.7984 | -27.4005 | -28.951 | -5.1995 | -5.3911 | -5.6542 | -6.165 | -6.7109 | -7.1719 | -7.9223 | -8.8397 | -9.894 | -10.9172 | -11.8413 | -14.0795 | -14.7826 | -15.6055 | -7.2783 | -7.7225 | -8.4454 | -9.3159 | -10.2047 | -10.9974 | -12.1916 | -13.7118 | -15.4231 | -17.0837 | -18.596 | -22.4448 | -23.7295 | -25.1064
|  | BRAYWICK ROAD | ST |  |  |  |  | -8.3067 | -8.6508 | -8.9647 | -9.3397 | -9.7141 | -10.1602 | -10.6566 | -11.3245 | -11.8233 | -12.6465 | -13.5132 | -18.2545 | -20.0601 | -22.2467 | -5.1098 | -5.2493 | -5.4021 | -5.5967 | -5.8515 | -6.2214 | -6.6403 | -7.1693 | -7.5352 | -8.2064 | -8.9313 | -12.6212 | -15.5733 | -19.5655 | -7.0339 | -7.3312 | -7.5999 | -7.943 | -8.2813 | -8.699 | -9.1732 | -9.7893 | -10.1739 | -10.9501 | -11.7775 | -16.2081 | -17.9271 | -19.578
|  | BRAYWICK ROAD | FS |  |  |  |  | -8.2334 | -8.4777 | -8.7506 | -9.0691 | -9.4083 | -9.7511 | -10.1441 | -10.6816 | -11.3012 | -12.008 | -12.4369 | -16.1794 | -19.6112 | -22.7206 | -5.0645 | -5.1723 | -5.2838 | -5.4289 | -5.6903 | -5.9928 | -6.367 | -6.8419 | -7.3947 | -8.0278 | -8.4206 | -12.2707 | -17.3808 | -24.9894 | -6.9657 | -7.1752 | -7.4013 | -7.6832 | -7.9879 | -8.2916 | -8.6515 | -9.1255 | -9.6798 | -10.3296 | -10.6343 | -14.1231 | -17.2066 | -19.8713
EALING GSP | EALING 22kV | BRENTFORD | MINIMUM HEADROOM | TQ 17659 78277 | NO | YES | 13.731 | 2.9014 | 1.4466 | -0.20782 | -1.6198 | -3.1022 | -4.7633 | -6.8545 | -9.3861 | -12.1438 | -14.8782 | -17.4125 | -25.2967 | -26.5809 | -28.9244 | 7.2786 | 6.4677 | 5.6105 | 4.8216 | 3.7427 | 2.7469 | 1.2339 | -0.67446 | -2.7518 | -4.3653 | -6.277 | -15.0152 | -27.7757 | -54.6448 | 3.7918 | 2.5875 | 1.245 | 0.024684 | -1.3149 | -2.7773 | -4.7152 | -6.9987 | -9.5462 | -12.0687 | -14.3766 | -21.4557 | -22.543 | -24.7037
|  | BRENTFORD | CT |  |  |  |  | 3.2727 | 2.0383 | 0.81399 | -0.20242 | -1.5748 | -2.7628 | -4.5741 | -7.1418 | -9.8859 | -11.9504 | -14.2834 | -23.1343 | -26.4951 | -28.8807 | 7.3502 | 6.4889 | 5.6446 | 4.8443 | 3.7427 | 2.7469 | 1.2339 | -0.67446 | -2.7518 | -4.3653 | -6.277 | -15.0152 | -23.0223 | -36.3202 | 4.0787 | 3.0215 | 1.9868 | 1.0574 | -0.20152 | -1.1865 | -2.8738 | -5.1744 | -7.6542 | -9.4681 | -11.5744 | -19.4149 | -22.3193 | -24.4678
|  | BRENTFORD | LW |  |  |  |  | 2.9014 | 1.4466 | -0.20782 | -1.6198 | -3.1022 | -4.7633 | -6.8545 | -9.3861 | -12.1438 | -14.8782 | -17.4125 | -25.2967 | -26.5809 | -28.9244 | 7.2786 | 6.4677 | 5.6105 | 4.8216 | 3.9765 | 2.9437 | 1.5743 | 0.010191 | -1.7692 | -3.5312 | -5.1343 | -9.6075 | -10.3197 | -11.9693 | 3.7918 | 2.5875 | 1.245 | 0.024684 | -1.3149 | -2.7773 | -4.7152 | -6.9987 | -9.5462 | -12.0687 | -14.3766 | -21.4557 | -22.543 | -24.7037
|  | BRENTFORD | ST |  |  |  |  | 3.503 | 2.4824 | 1.8359 | 1.3648 | 0.8376 | 0.085726 | -0.73249 | -1.674 | -2.4366 | -3.6555 | -4.9414 | -11.6878 | -15.2195 | -18.6882 | 7.5068 | 6.7931 | 6.2447 | 5.7272 | 5.1366 | 4.3377 | 3.4667 | 2.4626 | 1.572 | 0.24831 | -1.2034 | -10.1819 | -18.7624 | -32.3151 | 4.3404 | 3.5164 | 2.9711 | 2.5054 | 1.9963 | 1.2849 | 0.50857 | -0.37216 | -0.99526 | -2.1482 | -3.375 | -9.77 | -12.8604 | -15.6906
|  | BRENTFORD | FS |  |  |  |  | 4.072 | 3.4215 | 2.8817 | 2.4815 | 1.9877 | 1.4254 | 0.80043 | -0.025703 | -0.86458 | -1.8778 | -2.5864 | -9.6999 | -16.158 | -21.2656 | 7.7582 | 7.1838 | 6.6489 | 6.1437 | 5.5384 | 4.8133 | 3.9175 | 2.797 | 1.5843 | 0.20259 | -1.0246 | -11.4574 | -27.7757 | -54.6448 | 4.7642 | 4.2151 | 3.7536 | 3.3945 | 2.9358 | 2.4356 | 1.8595 | 1.1431 | 0.38965 | -0.54081 | -1.0806 | -7.4831 | -13.2009 | -17.7212
EALING GSP |  | BRIDGE ROAD | MINIMUM HEADROOM | TQ 14778 75741 | NO | NO | 20.987 | 18.3573 | 17.1818 | 15.4003 | 13.1407 | 10.7144 | 7.8833 | 5.0435 | 1.4368 | -2.5139 | -6.2795 | -9.7445 | -20.2608 | -24.6729 | -28.6359 | 29.72 | 29.2319 | 28.3626 | 27.1598 | 25.6294 | 24.0264 | 21.9683 | 19.3657 | 16.5112 | 14.3777 | 11.8699 | 1.4575 | -10.8482 | -41.6512 | 21.9093 | 20.8239 | 19.4273 | 17.4649 | 15.3762 | 12.8268 | 10.1407 | 6.8234 | 3.0976 | -0.42514 | -3.5847 | -12.8672 | -16.4198 | -19.8994
|  | BRIDGE ROAD | CT |  |  |  |  | 18.4506 | 17.3546 | 15.993 | 14.2457 | 12.0954 | 9.8573 | 7.3091 | 3.6349 | -0.24021 | -3.3015 | -6.6897 | -18.8803 | -24.6729 | -28.6359 | 29.72 | 29.2319 | 28.3626 | 27.1598 | 25.6294 | 24.0264 | 21.9683 | 19.3657 | 16.5112 | 14.3777 | 11.8699 | 1.4575 | -8.3023 | -24.0019 | 21.9425 | 20.8855 | 19.8148 | 18.288 | 16.3502 | 14.3309 | 11.8619 | 8.4463 | 4.7793 | 2.042 | -1.0788 | -11.6865 | -16.4198 | -19.8994
|  | BRIDGE ROAD | LW |  |  |  |  | 18.3573 | 17.1818 | 15.4003 | 13.1407 | 10.7144 | 7.8833 | 5.0435 | 1.4368 | -2.5139 | -6.2795 | -9.7445 | -20.2608 | -23.0641 | -26.3681 | 29.7515 | 29.386 | 28.7321 | 27.5201 | 26.2384 | 24.613 | 22.8101 | 20.7033 | 18.2644 | 16.0032 | 14.0327 | 8.6137 | 7.2773 | 5.1125 | 21.9093 | 20.8239 | 19.4273 | 17.4649 | 15.3762 | 12.8268 | 10.1407 | 6.8234 | 3.0976 | -0.42514 | -3.5847 | -12.8672 | -15.1662 | -18.2527
|  | BRIDGE ROAD | ST |  |  |  |  | 18.7977 | 18.1029 | 17.4992 | 16.7286 | 15.8298 | 15.2536 | 14.3068 | 13.1232 | 11.7649 | 10.4229 | 9.0056 | 2.1554 | -2.1368 | -7.2138 | 29.8352 | 29.5358 | 29.2011 | 28.4563 | 27.5845 | 26.9436 | 25.8382 | 24.553 | 23.0504 | 21.5328 | 19.8862 | 10.4341 | 0.76743 | -14.9699 | 22.3934 | 21.7385 | 21.1909 | 20.4812 | 19.6554 | 19.2238 | 18.2616 | 17.1132 | 15.7389 | 14.3629 | 12.8981 | 6.2315 | 2.5581 | -1.5555
|  | BRIDGE ROAD | FS |  |  |  |  | 18.9166 | 18.4532 | 17.9023 | 17.1988 | 16.4159 | 15.6086 | 15.1483 | 14.1181 | 12.924 | 11.6305 | 10.2425 | 1.8053 | -5.6786 | -12.4009 | 29.8484 | 29.5819 | 29.2859 | 28.5455 | 27.7131 | 26.8013 | 25.9672 | 24.6274 | 23.0825 | 21.4553 | 19.6848 | 7.5223 | -10.8482 | -41.6512 | 22.5003 | 22.0422 | 21.5502 | 20.9333 | 20.2491 | 19.5253 | 19.1801 | 18.2653 | 17.1768 | 15.9831 | 14.6922 | 6.6957 | -0.1393 | -5.9892
LOVEDEAN GSP | HAVANT | BROCKHAMPTON | MINIMUM HEADROOM | SU 70868 05828 | NO | YES | 3.755 | 10.5285 | 10.2843 | 10.0045 | 9.7738 | 9.5185 | 9.0878 | 8.5792 | 7.8521 | 7.0091 | 6.1519 | 5.4557 | 3.3005 | 2.883 | 2.6438 | 10.2309 | 10.0355 | 9.8303 | 9.744 | 9.6443 | 9.4711 | 9.2767 | 8.9151 | 8.6173 | 8.3144 | 7.9112 | 6.4502 | 6.2203 | 4.1308 | 11.1856 | 11.0044 | 10.8103 | 10.7027 | 10.5803 | 10.369 | 10.1317 | 9.7598 | 9.384 | 8.6918 | 8.0073 | 5.9882 | 5.6128 | 5.4034
|  | BROCKHAMPTON | CT |  |  |  |  | 10.634 | 10.4103 | 10.147 | 9.9367 | 9.6334 | 9.2895 | 8.8175 | 8.1061 | 7.3518 | 6.7598 | 6.1832 | 3.9538 | 3.299 | 2.9823 | 10.2956 | 10.1199 | 9.9268 | 9.8185 | 9.679 | 9.5182 | 9.3142 | 8.9151 | 8.6173 | 8.394 | 8.2461 | 6.9607 | 6.5812 | 5.3706 | 11.2525 | 11.0929 | 10.9146 | 10.8032 | 10.6496 | 10.473 | 10.2448 | 9.8382 | 9.4969 | 9.2396 | 8.7543 | 6.6151 | 6.0318 | 5.7548
|  | BROCKHAMPTON | LW |  |  |  |  | 10.5285 | 10.2843 | 10.0045 | 9.7738 | 9.5185 | 9.0878 | 8.5792 | 7.8521 | 7.0091 | 6.1519 | 5.4557 | 3.3005 | 2.883 | 2.6438 | 10.2309 | 10.0355 | 9.8303 | 9.744 | 9.6443 | 9.4711 | 9.2767 | 8.9379 | 8.6287 | 8.3144 | 7.9112 | 6.4502 | 6.2203 | 6.1018 | 11.1856 | 11.0044 | 10.8103 | 10.7027 | 10.5803 | 10.369 | 10.1317 | 9.7598 | 9.384 | 8.6918 | 8.0073 | 5.9882 | 5.6128 | 5.4034
|  | BROCKHAMPTON | ST |  |  |  |  | 10.7197 | 10.5902 | 10.4294 | 10.299 | 10.1495 | 9.9522 | 9.7232 | 9.3172 | 8.921 | 8.4206 | 7.8348 | 4.9256 | 3.8646 | 3.5153 | 10.3332 | 10.1927 | 10.0421 | 9.9563 | 9.8759 | 9.7699 | 9.6606 | 9.3738 | 9.1895 | 8.9781 | 8.7202 | 7.3246 | 6.494 | 6.0929 | 11.2969 | 11.1808 | 11.0523 | 10.9718 | 10.8904 | 10.7818 | 10.6652 | 10.3951 | 10.1917 | 9.9534 | 9.6597 | 7.6125 | 6.5659 | 6.1409
|  | BROCKHAMPTON | FS |  |  |  |  | 10.7444 | 10.6618 | 10.5527 | 10.4802 | 10.3978 | 10.2845 | 10.1372 | 9.9207 | 9.6972 | 9.41 | 9.0878 | 6.8238 | 4.5804 | 3.073 | 10.3568 | 10.2536 | 10.1387 | 10.0843 | 10.0329 | 9.9593 | 9.8567 | 9.6808 | 9.5406 | 9.3902 | 9.2265 | 8.0745 | 6.6278 | 4.1308 | 11.3192 | 11.2393 | 11.1474 | 11.1035 | 11.0597 | 10.9951 | 10.9069 | 10.7609 | 10.6365 | 10.4908 | 10.3292 | 9.2208 | 7.1816 | 5.7417
LOVEDEAN GSP | FAREHAM T1A T2A (90MVAS) | BROCKHURST | MINIMUM HEADROOM | SU 59381 02061 | NO | YES | 7.899 | 13.0059 | 12.5078 | 11.7854 | 10.9425 | 10.117 | 9.4813 | 8.5473 | 7.2017 | 5.709 | 4.2371 | 2.9414 | -1.4258 | -3.9178 | -5.5391 | 15.2955 | 14.8826 | 14.5009 | 14.0748 | 13.5382 | 13.2629 | 12.6688 | 11.8514 | 10.9306 | 10.1438 | 9.2225 | 5.3205 | 0.98467 | -9.9273 | 12.4604 | 11.9836 | 11.3888 | 10.6421 | 9.9253 | 9.4149 | 8.5146 | 7.2855 | 5.8886 | 4.519 | 3.3678 | -0.28832 | -2.2499 | -3.6143
|  | BROCKHURST | CT |  |  |  |  | 13.0543 | 12.5788 | 11.9509 | 11.26 | 10.471 | 10.0211 | 9.1877 | 7.8736 | 6.4502 | 5.2289 | 3.9348 | -1.2555 | -3.9178 | -5.5391 | 15.2955 | 14.8826 | 14.5009 | 14.0748 | 13.5382 | 13.2629 | 12.6688 | 11.8514 | 10.9306 | 10.1438 | 9.2225 | 5.3205 | 1.6892 | -3.8032 | 12.497 | 12.0196 | 11.4733 | 10.8514 | 10.1015 | 9.8148 | 8.9934 | 7.7708 | 6.4301 | 5.3565 | 4.1558 | -0.15602 | -2.2499 | -3.6143
|  | BROCKHURST | LW |  |  |  |  | 13.0059 | 12.5078 | 11.7854 | 10.9425 | 10.117 | 9.4813 | 8.5473 | 7.2017 | 5.709 | 4.2371 | 2.9414 | -1.4258 | -2.8315 | -4.0205 | 15.3118 | 14.9478 | 14.6126 | 14.1956 | 13.7836 | 13.5037 | 12.9824 | 12.2966 | 11.5042 | 10.6975 | 10.0222 | 8.0136 | 7.4101 | 6.7506 | 12.4604 | 11.9836 | 11.3888 | 10.6421 | 9.9253 | 9.4149 | 8.5146 | 7.2855 | 5.8886 | 4.519 | 3.3678 | -0.28832 | -1.4107 | -2.4943
|  | BROCKHURST | ST |  |  |  |  | 13.2309 | 12.9322 | 12.7238 | 12.4848 | 12.2717 | 12.021 | 11.7486 | 11.3929 | 11.2639 | 10.775 | 10.2078 | 6.6591 | 4.4722 | 2.1503 | 15.3914 | 15.0864 | 14.8789 | 14.6458 | 14.4181 | 14.1479 | 13.8289 | 13.4442 | 13.2339 | 12.7309 | 12.1554 | 8.3038 | 4.6881 | -1.0043 | 12.6782 | 12.4148 | 12.2002 | 11.9448 | 11.7263 | 11.4421 | 11.1212 | 10.719 | 10.6621 | 10.1348 | 9.5818 | 6.2954 | 4.4409 | 2.5409
|  | BROCKHURST | FS |  |  |  |  | 13.2606 | 12.999 | 12.8004 | 12.5574 | 12.3116 | 12.0905 | 11.8256 | 11.4481 | 11.0026 | 10.7738 | 10.2972 | 6.8922 | 4.0285 | 1.2143 | 15.4084 | 15.1134 | 14.9095 | 14.6674 | 14.4058 | 14.1414 | 13.7912 | 13.3323 | 12.7995 | 12.4308 | 11.8345 | 7.4718 | 0.98467 | -9.9273 | 12.7149 | 12.4722 | 12.3013 | 12.0692 | 11.8317 | 11.6248 | 11.3543 | 10.9948 | 10.559 | 10.4416 | 9.9688 | 6.753 | 4.1954 | 1.7708
MELKSHAM GSP | NORRINGTON | BROMHAM | MINIMUM HEADROOM | ST 98670 65994 | YES | YES | 0.145 | 1.1529 | 1.0716 | 0.97373 | 0.83829 | 0.70205 | 0.55541 | 0.37912 | 0.15839 | -0.048696 | -0.28754 | -0.48548 | -1.1606 | -1.5977 | -1.9496 | 2.4533 | 2.431 | 2.4101 | 2.3775 | 2.344 | 2.2874 | 2.2046 | 2.0608 | 1.9376 | 1.8171 | 1.6936 | 1.2528 | 0.83643 | -0.12246 | 1.165 | 1.0896 | 1.0014 | 0.87836 | 0.75488 | 0.62108 | 0.45684 | 0.25255 | 0.061982 | -0.15917 | -0.33858 | -0.9339 | -1.3083 | -1.6095
|  | BROMHAM | CT |  |  |  |  | 1.1529 | 1.0716 | 0.97373 | 0.86104 | 0.72681 | 0.62006 | 0.46559 | 0.25633 | 0.0719 | -0.09601 | -0.2978 | -1.0728 | -1.5977 | -1.9496 | 2.4564 | 2.4342 | 2.4124 | 2.3853 | 2.3448 | 2.3113 | 2.2061 | 2.0608 | 1.9376 | 1.833 | 1.6936 | 1.2528 | 0.83643 | 0.27985 | 1.165 | 1.0896 | 1.0014 | 0.89902 | 0.77544 | 0.67912 | 0.53451 | 0.33992 | 0.17017 | 0.016704 | -0.16974 | -0.85564 | -1.3083 | -1.6095
|  | BROMHAM | LW |  |  |  |  | 1.1663 | 1.087 | 0.9762 | 0.83829 | 0.70205 | 0.55541 | 0.37912 | 0.15839 | -0.048696 | -0.28754 | -0.48548 | -1.1606 | -1.5597 | -1.9022 | 2.4533 | 2.431 | 2.4101 | 2.3775 | 2.344 | 2.2874 | 2.2046 | 2.0887 | 1.9663 | 1.8171 | 1.716 | 1.4438 | 1.2967 | 1.1522 | 1.177 | 1.103 | 1.0038 | 0.87836 | 0.75488 | 0.62108 | 0.45684 | 0.25255 | 0.061982 | -0.15917 | -0.33858 | -0.9339 | -1.2745 | -1.5674
|  | BROMHAM | ST |  |  |  |  | 1.1984 | 1.1431 | 1.0823 | 1.0058 | 0.94467 | 0.86343 | 0.78285 | 0.69714 | 0.62301 | 0.51125 | 0.38914 | -0.21178 | -0.6418 | -1.0008 | 2.4707 | 2.4606 | 2.4486 | 2.4296 | 2.4127 | 2.3869 | 2.3587 | 2.3228 | 2.2804 | 2.1807 | 2.0701 | 1.5466 | 1.1398 | 0.58646 | 1.2078 | 1.1572 | 1.1027 | 1.0331 | 0.97893 | 0.90461 | 0.83026 | 0.75 | 0.68135 | 0.57526 | 0.45938 | -0.094179 | -0.46672 | -0.77269
|  | BROMHAM | FS |  |  |  |  | 1.2249 | 1.1859 | 1.1579 | 1.1174 | 1.0767 | 1.0495 | 1.0069 | 0.93463 | 0.8496 | 0.75122 | 0.67627 | 0.1222 | -0.43604 | -0.88283 | 2.4731 | 2.4665 | 2.4601 | 2.4481 | 2.4347 | 2.4239 | 2.4069 | 2.3874 | 2.3518 | 2.2601 | 2.194 | 1.6174 | 0.9043 | -0.12246 | 1.2314 | 1.1955 | 1.1704 | 1.1333 | 1.0961 | 1.0722 | 1.0322 | 0.96628 | 0.88765 | 0.79576 | 0.72732 | 0.21111 | -0.28843 | -0.67824
BRAMLEY (BASI) | BASINGSTOKE T3 & T4 | BROOK STREET | MINIMUM HEADROOM | SU 63480 52228 | NO | YES | 1.993 | 14.5035 | 14.3724 | 14.1886 | 13.9384 | 13.6837 | 13.1017 | 12.4286 | 11.6472 | 10.9396 | 10.3602 | 9.8058 | 7.6439 | 6.4151 | 5.7612 | 14.6838 | 14.5024 | 14.2955 | 14.065 | 13.7805 | 13.3634 | 12.8534 | 12.2465 | 11.6135 | 11.1331 | 10.5489 | 6.6079 | -1.7941 | -16.7879 | 15.6097 | 15.4637 | 15.2796 | 15.0583 | 14.8062 | 14.2823 | 13.657 | 12.942 | 12.2651 | 11.6755 | 11.144 | 9.1125 | 7.9384 | 7.0251
|  | BROOK STREET | CT |  |  |  |  | 14.5035 | 14.3724 | 14.1886 | 13.9873 | 13.7419 | 13.2623 | 12.6703 | 11.9019 | 11.1759 | 10.7339 | 10.1803 | 8.2581 | 7.4529 | 6.7715 | 14.6838 | 14.5024 | 14.2955 | 14.065 | 13.7805 | 13.3634 | 12.8534 | 12.2465 | 11.6135 | 11.1331 | 10.5489 | 7.0389 | 2.6869 | -4.8045 | 15.6097 | 15.4637 | 15.2796 | 15.0754 | 14.8225 | 14.3788 | 13.8115 | 13.1084 | 12.4053 | 11.9906 | 11.466 | 9.7089 | 9.0348 | 8.4141
|  | BROOK STREET | LW |  |  |  |  | 14.5054 | 14.397 | 14.1908 | 13.9384 | 13.6837 | 13.1017 | 12.4286 | 11.6472 | 10.9396 | 10.3602 | 9.8058 | 8.0815 | 7.6012 | 6.916 | 14.7188 | 14.6597 | 14.5717 | 14.4273 | 14.281 | 13.9575 | 13.5787 | 13.1519 | 12.7468 | 12.3944 | 12.0752 | 11.1569 | 10.9037 | 10.4965 | 15.6191 | 15.4999 | 15.3057 | 15.0583 | 14.8062 | 14.2823 | 13.657 | 12.942 | 12.2651 | 11.6755 | 11.144 | 9.5682 | 9.1618 | 8.5355
|  | BROOK STREET | ST |  |  |  |  | 14.5829 | 14.5287 | 14.4738 | 14.3541 | 14.2053 | 13.946 | 13.6355 | 13.2518 | 12.8043 | 12.1792 | 11.4475 | 7.6439 | 6.4151 | 5.9603 | 14.7099 | 14.6001 | 14.4777 | 14.3237 | 14.1516 | 13.8688 | 13.5475 | 13.1556 | 12.7519 | 12.3034 | 11.7954 | 8.2941 | 3.8372 | -3.5871 | 15.6661 | 15.6273 | 15.5767 | 15.505 | 15.4224 | 15.2465 | 15.0037 | 14.5958 | 14.0951 | 13.4725 | 12.7683 | 9.1125 | 7.9384 | 7.4661
|  | BROOK STREET | FS |  |  |  |  | 14.5906 | 14.5654 | 14.5428 | 14.5004 | 14.4442 | 14.2988 | 14.1231 | 13.911 | 13.6594 | 13.3538 | 12.9929 | 10.1249 | 7.5662 | 5.7612 | 14.7079 | 14.5832 | 14.4346 | 14.2515 | 14.0375 | 13.7394 | 13.3561 | 12.8851 | 12.3676 | 11.8336 | 11.2287 | 6.6079 | -1.7941 | -16.7879 | 15.6803 | 15.6697 | 15.6476 | 15.5951 | 15.5299 | 15.403 | 15.2434 | 15.0554 | 14.8576 | 14.679 | 14.2763 | 11.5017 | 8.9769 | 7.0251
MELKSHAM GSP | FROME BSP | BRUTON | MINIMUM HEADROOM | ST 69094 35148 | NO | YES | 0.668 | 1.181 | 1.0787 | 0.93669 | 0.76356 | 0.591 | 0.39956 | 0.15524 | -0.14312 | -0.43925 | -0.76559 | -1.0289 | -1.9464 | -2.4399 | -2.8651 | 2.5857 | 2.5245 | 2.4423 | 2.3604 | 2.2757 | 2.172 | 2.0363 | 1.8847 | 1.6947 | 1.5461 | 1.3717 | 0.67124 | 0.072621 | -1.2236 | 1.955 | 1.8602 | 1.729 | 1.5709 | 1.4124 | 1.2354 | 1.0059 | 0.72729 | 0.45112 | 0.14492 | -0.098503 | -0.92047 | -1.379 | -1.7654
|  | BRUTON | CT |  |  |  |  | 1.181 | 1.0787 | 0.93669 | 0.79822 | 0.65823 | 0.49062 | 0.27521 | 0.021318 | -0.28816 | -0.52148 | -0.80331 | -1.8231 | -2.4399 | -2.8651 | 2.5857 | 2.5245 | 2.4423 | 2.3604 | 2.2757 | 2.172 | 2.0363 | 1.8847 | 1.6947 | 1.5497 | 1.3717 | 0.67124 | 0.072621 | -0.69706 | 1.955 | 1.8602 | 1.729 | 1.6014 | 1.4726 | 1.3162 | 1.1125 | 0.87655 | 0.58536 | 0.36985 | 0.10614 | -0.8111 | -1.379 | -1.7654
|  | BRUTON | LW |  |  |  |  | 1.1868 | 1.098 | 0.93798 | 0.76356 | 0.591 | 0.39956 | 0.15524 | -0.14312 | -0.43925 | -0.76559 | -1.0289 | -1.9464 | -2.408 | -2.8014 | 2.5921 | 2.5459 | 2.4661 | 2.3763 | 2.2876 | 2.1859 | 2.0503 | 1.8885 | 1.7274 | 1.5461 | 1.4024 | 0.93921 | 0.7245 | 0.53477 | 1.9579 | 1.8774 | 1.7312 | 1.5709 | 1.4124 | 1.2354 | 1.0059 | 0.72729 | 0.45112 | 0.14492 | -0.098503 | -0.92047 | -1.3374 | -1.6854
|  | BRUTON | ST |  |  |  |  | 1.231 | 1.1676 | 1.0797 | 0.99979 | 0.90221 | 0.80133 | 0.68359 | 0.56161 | 0.45409 | 0.28777 | 0.10728 | -0.77674 | -1.31 | -1.741 | 2.613 | 2.5741 | 2.5213 | 2.4727 | 2.4106 | 2.3442 | 2.2659 | 2.1804 | 2.1009 | 1.981 | 1.8486 | 1.1339 | 0.54646 | -0.21975 | 2.0023 | 1.9448 | 1.8645 | 1.7923 | 1.7025 | 1.6094 | 1.4996 | 1.3847 | 1.2843 | 1.1256 | 0.95293 | 0.12888 | -0.33738 | -0.70992
|  | BRUTON | FS |  |  |  |  | 1.268 | 1.2188 | 1.1837 | 1.1334 | 1.1005 | 1.0468 | 0.99319 | 0.8939 | 0.77986 | 0.67956 | 0.54151 | -0.27136 | -1.044 | -1.6326 | 2.6275 | 2.5919 | 2.5628 | 2.5219 | 2.4906 | 2.4433 | 2.3896 | 2.3084 | 2.214 | 2.1256 | 2.0099 | 1.2587 | 0.23846 | -1.2236 | 2.0336 | 1.9881 | 1.9565 | 1.9083 | 1.8808 | 1.8296 | 1.7779 | 1.6873 | 1.5808 | 1.4896 | 1.3588 | 0.59148 | -0.10832 | -0.6311
COWLEY GSP | WITNEY BSP | BURFORD | MINIMUM HEADROOM | SP 25671 12529 | NO | NO | 1.172 | 2.9089 | 2.826 | 2.746 | 2.6472 | 2.5415 | 2.4171 | 2.2829 | 2.1757 | 2.0315 | 1.8818 | 1.7534 | 1.3032 | 0.99199 | 0.71593 | 3.3138 | 3.2839 | 3.2522 | 3.2265 | 3.186 | 3.1366 | 3.0587 | 2.9922 | 2.894 | 2.7912 | 2.7045 | 2.4958 | 2.3435 | 1.4569 | 3.1459 | 3.0749 | 3.0085 | 2.9317 | 2.8458 | 2.744 | 2.6311 | 2.5428 | 2.4234 | 2.3015 | 2.2016 | 1.8795 | 1.676 | 1.5194
|  | BURFORD | CT |  |  |  |  | 2.9089 | 2.826 | 2.746 | 2.6737 | 2.5837 | 2.4954 | 2.3883 | 2.2844 | 2.1537 | 2.0495 | 1.9259 | 1.4299 | 1.1006 | 0.84033 | 3.3138 | 3.2839 | 3.2522 | 3.2265 | 3.186 | 3.1485 | 3.0937 | 3.0306 | 2.9343 | 2.871 | 2.7877 | 2.5648 | 2.4348 | 2.0885 | 3.1459 | 3.0749 | 3.0085 | 2.9513 | 2.8755 | 2.8041 | 2.712 | 2.6251 | 2.5134 | 2.4286 | 2.3268 | 1.9567 | 1.734 | 1.5803
|  | BURFORD | LW |  |  |  |  | 2.9217 | 2.8498 | 2.748 | 2.6472 | 2.5415 | 2.4171 | 2.2829 | 2.1757 | 2.0315 | 1.8818 | 1.7534 | 1.3032 | 0.99199 | 0.71593 | 3.3153 | 3.2919 | 3.2605 | 3.23 | 3.1958 | 3.1366 | 3.0587 | 2.9922 | 2.894 | 2.7912 | 2.7045 | 2.4958 | 2.4044 | 2.316 | 3.1559 | 3.0951 | 3.0122 | 2.9317 | 2.8458 | 2.744 | 2.6311 | 2.5428 | 2.4234 | 2.3015 | 2.2016 | 1.8795 | 1.676 | 1.5194
|  | BURFORD | ST |  |  |  |  | 2.9352 | 2.8689 | 2.7887 | 2.7042 | 2.6138 | 2.5194 | 2.4305 | 2.3434 | 2.2486 | 2.1413 | 2.0475 | 1.5963 | 1.349 | 1.1975 | 3.3233 | 3.3011 | 3.2799 | 3.2548 | 3.2243 | 3.19 | 3.1594 | 3.1202 | 3.0617 | 2.988 | 2.9198 | 2.5042 | 2.3435 | 2.1888 | 3.1692 | 3.1133 | 3.0486 | 2.9797 | 2.9043 | 2.8248 | 2.7521 | 2.6782 | 2.5989 | 2.5049 | 2.4244 | 2.0416 | 1.8725 | 1.7714
|  | BURFORD | FS |  |  |  |  | 2.9836 | 2.9435 | 2.9242 | 2.8971 | 2.8741 | 2.8447 | 2.8129 | 2.745 | 2.6817 | 2.6037 | 2.5205 | 2.08 | 1.5747 | 1.2747 | 3.3304 | 3.317 | 3.3084 | 3.2929 | 3.2799 | 3.2606 | 3.2372 | 3.2028 | 3.1707 | 3.1279 | 3.078 | 2.7692 | 2.3472 | 1.4569 | 3.207 | 3.1723 | 3.1578 | 3.135 | 3.1172 | 3.0921 | 3.0646 | 3.0076 | 2.9569 | 2.8922 | 2.8204 | 2.4377 | 2.0388 | 1.8228
MANNINGTON GSP | WAREHAM | BUSHEY | MINIMUM HEADROOM | SY 97671 83532 | YES | YES | 0.149 | 4.5073 | 4.4674 | 4.4112 | 4.3307 | 4.2639 | 4.1648 | 4.0688 | 3.9548 | 3.8415 | 3.7212 | 3.6226 | 3.2495 | 2.9715 | 2.6853 | 4.6793 | 4.6601 | 4.619 | 4.5714 | 4.5348 | 4.479 | 4.4185 | 4.3605 | 4.3081 | 4.2489 | 4.1921 | 3.9644 | 3.7356 | 3.4226 | 4.8271 | 4.8114 | 4.7815 | 4.7446 | 4.6966 | 4.6139 | 4.5268 | 4.4331 | 4.3433 | 4.2474 | 4.1628 | 3.7988 | 3.497 | 3.201
|  | BUSHEY | CT |  |  |  |  | 4.5073 | 4.4674 | 4.4299 | 4.3769 | 4.3227 | 4.2586 | 4.19 | 4.0828 | 3.9665 | 3.8739 | 3.7612 | 3.3547 | 3.0843 | 2.8479 | 4.6793 | 4.6601 | 4.6411 | 4.6145 | 4.5871 | 4.5549 | 4.5157 | 4.4619 | 4.3957 | 4.3397 | 4.2548 | 3.9824 | 3.7356 | 3.4226 | 4.8293 | 4.8167 | 4.8065 | 4.7887 | 4.7683 | 4.7196 | 4.6629 | 4.5788 | 4.4821 | 4.4009 | 4.3074 | 3.9145 | 3.6377 | 3.4007
|  | BUSHEY | LW |  |  |  |  | 4.5093 | 4.4712 | 4.4112 | 4.3307 | 4.2639 | 4.1648 | 4.0688 | 3.9548 | 3.8415 | 3.7212 | 3.6226 | 3.2495 | 2.9715 | 2.6853 | 4.6809 | 4.6605 | 4.619 | 4.5714 | 4.5348 | 4.479 | 4.4185 | 4.3605 | 4.3081 | 4.2489 | 4.1921 | 3.9644 | 3.7443 | 3.5037 | 4.8271 | 4.8114 | 4.7815 | 4.7446 | 4.6966 | 4.6139 | 4.5268 | 4.4331 | 4.3433 | 4.2474 | 4.1628 | 3.7988 | 3.497 | 3.201
|  | BUSHEY | ST |  |  |  |  | 4.5252 | 4.4987 | 4.4509 | 4.3979 | 4.3566 | 4.3081 | 4.2558 | 4.2059 | 4.1386 | 4.0825 | 4.0141 | 3.6344 | 3.3694 | 3.1288 | 4.6866 | 4.6734 | 4.6338 | 4.5978 | 4.5714 | 4.5452 | 4.5169 | 4.4833 | 4.4412 | 4.4036 | 4.3655 | 4.0744 | 3.8071 | 3.483 | 4.8357 | 4.8292 | 4.7986 | 4.7703 | 4.7516 | 4.7313 | 4.6894 | 4.6444 | 4.5891 | 4.5393 | 4.4876 | 4.1427 | 3.8551 | 3.5954
|  | BUSHEY | FS |  |  |  |  | 4.5388 | 4.5213 | 4.5062 | 4.4819 | 4.457 | 4.4421 | 4.4124 | 4.3677 | 4.3272 | 4.2695 | 4.2154 | 3.9189 | 3.6583 | 3.4286 | 4.6926 | 4.6836 | 4.673 | 4.6586 | 4.6433 | 4.631 | 4.6107 | 4.5799 | 4.5491 | 4.5109 | 4.4799 | 4.2609 | 3.9756 | 3.5358 | 4.8365 | 4.8319 | 4.8251 | 4.8136 | 4.8012 | 4.7921 | 4.7756 | 4.7546 | 4.7327 | 4.7033 | 4.6812 | 4.452 | 4.2242 | 3.9976
FAWLEY GSP | LANGLEY BSP | BUTTS ASH | MINIMUM HEADROOM | SU 41923 05772 | NO | YES | 0.537 | 6.919 | 6.6124 | 5.8083 | 4.912 | 4.4059 | 3.4319 | 2.3713 | 0.75607 | -0.98911 | -2.7181 | -4.2456 | -9.3279 | -13.7476 | -16.5179 | 10.9731 | 10.7085 | 10.2704 | 9.8041 | 9.5496 | 9.0499 | 8.4099 | 7.5261 | 6.5396 | 5.7553 | 4.8163 | 0.79095 | -3.0044 | -10.666 | 7.8114 | 7.5009 | 6.7681 | 5.9351 | 5.5386 | 4.615 | 3.5931 | 2.1154 | 0.49225 | -1.1112 | -2.4666 | -6.7838 | -10.5457 | -12.9371
|  | BUTTS ASH | CT |  |  |  |  | 6.9622 | 6.6408 | 5.8944 | 5.1195 | 4.6093 | 3.8113 | 2.8521 | 1.365 | -0.23624 | -1.5474 | -3.0386 | -9.3279 | -13.7476 | -16.5179 | 10.9731 | 10.7085 | 10.2704 | 9.8041 | 9.5496 | 9.0499 | 8.4099 | 7.5261 | 6.5396 | 5.7553 | 4.8163 | 0.79095 | -3.0044 | -7.8416 | 7.8534 | 7.525 | 6.8441 | 6.1357 | 5.7172 | 4.9801 | 4.0582 | 2.6798 | 1.1824 | 5.2542e-05 | -1.3796 | -6.7505 | -10.5457 | -12.9371
|  | BUTTS ASH | LW |  |  |  |  | 6.919 | 6.6124 | 5.8083 | 4.912 | 4.4059 | 3.4319 | 2.3713 | 0.75607 | -0.98911 | -2.7181 | -4.2456 | -9.2842 | -12.1078 | -14.5709 | 10.9867 | 10.784 | 10.365 | 9.8762 | 9.7148 | 9.1645 | 8.5404 | 7.7106 | 6.7838 | 5.8642 | 5.1067 | 2.7598 | 1.4006 | 0.062389 | 7.8114 | 7.5009 | 6.7681 | 5.9351 | 5.5386 | 4.615 | 3.5931 | 2.1154 | 0.49225 | -1.1112 | -2.4666 | -6.7838 | -9.3028 | -11.5343
|  | BUTTS ASH | ST |  |  |  |  | 7.1906 | 7.022 | 6.8453 | 6.6811 | 6.4447 | 6.1879 | 6.2178 | 5.9021 | 5.4936 | 4.9848 | 4.4334 | 0.02099 | -3.655 | -7.2687 | 11.1156 | 10.9529 | 10.7415 | 10.5416 | 10.2955 | 10.0349 | 9.9795 | 9.6528 | 9.2486 | 8.7609 | 8.2323 | 4.3548 | 0.50919 | -4.6956 | 8.0813 | 7.9157 | 7.7188 | 7.5365 | 7.3039 | 7.0521 | 7.0863 | 6.7745 | 6.3712 | 5.8698 | 5.3301 | 1.1795 | -2.1093 | -5.1562
|  | BUTTS ASH | FS |  |  |  |  | 7.1789 | 7.0599 | 6.8571 | 6.6553 | 6.4086 | 6.1588 | 5.8801 | 5.4539 | 5.3066 | 4.8116 | 4.2806 | 0.61441 | -3.0377 | -7.2319 | 11.096 | 10.9586 | 10.7657 | 10.5657 | 10.3202 | 10.057 | 9.7342 | 9.3031 | 9.0742 | 8.5554 | 8.01 | 4.1104 | -1.5322 | -10.666 | 8.0649 | 7.9576 | 7.765 | 7.5745 | 7.3425 | 7.099 | 6.8231 | 6.4174 | 6.311 | 5.8277 | 5.3284 | 1.8996 | -1.4022 | -4.9525
MELKSHAM GSP | CHIPPENHAM | CALNE | MINIMUM HEADROOM | SU 00521 72497 | NO | YES | 1.474 | 5.8809 | 5.563 | 4.9064 | 4.1248 | 3.3611 | 2.6515 | 1.4397 | -0.16193 | -1.9129 | -3.6755 | -5.2745 | -9.6102 | -12.2093 | -14.1385 | 8.3236 | 8.0558 | 7.6694 | 7.2567 | 6.9391 | 6.5584 | 5.8609 | 4.9542 | 3.9487 | 3.1483 | 2.2114 | -0.91822 | -3.3604 | -8.5661 | 6.6222 | 6.3054 | 5.7149 | 4.9943 | 4.2984 | 3.6933 | 2.5821 | 1.1416 | -0.4622 | -2.0595 | -3.474 | -7.1978 | -9.2802 | -10.8873
|  | CALNE | CT |  |  |  |  | 5.8909 | 5.563 | 4.9294 | 4.2661 | 3.8125 | 2.9976 | 1.9095 | 0.37628 | -1.2616 | -2.6111 | -4.1704 | -9.279 | -12.2093 | -14.1385 | 8.3236 | 8.0558 | 7.6694 | 7.2567 | 7.0614 | 6.5584 | 5.8609 | 4.9542 | 3.9487 | 3.1656 | 2.2114 | -0.91822 | -3.3604 | -6.5756 | 6.635 | 6.3054 | 5.7212 | 5.1088 | 4.722 | 3.978 | 2.982 | 1.5951 | 0.105 | -1.0977 | -2.5047 | -6.8996 | -9.2802 | -10.8873
|  | CALNE | LW |  |  |  |  | 5.8809 | 5.5891 | 4.9064 | 4.1248 | 3.3611 | 2.6515 | 1.4397 | -0.16193 | -1.9129 | -3.6755 | -5.2745 | -9.6102 | -11.4067 | -13.0307 | 8.3345 | 8.1298 | 7.7826 | 7.3476 | 6.9391 | 6.6692 | 5.972 | 5.1172 | 4.128 | 3.1483 | 2.3204 | 0.29852 | -0.43804 | -1.2637 | 6.6222 | 6.3311 | 5.7149 | 4.9943 | 4.2984 | 3.6933 | 2.5821 | 1.1416 | -0.4622 | -2.0595 | -3.474 | -7.1978 | -8.6519 | -10.0469
|  | CALNE | ST |  |  |  |  | 6.1168 | 5.9733 | 5.7831 | 5.5838 | 5.3175 | 4.9403 | 4.4578 | 4.2338 | 3.6266 | 2.9042 | 2.1084 | -1.7606 | -4.2999 | -6.8582 | 8.4598 | 8.3357 | 8.162 | 7.9796 | 7.7445 | 7.4352 | 7.0508 | 6.9209 | 6.4366 | 5.851 | 5.1998 | 1.8664 | -0.67389 | -4.1261 | 6.8473 | 6.7127 | 6.5241 | 6.3253 | 6.0741 | 5.73 | 5.2953 | 5.1278 | 4.5798 | 3.9202 | 3.1912 | -0.43688 | -2.6803 | -4.8926
|  | CALNE | FS |  |  |  |  | 6.1492 | 6.035 | 5.8589 | 5.6516 | 5.4728 | 5.1921 | 4.8417 | 4.3569 | 3.8066 | 3.5429 | 2.9246 | -0.75273 | -4.2657 | -7.3331 | 8.4752 | 8.3656 | 8.2074 | 8.0155 | 7.8469 | 7.5951 | 7.2795 | 6.8807 | 6.4119 | 6.2108 | 5.6728 | 2.1775 | -2.2648 | -8.5661 | 6.8792 | 6.7743 | 6.6073 | 6.4089 | 6.2398 | 5.9818 | 5.6715 | 5.2406 | 4.7449 | 4.5363 | 3.9769 | 0.56371 | -2.6225 | -5.3515
BRAMLEY (FLEE) | CAMBERLEY MAIN | CAMBERLEY | MINIMUM HEADROOM | SU 86584 59452 | NO | YES | 3.577 | 50.2471 | 49.885 | 48.9625 | 47.9453 | 47.0234 | 46.0976 | 44.7235 | 43.0933 | 41.4016 | 39.6248 | 38.0159 | 32.1421 | 28.4568 | 24.8218 | 48.5534 | 48.3136 | 47.773 | 47.1834 | 46.7014 | 46.1194 | 45.1801 | 44.2435 | 43.2337 | 42.1121 | 41.0938 | 34.4134 | 27.5571 | 9.4474 | 49.4861 | 49.0798 | 48.1607 | 47.127 | 46.2195 | 45.3055 | 43.8602 | 42.2887 | 40.6698 | 38.9467 | 37.4269 | 31.791 | 27.9189 | 23.8868
|  | CAMBERLEY | CT |  |  |  |  | 50.324 | 50.03 | 49.4352 | 48.7671 | 47.9745 | 47.4681 | 46.4684 | 45.0556 | 43.3939 | 42.019 | 40.4411 | 33.645 | 29.5085 | 26.5686 | 48.5545 | 48.3422 | 48.08 | 47.744 | 47.3191 | 46.9117 | 46.0584 | 44.9809 | 43.6173 | 42.4614 | 41.0938 | 34.4134 | 27.5571 | 17.5708 | 49.5668 | 49.2421 | 48.7 | 48.0683 | 47.2996 | 46.8687 | 45.8494 | 44.4957 | 42.8502 | 41.5323 | 39.9829 | 33.7915 | 30.0422 | 27.0864
|  | CAMBERLEY | LW |  |  |  |  | 50.2471 | 49.885 | 48.9625 | 47.9453 | 47.0234 | 46.0976 | 44.7235 | 43.0933 | 41.4016 | 39.6248 | 38.0159 | 32.1421 | 28.4568 | 24.8218 | 48.5534 | 48.3136 | 47.773 | 47.1834 | 46.7014 | 46.1194 | 45.1801 | 44.2435 | 43.2337 | 42.1121 | 41.1252 | 37.1807 | 33.8898 | 30.3727 | 49.4861 | 49.0798 | 48.1607 | 47.127 | 46.2195 | 45.3055 | 43.8602 | 42.2887 | 40.6698 | 38.9467 | 37.4269 | 31.791 | 27.9189 | 23.8868
|  | CAMBERLEY | ST |  |  |  |  | 50.4955 | 50.3949 | 49.9692 | 49.6145 | 49.2329 | 48.8445 | 48.3658 | 47.6709 | 46.9346 | 45.893 | 44.8291 | 38.1789 | 34.8317 | 31.8272 | 48.63 | 48.5225 | 47.9905 | 47.5596 | 47.2187 | 46.9219 | 46.5726 | 46.0023 | 45.4576 | 44.5908 | 43.7691 | 36.9321 | 29.4034 | 18.7375 | 49.7378 | 49.6292 | 49.0993 | 48.661 | 48.2878 | 47.8988 | 47.4214 | 46.7022 | 45.9484 | 44.9035 | 43.868 | 37.1209 | 33.488 | 30.8876
|  | CAMBERLEY | FS |  |  |  |  | 50.5008 | 50.3941 | 50.2201 | 49.9995 | 49.7591 | 49.5243 | 49.2117 | 48.7363 | 48.1774 | 47.8273 | 47.3112 | 43.6287 | 39.0804 | 34.7912 | 48.631 | 48.516 | 48.3424 | 48.1306 | 47.8868 | 47.6283 | 47.1529 | 46.4271 | 45.5568 | 44.8327 | 43.9853 | 37.7899 | 27.5686 | 9.4474 | 49.7498 | 49.6332 | 49.4598 | 49.229 | 48.9774 | 48.7349 | 48.3974 | 47.909 | 47.332 | 46.9824 | 46.4742 | 42.9468 | 39.2292 | 35.0271
WILLESDEN GSP |  | CANAL BANK 11kV | MINIMUM HEADROOM | TQ 20927 83082 | NO | YES | 13.326 | -12.4383 | 63.3397 | 63.1805 | 63.0109 | 62.8377 | 61.3866 | 59.6724 | 58.2383 | 57.0374 | 55.9996 | 55.1159 | 51.7449 | 49.9898 | 49.5736 | -12.3648 | 61.2412 | 61.1323 | 61.0145 | 60.8757 | 59.2544 | 57.3436 | 55.7412 | 54.425 | 53.3356 | 52.4125 | 48.8831 | 45.2228 | 38.2362 | -8.6434 | 66.1649 | 66.0402 | 65.9056 | 65.7676 | 64.0936 | 62.096 | 60.459 | 59.1199 | 57.9863 | 57.0342 | 53.4907 | 51.7275 | 51.2602
|  | CANAL BANK 11kV | CT |  |  |  |  | -12.4074 | 63.387 | 63.2629 | 63.1322 | 62.9819 | 61.605 | 59.9901 | 58.577 | 57.3905 | 56.3975 | 55.5493 | 52.4987 | 50.851 | 50.4987 | -12.3615 | 61.2412 | 61.1323 | 61.0145 | 60.8757 | 59.2544 | 57.3436 | 55.7412 | 54.425 | 53.3356 | 52.4125 | 48.8831 | 45.5793 | 41.9945 | -8.6176 | 66.2012 | 66.1039 | 66.0012 | 65.8803 | 64.2719 | 62.3751 | 60.7684 | 59.4536 | 58.3758 | 57.4754 | 54.4028 | 52.8443 | 52.4628
|  | CANAL BANK 11kV | LW |  |  |  |  | -12.4383 | 63.3397 | 63.1805 | 63.0109 | 62.8377 | 61.3866 | 59.6724 | 58.2383 | 57.0374 | 55.9996 | 55.1159 | 51.7449 | 49.9898 | 49.5736 | -12.354 | 61.2717 | 61.1807 | 61.0816 | 60.9795 | 59.3604 | 57.421 | 55.8548 | 54.5896 | 53.5317 | 52.6516 | 49.4001 | 47.766 | 47.3158 | -8.6434 | 66.1649 | 66.0402 | 65.9056 | 65.7676 | 64.0936 | 62.096 | 60.459 | 59.1199 | 57.9863 | 57.0342 | 53.4907 | 51.7275 | 51.2602
|  | CANAL BANK 11kV | ST |  |  |  |  | -12.4079 | 63.4143 | 63.3367 | 63.2495 | 63.1571 | 61.9635 | 60.5905 | 59.3213 | 58.2692 | 57.3615 | 56.6032 | 54.0334 | 52.2104 | 51.7726 | -12.3648 | 61.2643 | 61.1802 | 61.0847 | 60.9797 | 59.5496 | 57.8944 | 56.3965 | 55.1739 | 54.1366 | 53.2671 | 50.0683 | 46.543 | 42.8696 | -8.6191 | 66.2266 | 66.1713 | 66.1074 | 66.0387 | 64.6399 | 63.0196 | 61.554 | 60.3676 | 59.3709 | 58.5536 | 55.9697 | 54.1534 | 53.6528
|  | CANAL BANK 11kV | FS |  |  |  |  | -12.3659 | 63.4789 | 63.4161 | 63.344 | 63.2656 | 62.1899 | 60.9617 | 59.7809 | 58.8205 | 58.0034 | 57.3198 | 54.568 | 53.023 | 52.5225 | -12.349 | 61.284 | 61.1998 | 61.1026 | 60.994 | 59.6719 | 58.1382 | 56.6575 | 55.4454 | 54.4188 | 53.5489 | 49.8807 | 45.2228 | 38.2362 | -8.587 | 66.2762 | 66.2322 | 66.1802 | 66.1225 | 64.8548 | 63.3978 | 62.0099 | 60.9032 | 59.985 | 59.2358 | 56.5954 | 55.2628 | 54.7553
WILLESDEN GSP | ACTON LANE | CANAL BANK 6.6kV | MINIMUM HEADROOM | TQ 20927 83082 | YES | YES | 0 | 24.736 | 24.7248 | 24.7117 | 24.6909 | 24.6694 | 24.6381 | 24.595 | 24.5503 | 24.4891 | 24.4072 | 24.335 | 24.1172 | 24.082 | 24.0432 | 25.2755 | 25.2481 | 25.2193 | 25.1851 | 25.1457 | 25.0976 | 25.0376 | 24.9535 | 24.8529 | 24.7449 | 24.6217 | 23.0409 | 19.8394 | 13.5705 | 25.0751 | 25.0641 | 25.0516 | 25.032 | 25.0115 | 24.9802 | 24.9387 | 24.8947 | 24.8354 | 24.7746 | 24.7005 | 24.4524 | 24.4151 | 24.3596
|  | CANAL BANK 6.6kV | CT |  |  |  |  | 24.7411 | 24.7269 | 24.713 | 24.6951 | 24.6742 | 24.6459 | 24.6087 | 24.5599 | 24.5097 | 24.4657 | 24.3942 | 24.2117 | 24.1723 | 24.1516 | 25.2755 | 25.2481 | 25.2193 | 25.1851 | 25.1457 | 25.0976 | 25.0376 | 24.9535 | 24.865 | 24.7747 | 24.6703 | 23.7611 | 22.1017 | 19.0591 | 25.08 | 25.0667 | 25.0537 | 25.0369 | 25.0159 | 24.9887 | 24.9524 | 24.9056 | 24.856 | 24.8139 | 24.7636 | 24.5398 | 24.5071 | 24.4961
|  | CANAL BANK 6.6kV | LW |  |  |  |  | 24.736 | 24.7248 | 24.7117 | 24.6909 | 24.6694 | 24.6381 | 24.595 | 24.5503 | 24.4891 | 24.4072 | 24.335 | 24.1172 | 24.082 | 24.0684 | 25.2844 | 25.2746 | 25.2632 | 25.2458 | 25.2279 | 25.2023 | 25.1674 | 25.1314 | 25.0823 | 25.0323 | 24.979 | 24.8112 | 24.7902 | 24.782 | 25.0751 | 25.0641 | 25.0516 | 25.032 | 25.0115 | 24.9802 | 24.9387 | 24.8947 | 24.8354 | 24.7746 | 24.7005 | 24.4524 | 24.4237 | 24.4142
|  | CANAL BANK 6.6kV | ST |  |  |  |  | 24.7484 | 24.7448 | 24.7385 | 24.7291 | 24.7163 | 24.7021 | 24.682 | 24.6618 | 24.629 | 24.586 | 24.5408 | 24.2238 | 24.1127 | 24.0785 | 25.2813 | 25.2622 | 25.2394 | 25.2118 | 25.1788 | 25.1418 | 25.0973 | 25.0391 | 24.9655 | 24.8787 | 24.7846 | 23.8544 | 22.1763 | 19.1324 | 25.0869 | 25.0836 | 25.0775 | 25.0684 | 25.0562 | 25.0426 | 25.0234 | 25.0029 | 24.9712 | 24.9296 | 24.885 | 24.5551 | 24.4151 | 24.3986
|  | CANAL BANK 6.6kV | FS |  |  |  |  | 24.7499 | 24.7486 | 24.7442 | 24.7398 | 24.7336 | 24.7247 | 24.7161 | 24.7035 | 24.6863 | 24.6671 | 24.6403 | 24.4617 | 24.2273 | 24.0432 | 25.2788 | 25.2573 | 25.2307 | 25.2006 | 25.1658 | 25.1154 | 25.0457 | 24.9557 | 24.8529 | 24.7449 | 24.6217 | 23.0409 | 19.8394 | 13.5705 | 25.0882 | 25.0871 | 25.0832 | 25.079 | 25.073 | 25.0646 | 25.0564 | 25.0446 | 25.0284 | 25.0088 | 24.9831 | 24.8122 | 24.5644 | 24.3596
COWLEY GSP | WITNEY BSP | CARTERTON | MINIMUM HEADROOM | SP 28261 07823 | NO | NO | 3.408 | 13.0868 | 12.3965 | 11.4476 | 10.8377 | 10.2473 | 9.8448 | 9.1441 | 8.0897 | 6.9475 | 5.7854 | 4.7537 | 1.3654 | -1.565 | -3.5924 | 16.0919 | 15.7112 | 15.2569 | 14.9431 | 14.5874 | 14.4519 | 14.0077 | 13.4216 | 12.7693 | 12.2607 | 11.6671 | 9.1082 | 6.6105 | 1.6119 | 13.8175 | 13.2478 | 12.4672 | 11.9034 | 11.3631 | 11.0134 | 10.3355 | 9.3629 | 8.2856 | 7.2019 | 6.2784 | 3.3916 | 1.0992 | -0.62128
|  | CARTERTON | CT |  |  |  |  | 13.1623 | 12.5476 | 11.7188 | 11.1744 | 10.5435 | 10.2219 | 9.5148 | 8.4959 | 7.3919 | 6.4967 | 5.5232 | 1.4579 | -1.565 | -3.5924 | 16.1108 | 15.7324 | 15.292 | 14.9746 | 14.5874 | 14.4519 | 14.0077 | 13.4216 | 12.7693 | 12.2607 | 11.6671 | 9.1082 | 6.6105 | 3.3427 | 13.8769 | 13.3545 | 12.6602 | 12.1619 | 11.5692 | 11.3181 | 10.6444 | 9.6992 | 8.6678 | 7.8703 | 6.9666 | 3.5285 | 1.0992 | -0.62128
|  | CARTERTON | LW |  |  |  |  | 13.0868 | 12.3965 | 11.4476 | 10.8377 | 10.2473 | 9.8448 | 9.1441 | 8.0897 | 6.9475 | 5.7854 | 4.7537 | 1.3654 | -0.53099 | -2.2038 | 16.0919 | 15.7112 | 15.2569 | 14.9431 | 14.6453 | 14.4994 | 14.1124 | 13.5857 | 12.9878 | 12.3868 | 11.8895 | 10.3989 | 9.6186 | 8.8201 | 13.8175 | 13.2478 | 12.4672 | 11.9034 | 11.3631 | 11.0134 | 10.3355 | 9.3629 | 8.2856 | 7.2019 | 6.2784 | 3.3916 | 1.8605 | 0.43597
|  | CARTERTON | ST |  |  |  |  | 13.306 | 12.8156 | 12.3909 | 12.2099 | 12.051 | 11.8226 | 11.562 | 11.2893 | 11.273 | 10.9188 | 10.5516 | 7.8516 | 5.512 | 3.1977 | 16.1912 | 15.8952 | 15.6342 | 15.4785 | 15.337 | 15.137 | 14.9068 | 14.6531 | 14.6069 | 14.3016 | 13.9728 | 11.683 | 9.2855 | 5.9173 | 14.0135 | 13.6198 | 13.2865 | 13.1064 | 12.9485 | 12.7207 | 12.4573 | 12.1735 | 12.1746 | 11.837 | 11.4824 | 8.9833 | 6.9463 | 5.0186
|  | CARTERTON | FS |  |  |  |  | 13.4449 | 13.0876 | 12.7576 | 12.5933 | 12.4182 | 12.2544 | 12.0377 | 11.6889 | 11.3057 | 10.876 | 10.805 | 8.3309 | 5.8975 | 3.3304 | 16.2523 | 16.0126 | 15.7917 | 15.6412 | 15.4771 | 15.3135 | 15.0849 | 14.7729 | 14.4178 | 14.0161 | 13.8862 | 11.3132 | 7.5957 | 1.6119 | 14.1221 | 13.8363 | 13.5806 | 13.4233 | 13.2575 | 13.1035 | 12.8955 | 12.5777 | 12.2193 | 11.8046 | 11.7708 | 9.4611 | 7.2812 | 5.0787
AXMINSTER | YEOVIL BSP | CASTLE CARY | MINIMUM HEADROOM | ST 64534 31039 | NO | YES | 1.557 | 7.038 | 6.9213 | 6.7438 | 6.4537 | 6.1413 | 5.7582 | 5.3779 | 4.9919 | 4.5729 | 4.1622 | 3.8228 | 2.6122 | 1.9336 | 1.4081 | 7.8302 | 7.7453 | 7.6366 | 7.5194 | 7.3412 | 7.1525 | 6.9433 | 6.7071 | 6.4268 | 6.1586 | 5.9812 | 5.2476 | 4.6491 | 3.1145 | 7.299 | 7.1868 | 7.0256 | 6.7815 | 6.511 | 6.1685 | 5.8264 | 5.4644 | 5.0608 | 4.6672 | 4.3571 | 3.32 | 2.7562 | 2.3032
|  | CASTLE CARY | CT |  |  |  |  | 7.038 | 6.9213 | 6.7476 | 6.5204 | 6.234 | 5.9425 | 5.6299 | 5.2595 | 4.8745 | 4.5705 | 4.2114 | 2.7658 | 1.9336 | 1.4081 | 7.8302 | 7.7453 | 7.6366 | 7.5194 | 7.3412 | 7.1617 | 6.9653 | 6.711 | 6.4306 | 6.2446 | 5.9944 | 5.2476 | 4.6491 | 3.7871 | 7.299 | 7.1868 | 7.0276 | 6.8378 | 6.5822 | 6.3217 | 6.0352 | 5.6844 | 5.3128 | 5.0351 | 4.6955 | 3.4574 | 2.7562 | 2.3032
|  | CASTLE CARY | LW |  |  |  |  | 7.0462 | 6.9442 | 6.7438 | 6.4537 | 6.1413 | 5.7582 | 5.3779 | 4.9919 | 4.5729 | 4.1622 | 3.8228 | 2.6122 | 2.0559 | 1.5899 | 7.834 | 7.7687 | 7.6677 | 7.5307 | 7.3766 | 7.1525 | 6.9433 | 6.7071 | 6.4268 | 6.1586 | 5.9812 | 5.5035 | 5.3101 | 5.1034 | 7.3026 | 7.2048 | 7.0256 | 6.7815 | 6.511 | 6.1685 | 5.8264 | 5.4644 | 5.0608 | 4.6672 | 4.3571 | 3.32 | 2.8424 | 2.4372
|  | CASTLE CARY | ST |  |  |  |  | 7.1008 | 7.0188 | 6.937 | 6.7761 | 6.6129 | 6.4385 | 6.2787 | 6.1356 | 5.9722 | 5.8131 | 5.6063 | 4.4527 | 3.7665 | 3.159 | 7.8806 | 7.8218 | 7.7745 | 7.6741 | 7.5749 | 7.4584 | 7.3622 | 7.2428 | 7.096 | 6.9585 | 6.7676 | 5.7875 | 5.1702 | 4.3117 | 7.3608 | 7.2866 | 7.2128 | 7.0739 | 6.9352 | 6.7805 | 6.6471 | 6.5094 | 6.3469 | 6.1876 | 5.9797 | 4.885 | 4.3101 | 3.8128
|  | CASTLE CARY | FS |  |  |  |  | 7.148 | 7.1006 | 7.0485 | 6.9673 | 6.8647 | 6.7581 | 6.6455 | 6.5142 | 6.3989 | 6.2293 | 6.0432 | 4.9875 | 3.9979 | 3.2172 | 7.8935 | 7.8544 | 7.8049 | 7.7493 | 7.6703 | 7.5882 | 7.489 | 7.3782 | 7.2859 | 7.1334 | 6.9643 | 5.9419 | 4.7905 | 3.1145 | 7.399 | 7.3554 | 7.3046 | 7.2369 | 7.1481 | 7.0575 | 6.9565 | 6.8351 | 6.7361 | 6.5752 | 6.3989 | 5.3865 | 4.5035 | 3.8389
LALEHAM | STAINES | CAUSEWAY | MINIMUM HEADROOM | TQ 02763 71680 | NO | NO | 13.68 | 22.2139 | 22.0152 | 21.7767 | 21.383 | 20.9071 | 20.2126 | 19.5933 | 18.1702 | 16.6634 | 15.0799 | 13.3402 | 9.7037 | 8.0811 | 6.6514 | 21.4846 | 21.3788 | 21.2434 | 20.9603 | 20.3515 | 19.71 | 19.2331 | 18.1769 | 17.1701 | 16.0982 | 14.978 | 10.7851 | 3.8517 | -10.3794 | 23.2734 | 23.1469 | 22.9626 | 22.5654 | 22.054 | 21.4072 | 20.9482 | 19.9017 | 18.6387 | 17.2142 | 15.7132 | 12.433 | 11.0191 | 9.7859
|  | CAUSEWAY | CT |  |  |  |  | 22.3144 | 22.1093 | 21.869 | 21.5489 | 21.0439 | 20.5061 | 19.9322 | 18.9293 | 17.6179 | 16.2571 | 14.6147 | 10.3394 | 8.0811 | 6.6514 | 21.5081 | 21.3788 | 21.2434 | 20.9603 | 20.3515 | 19.71 | 19.2331 | 18.1769 | 17.1701 | 16.0982 | 14.978 | 10.7851 | 6.2632 | -0.85095 | 23.3349 | 23.2063 | 23.0502 | 22.7288 | 22.2407 | 21.7299 | 21.3153 | 20.369 | 19.3475 | 18.1142 | 16.761 | 12.9712 | 11.0191 | 9.7859
|  | CAUSEWAY | LW |  |  |  |  | 22.2139 | 22.0152 | 21.7767 | 21.383 | 20.9071 | 20.2126 | 19.5933 | 18.1702 | 16.6634 | 15.0799 | 13.3402 | 9.7037 | 8.3609 | 7.1754 | 21.4846 | 21.3846 | 21.2826 | 21.1066 | 20.6887 | 20.0455 | 19.6816 | 18.814 | 17.9415 | 16.9748 | 16.067 | 14.1976 | 13.5724 | 12.9169 | 23.2734 | 23.1469 | 22.9626 | 22.5654 | 22.054 | 21.4072 | 20.9482 | 19.9017 | 18.6387 | 17.2142 | 15.7132 | 12.433 | 11.281 | 10.2556
|  | CAUSEWAY | ST |  |  |  |  | 22.4166 | 22.3285 | 22.23 | 22.0224 | 21.728 | 21.3934 | 20.9758 | 20.322 | 19.6541 | 18.8259 | 17.9016 | 14.1169 | 12.8458 | 11.6506 | 21.5551 | 21.4763 | 21.3994 | 21.2537 | 21.0567 | 20.7218 | 20.2607 | 19.5616 | 18.9061 | 18.2792 | 17.474 | 13.4328 | 8.8682 | 1.5777 | 23.3931 | 23.3271 | 23.27 | 23.1231 | 22.911 | 22.6895 | 22.3876 | 21.8539 | 21.3345 | 20.6875 | 19.991 | 16.6541 | 14.9013 | 13.814
|  | CAUSEWAY | FS |  |  |  |  | 22.4595 | 22.4097 | 22.344 | 22.2159 | 22.0144 | 21.7844 | 21.5381 | 21.1797 | 20.8086 | 20.2698 | 19.8091 | 16.6478 | 13.5601 | 10.8896 | 21.5734 | 21.5048 | 21.4315 | 21.3172 | 21.0543 | 20.647 | 20.1944 | 19.5338 | 18.859 | 18.0427 | 17.4278 | 12.1533 | 3.8517 | -10.3794 | 23.4275 | 23.3843 | 23.3437 | 23.2517 | 23.0992 | 22.9294 | 22.7565 | 22.4202 | 22.111 | 21.6722 | 21.3959 | 18.8342 | 15.612 | 13.1366
BRAMLEY (FLEE) | READING TOWN BSP | CAVERSHAM | MINIMUM HEADROOM | SU 71512 75747 | NO | YES | 0.185 | 15.2199 | 14.9655 | 14.2677 | 13.4855 | 13.102 | 12.2543 | 11.3355 | 9.9177 | 8.3598 | 6.8276 | 5.496 | 1.0537 | -1.794 | -3.6944 | 18.2544 | 17.9842 | 17.5645 | 17.125 | 16.926 | 16.4548 | 15.8539 | 15.0298 | 14.1215 | 13.4362 | 12.6012 | 9.0777 | 5.7069 | -3.2218 | 15.8925 | 15.6099 | 14.9932 | 14.2696 | 14.0554 | 13.2456 | 12.3462 | 11.0545 | 9.5833 | 8.1502 | 7.0017 | 3.2633 | 1.2109 | -0.35591
|  | CAVERSHAM | CT |  |  |  |  | 15.2603 | 14.9876 | 14.336 | 13.6713 | 13.2995 | 12.6226 | 11.8201 | 10.5507 | 9.2062 | 8.1068 | 6.8721 | 1.5658 | -1.794 | -3.6944 | 18.2544 | 17.9842 | 17.5645 | 17.125 | 16.926 | 16.4548 | 15.8539 | 15.0298 | 14.1215 | 13.4362 | 12.6012 | 9.0777 | 5.7069 | 0.87731 | 15.9381 | 15.6282 | 15.0319 | 14.4206 | 14.1779 | 13.5522 | 12.7631 | 11.5905 | 10.3225 | 9.3823 | 8.2641 | 3.8703 | 1.2109 | -0.35591
|  | CAVERSHAM | LW |  |  |  |  | 15.2199 | 14.9655 | 14.2677 | 13.4855 | 13.102 | 12.2543 | 11.3355 | 9.9177 | 8.3598 | 6.8276 | 5.496 | 1.0537 | -0.75901 | -2.3712 | 18.269 | 18.0741 | 17.7121 | 17.2719 | 17.1843 | 16.675 | 16.0985 | 15.3209 | 14.41 | 13.5254 | 12.8419 | 10.9164 | 10.227 | 9.4384 | 15.8925 | 15.6099 | 14.9932 | 14.2696 | 14.0554 | 13.2456 | 12.3462 | 11.0545 | 9.5833 | 8.1502 | 7.0017 | 3.2633 | 1.7908 | 0.3837
|  | CAVERSHAM | ST |  |  |  |  | 15.4758 | 15.3778 | 15.2687 | 15.1688 | 15.0216 | 14.8443 | 14.6306 | 14.7114 | 14.4391 | 14.0602 | 13.6215 | 10.3373 | 7.7457 | 4.9977 | 18.3929 | 18.2637 | 18.1008 | 17.9335 | 17.717 | 17.466 | 17.1714 | 17.1279 | 16.7584 | 16.3076 | 15.8054 | 12.4703 | 9.182 | 4.2488 | 16.1571 | 16.0526 | 15.9163 | 15.7892 | 15.6081 | 15.3864 | 15.1177 | 15.2275 | 14.8933 | 14.4704 | 14.0043 | 10.8822 | 8.7175 | 6.6155
|  | CAVERSHAM | FS |  |  |  |  | 15.4611 | 15.367 | 15.1978 | 15.0072 | 14.8559 | 14.6533 | 14.432 | 14.0812 | 13.9909 | 13.5928 | 13.1733 | 10.3969 | 7.5372 | 4.3689 | 18.3837 | 18.2511 | 18.0646 | 17.8463 | 17.6476 | 17.3924 | 17.0811 | 16.671 | 16.4619 | 15.9681 | 15.4325 | 11.7425 | 6.2361 | -3.2218 | 16.155 | 16.0631 | 15.8991 | 15.7086 | 15.5674 | 15.3617 | 15.1318 | 14.7961 | 14.7872 | 14.3916 | 13.9695 | 11.2963 | 8.9012 | 6.3152
MANNINGTON GSP | BOURNEMOUTH | CENTRAL | MINIMUM HEADROOM | SZ 10293 91931 | NO | YES | 4.216 | 0.33484 | -0.16861 | -1.0117 | -2.1408 | -3.3097 | -4.8434 | -6.5663 | -8.3357 | -10.7104 | -13.122 | -15.3562 | -23.9099 | -27.5797 | -30.4619 | 7.2553 | 6.7594 | 6.1181 | 5.4483 | 4.4947 | 3.4695 | 2.4291 | 0.76398 | -1.1149 | -2.5812 | -4.4077 | -12.8475 | -22.6433 | -46.3911 | 2.0915 | 1.6101 | 0.85328 | -0.029208 | -1.0344 | -2.4141 | -3.9842 | -5.4676 | -7.609 | -9.7751 | -11.7513 | -19.5295 | -22.6902 | -25.2585
|  | CENTRAL | CT |  |  |  |  | 0.33484 | -0.16861 | -0.98244 | -1.8389 | -2.9997 | -4.2052 | -5.4442 | -7.6911 | -10.1567 | -12.1279 | -14.4584 | -23.9099 | -27.5797 | -30.4619 | 7.2553 | 6.7594 | 6.1181 | 5.4483 | 4.4947 | 3.4695 | 2.4291 | 0.76398 | -1.1149 | -2.5812 | -4.4077 | -12.8475 | -20.1106 | -31.9098 | 2.0915 | 1.6101 | 0.85328 | 0.087623 | -0.9898 | -2.1102 | -3.2224 | -5.2683 | -7.5373 | -9.2771 | -11.3885 | -19.5295 | -22.6902 | -25.2585
|  | CENTRAL | LW |  |  |  |  | 0.40671 | -0.014391 | -1.0117 | -2.1408 | -3.3097 | -4.8434 | -6.5663 | -8.3357 | -10.7104 | -13.122 | -15.3562 | -22.8692 | -24.3201 | -26.9911 | 7.4585 | 7.1703 | 6.6827 | 6.0856 | 5.4543 | 4.5224 | 3.4418 | 2.5378 | 1.0933 | -0.35885 | -1.6731 | -5.7222 | -6.4764 | -8.2455 | 2.1775 | 1.7865 | 0.93733 | -0.029208 | -1.0344 | -2.4141 | -3.9842 | -5.4676 | -7.609 | -9.7751 | -11.7513 | -18.3763 | -19.5764 | -22.0013
|  | CENTRAL | ST |  |  |  |  | 0.67404 | 0.42119 | 0.24014 | 0.0045778 | -0.31916 | -0.71254 | -1.1366 | -1.73 | -2.5054 | -3.4872 | -4.1416 | -8.9447 | -11.4041 | -14.1607 | 7.5339 | 7.2437 | 6.9559 | 6.6077 | 6.1669 | 5.6341 | 5.0529 | 4.3299 | 3.4284 | 2.3314 | 1.451 | -5.6814 | -12.8971 | -24.2507 | 2.4313 | 2.1994 | 2.0271 | 1.814 | 1.5159 | 1.1497 | 0.75266 | 0.19596 | -0.54042 | -1.4816 | -2.0963 | -6.7206 | -8.897 | -11.0491
|  | CENTRAL | FS |  |  |  |  | 0.8345 | 0.67409 | 0.4775 | 0.20867 | -0.055412 | -0.3994 | -0.78369 | -1.3488 | -1.9753 | -2.7773 | -3.6403 | -10.151 | -16.5301 | -21.5683 | 7.5821 | 7.3063 | 7.0024 | 6.6059 | 6.1869 | 5.6416 | 4.9681 | 4.1146 | 3.1592 | 2.0227 | 0.76713 | -8.3714 | -22.6433 | -46.3911 | 2.5727 | 2.4238 | 2.2474 | 2.007 | 1.7739 | 1.4628 | 1.1105 | 0.60655 | 0.051247 | -0.69182 | -1.4991 | -7.3155 | -12.8638 | -17.1841
NURSLING GSP | SOUTHAMPTON (2 X 60) | CENTRAL BRIDGE | MINIMUM HEADROOM | SU 42591 11255 | NO | YES | 4.857 | 17.3954 | 16.7685 | 16.2645 | 15.7508 | 15.2897 | 14.6641 | 13.9813 | 13.2435 | 12.4651 | 11.7404 | 11.0411 | 8.8765 | 8.123 | 7.0605 | 24.4394 | 23.97 | 23.5052 | 23.0027 | 22.5161 | 21.9866 | 21.3442 | 20.5898 | 19.7427 | 19.0489 | 18.236 | 13.2641 | 2.4346 | -17.3183 | 21.1911 | 20.6664 | 20.1508 | 19.6253 | 19.2127 | 18.6358 | 18.0038 | 17.3357 | 16.6171 | 15.9332 | 15.2785 | 13.2733 | 12.5879 | 11.4277
|  | CENTRAL BRIDGE | CT |  |  |  |  | 17.5176 | 16.9768 | 16.5679 | 16.1333 | 15.6481 | 15.1146 | 14.4443 | 13.629 | 12.7243 | 12.121 | 11.4103 | 8.9746 | 8.123 | 7.1861 | 24.4394 | 23.97 | 23.5052 | 23.0027 | 22.5161 | 21.9866 | 21.3442 | 20.5898 | 19.7427 | 19.0489 | 18.236 | 13.6045 | 7.8637 | -2.1763 | 21.2791 | 20.8186 | 20.4131 | 19.9683 | 19.5144 | 19.023 | 18.3976 | 17.6434 | 16.8009 | 16.2426 | 15.5704 | 13.3486 | 12.5959 | 11.6909
|  | CENTRAL BRIDGE | LW |  |  |  |  | 17.3954 | 16.7685 | 16.2645 | 15.7508 | 15.2897 | 14.6641 | 13.9813 | 13.2435 | 12.4651 | 11.7404 | 11.0411 | 8.8765 | 8.1867 | 7.0605 | 24.4398 | 24.0473 | 23.6061 | 23.1851 | 22.909 | 22.5212 | 22.0901 | 21.6459 | 21.1735 | 20.7185 | 20.282 | 18.908 | 18.3211 | 17.3414 | 21.1911 | 20.6664 | 20.1508 | 19.6253 | 19.2127 | 18.6358 | 18.0038 | 17.3357 | 16.6171 | 15.9332 | 15.2785 | 13.2733 | 12.5879 | 11.4277
|  | CENTRAL BRIDGE | ST |  |  |  |  | 17.621 | 17.1733 | 16.9383 | 16.7188 | 16.5198 | 16.3279 | 16.0914 | 15.7774 | 15.4069 | 15.0785 | 14.7066 | 12.9617 | 12.1164 | 11.6154 | 24.4969 | 24.0903 | 23.6853 | 23.2771 | 22.9319 | 22.5841 | 22.1815 | 21.6904 | 21.1364 | 20.5722 | 19.9402 | 15.4141 | 9.6708 | -0.13047 | 21.3781 | 21.0095 | 20.7364 | 20.4743 | 20.2721 | 20.0945 | 19.867 | 19.5666 | 19.2158 | 18.9022 | 18.5442 | 16.7697 | 15.7314 | 15.2059
|  | CENTRAL BRIDGE | FS |  |  |  |  | 17.8383 | 17.5373 | 17.3501 | 17.1673 | 16.9924 | 16.7824 | 16.5541 | 16.2562 | 15.9542 | 15.6413 | 15.3266 | 13.3328 | 11.6236 | 10.2508 | 24.5711 | 24.235 | 23.869 | 23.4793 | 23.1173 | 22.6941 | 22.1634 | 21.4857 | 20.7362 | 19.9551 | 19.1401 | 13.2641 | 2.4346 | -17.3183 | 21.5452 | 21.2925 | 21.0868 | 20.8853 | 20.7213 | 20.5303 | 20.3258 | 20.0548 | 19.764 | 19.4601 | 19.163 | 17.3201 | 15.7423 | 14.462
CHICKERELL GSP | CHICKERELL BSP | CERNE ABBAS | MINIMUM HEADROOM | ST 66140 01039 | YES | YES | 0 | 1.7342 | 2.3258 | 2.2833 | 2.2233 | 2.1765 | 2.1006 | 2.0114 | 1.9548 | 1.8839 | 1.805 | 1.7464 | 1.5269 | 1.3259 | 1.1127 | 2.1922 | 2.9176 | 2.8827 | 2.8333 | 2.803 | 2.7415 | 2.6656 | 2.6263 | 2.5735 | 2.5108 | 2.4698 | 2.3067 | 2.1224 | 1.9199 | 1.1927 | 2.3329 | 2.2874 | 2.2287 | 2.1836 | 2.108 | 2.0175 | 1.9622 | 1.8949 | 1.818 | 1.7612 | 1.5372 | 1.3161 | 1.0799
|  | CERNE ABBAS | CT |  |  |  |  | 1.7342 | 2.3258 | 2.3027 | 2.2694 | 2.2324 | 2.1878 | 2.1253 | 2.0769 | 2.004 | 1.9475 | 1.8767 | 1.6561 | 1.5113 | 1.3639 | 2.1941 | 2.9206 | 2.9056 | 2.8777 | 2.8519 | 2.818 | 2.7647 | 2.73 | 2.6669 | 2.6201 | 2.558 | 2.377 | 2.2009 | 1.9609 | 1.1927 | 2.3329 | 2.3122 | 2.2822 | 2.248 | 2.2059 | 2.1448 | 2.0986 | 2.0259 | 1.9697 | 1.8989 | 1.6795 | 1.5295 | 1.3733
|  | CERNE ABBAS | LW |  |  |  |  | 1.7375 | 2.3289 | 2.2833 | 2.2233 | 2.1765 | 2.1006 | 2.0114 | 1.9548 | 1.8839 | 1.805 | 1.7464 | 1.5269 | 1.3259 | 1.1127 | 2.1922 | 2.9176 | 2.8827 | 2.8333 | 2.803 | 2.7415 | 2.6656 | 2.6263 | 2.5735 | 2.5108 | 2.4698 | 2.3067 | 2.1224 | 1.9199 | 1.1952 | 2.3339 | 2.2874 | 2.2287 | 2.1836 | 2.108 | 2.0175 | 1.9622 | 1.8949 | 1.818 | 1.7612 | 1.5372 | 1.3161 | 1.0799
|  | CERNE ABBAS | ST |  |  |  |  | 1.7462 | 2.3454 | 2.3024 | 2.2615 | 2.2248 | 2.1966 | 2.1546 | 2.1152 | 2.0614 | 2.0024 | 1.9674 | 1.7289 | 1.5929 | 1.4731 | 2.2054 | 2.9404 | 2.9028 | 2.8651 | 2.8324 | 2.817 | 2.7868 | 2.7551 | 2.7086 | 2.6569 | 2.6335 | 2.388 | 2.1891 | 1.9458 | 1.2038 | 2.3511 | 2.3058 | 2.2644 | 2.2284 | 2.2031 | 2.1653 | 2.1264 | 2.0732 | 2.0151 | 1.9827 | 1.7365 | 1.5847 | 1.4468
|  | CERNE ABBAS | FS |  |  |  |  | 1.7598 | 2.3669 | 2.3568 | 2.3485 | 2.3374 | 2.3219 | 2.3116 | 2.2766 | 2.2367 | 2.2016 | 2.1633 | 1.9916 | 1.8398 | 1.7262 | 2.2098 | 2.9485 | 2.9337 | 2.9228 | 2.9065 | 2.8881 | 2.8778 | 2.8469 | 2.8106 | 2.7785 | 2.7449 | 2.5732 | 2.3725 | 2.0504 | 1.2155 | 2.3699 | 2.3596 | 2.3513 | 2.3401 | 2.3275 | 2.3174 | 2.2833 | 2.2442 | 2.2098 | 2.1741 | 2.0143 | 1.8767 | 1.7602
IVER 132KV | CHALVEY BSP | CHALVEY | MINIMUM HEADROOM | SU 96669 79364 | NO | YES | 13.217 | 25.6875 | 24.2297 | 22.2975 | 19.9561 | 17.8799 | 14.7355 | 11.0763 | 6.9955 | 2.9532 | -0.84768 | -4.1819 | -14.815 | -20.7139 | -24.4307 | 33.2116 | 32.2595 | 31.3803 | 30.2139 | 28.8788 | 26.7225 | 23.9731 | 20.9756 | 18.0279 | 15.8224 | 13.3422 | 4.0176 | -2.7104 | -19.3355 | 27.6146 | 26.3652 | 24.9791 | 23.1146 | 21.397 | 18.3435 | 14.7658 | 10.8896 | 7.0044 | 3.3713 | 0.2126 | -9.576 | -14.7176 | -18.0289
|  | CHALVEY | CT |  |  |  |  | 25.7905 | 24.4066 | 22.8069 | 20.868 | 18.8115 | 16.0553 | 12.5616 | 8.3514 | 4.2899 | 1.2077 | -2.1845 | -14.6567 | -20.7139 | -24.4307 | 33.2116 | 32.2595 | 31.3803 | 30.2139 | 28.8788 | 26.7225 | 23.9731 | 20.9756 | 18.0279 | 15.8224 | 13.3422 | 4.0176 | -2.7104 | -12.0479 | 27.6599 | 26.4172 | 25.2402 | 23.6541 | 21.8984 | 19.3158 | 15.9075 | 11.896 | 8.0069 | 5.0815 | 1.8549 | -9.576 | -14.7176 | -18.0289
|  | CHALVEY | LW |  |  |  |  | 25.6875 | 24.2297 | 22.2975 | 19.9561 | 17.8799 | 14.7355 | 11.0763 | 6.9955 | 2.9532 | -0.84768 | -4.1819 | -14.815 | -18.2035 | -21.1694 | 33.2616 | 32.4307 | 31.5178 | 30.3153 | 29.2388 | 27.0127 | 24.3655 | 21.7127 | 19.0353 | 16.5594 | 14.4773 | 8.3202 | 6.4317 | 4.518 | 27.6146 | 26.3652 | 24.9791 | 23.1146 | 21.397 | 18.3435 | 14.7658 | 10.8896 | 7.0044 | 3.3713 | 0.2126 | -9.5631 | -12.5974 | -15.4224
|  | CHALVEY | ST |  |  |  |  | 26.2617 | 25.3295 | 24.4983 | 23.5823 | 22.7862 | 21.7658 | 20.1573 | 18.5152 | 16.9363 | 15.2728 | 13.5795 | 1.2271 | -3.7003 | -7.4346 | 33.5021 | 32.8793 | 32.2889 | 31.6044 | 30.9422 | 29.8278 | 28.2043 | 26.5779 | 24.9813 | 23.3034 | 21.5872 | 12.4238 | 5.196 | -4.437 | 28.1303 | 27.3359 | 26.6553 | 25.8595 | 25.1386 | 24.1541 | 22.5024 | 20.8422 | 19.2348 | 17.5476 | 15.8429 | 4.4745 | -1.4283 | -4.8314
|  | CHALVEY | FS |  |  |  |  | 26.6435 | 26.0086 | 25.2825 | 24.4731 | 23.7327 | 22.4219 | 21.3184 | 19.7489 | 18.2871 | 16.7282 | 15.1496 | 5.5491 | -2.6673 | -9.9076 | 33.7226 | 33.2223 | 32.6885 | 32.0644 | 31.4358 | 30.0918 | 28.8087 | 27.1716 | 25.6108 | 23.9977 | 22.349 | 12.1867 | -0.41041 | -19.3355 | 28.4382 | 27.878 | 27.2974 | 26.6123 | 25.9744 | 24.6453 | 23.6068 | 22.0793 | 20.6631 | 19.1689 | 17.6737 | 8.8714 | 1.0614 | -6.795
NURSLING GSP | VELMORE BSP | CHANDLERS FORD | MINIMUM HEADROOM | SU 43494 21552 | NO | YES | 1.545 | 12.4889 | 12.0306 | 11.1278 | 10.4035 | 9.4055 | 7.9669 | 6.1886 | 3.9195 | 1.4369 | -0.99095 | -3.0962 | -9.469 | -13.1055 | -15.5373 | 15.3302 | 14.9077 | 14.2906 | 13.9069 | 13.1111 | 12.2797 | 11.1131 | 9.6718 | 8.1183 | 6.95 | 5.5101 | 0.033828 | -5.1552 | -18.6611 | 12.9563 | 12.5148 | 11.6982 | 11.0485 | 10.1354 | 8.7958 | 7.1566 | 5.0796 | 2.7757 | 0.52803 | -1.4007 | -6.9818 | -9.8081 | -11.8004
|  | CHANDLERS FORD | CT |  |  |  |  | 12.602 | 12.0936 | 11.184 | 10.5741 | 9.4487 | 8.275 | 6.6365 | 4.4833 | 2.2521 | 0.52846 | -1.5104 | -8.9905 | -13.1055 | -15.5373 | 15.3509 | 14.9077 | 14.2906 | 13.9069 | 13.1111 | 12.2797 | 11.1131 | 9.6718 | 8.1183 | 6.95 | 5.5101 | 0.033828 | -4.6721 | -11.3003 | 13.0701 | 12.5785 | 11.7479 | 11.2057 | 10.162 | 9.0752 | 7.5579 | 5.5743 | 3.4946 | 1.917 | 0.031225 | -6.4789 | -9.8081 | -11.8004
|  | CHANDLERS FORD | LW |  |  |  |  | 12.4889 | 12.0306 | 11.1278 | 10.4035 | 9.4055 | 7.9669 | 6.1886 | 3.9195 | 1.4369 | -0.99095 | -3.0962 | -9.469 | -12.1177 | -14.5063 | 15.3302 | 15.0052 | 14.497 | 14.1389 | 13.5752 | 12.6753 | 11.5679 | 10.2533 | 8.7405 | 7.2747 | 6.0651 | 2.8699 | 1.8047 | 0.69356 | 12.9563 | 12.5148 | 11.6982 | 11.0485 | 10.1354 | 8.7958 | 7.1566 | 5.0796 | 2.7757 | 0.52803 | -1.4007 | -6.9818 | -9.114 | -11.1117
|  | CHANDLERS FORD | ST |  |  |  |  | 12.9183 | 12.6863 | 12.4039 | 12.0803 | 11.6296 | 11.0615 | 10.661 | 9.8714 | 8.9333 | 7.4172 | 5.295 | -5.3564 | -8.9366 | -9.9383 | 15.5561 | 15.3076 | 15.0053 | 14.6619 | 14.2109 | 13.6656 | 13.2682 | 12.5461 | 11.6721 | 10.5816 | 9.3675 | 1.7738 | -3.1025 | -10.0435 | 13.3711 | 13.1429 | 12.8638 | 12.5537 | 12.12 | 11.5735 | 11.2535 | 10.5194 | 9.6245 | 8.3576 | 6.3096 | -3.966 | -7.391 | -8.3166
|  | CHANDLERS FORD | FS |  |  |  |  | 12.9545 | 12.7679 | 12.5022 | 12.2236 | 11.8697 | 11.4541 | 10.9218 | 10.2597 | 9.9206 | 9.1027 | 8.2241 | 2.4072 | -2.9731 | -7.4145 | 15.5777 | 15.349 | 15.0644 | 14.7544 | 14.3723 | 13.9292 | 13.3578 | 12.6669 | 12.1916 | 11.3149 | 10.3597 | 3.784 | -5.1552 | -18.6611 | 13.4109 | 13.2305 | 12.9835 | 12.7317 | 12.4037 | 12.017 | 11.532 | 10.927 | 10.6324 | 9.8613 | 9.0301 | 3.5796 | -1.6004 | -5.3195
NURSLING GSP | SOUTHAMPTON (2 X 60) | CHAPEL | MINIMUM HEADROOM | SU 42849 11983 | NO | YES | 2.872 | -0.59271 | -0.70425 | -0.8752 | -1.0854 | -1.304 | -1.6372 | -2.0167 | -2.4483 | -2.9475 | -3.4535 | -3.9395 | -5.4795 | -6.0516 | -6.6982 | 1.3485 | 1.1431 | 0.94363 | 0.71376 | 0.41158 | 0.070992 | -0.36029 | -0.88143 | -1.4969 | -2.0412 | -2.6836 | -7.4882 | -18.0801 | -38.3932 | 0.095548 | -0.017356 | -0.21652 | -0.45238 | -0.69258 | -1.0464 | -1.4488 | -1.9031 | -2.4178 | -2.9427 | -3.4484 | -5.1263 | -6.0062 | -6.533
|  | CHAPEL | CT |  |  |  |  | -0.50733 | -0.64216 | -0.76224 | -0.90302 | -1.1186 | -1.3547 | -1.6848 | -2.1353 | -2.6713 | -3.0853 | -3.5786 | -5.2584 | -5.9948 | -6.5693 | 1.3485 | 1.1431 | 0.94363 | 0.71376 | 0.41158 | 0.070992 | -0.36029 | -0.88143 | -1.4969 | -2.0412 | -2.6836 | -6.6075 | -12.1621 | -22.154 | 0.16946 | 0.033194 | -0.10228 | -0.25872 | -0.48701 | -0.73695 | -1.0819 | -1.5544 | -2.1151 | -2.5532 | -3.0716 | -4.8883 | -5.6117 | -6.1696
|  | CHAPEL | LW |  |  |  |  | -0.59271 | -0.70425 | -0.8752 | -1.0854 | -1.304 | -1.6372 | -2.0167 | -2.4483 | -2.9475 | -3.4535 | -3.9395 | -5.4795 | -6.0516 | -6.6982 | 1.3577 | 1.2682 | 1.1255 | 0.95442 | 0.78657 | 0.52651 | 0.2253 | -0.089912 | -0.44904 | -0.82035 | -1.1747 | -2.3329 | -2.85 | -3.454 | 0.095548 | -0.017356 | -0.21652 | -0.45238 | -0.69258 | -1.0464 | -1.4488 | -1.9031 | -2.4178 | -2.9427 | -3.4484 | -5.1263 | -5.7305 | -6.41
|  | CHAPEL | ST |  |  |  |  | -0.46179 | -0.54115 | -0.58066 | -0.62917 | -0.69581 | -0.78768 | -0.89478 | -1.0759 | -1.314 | -1.6188 | -1.9527 | -4.3011 | -5.6701 | -6.1707 | 1.3913 | 1.2319 | 1.0544 | 0.86432 | 0.64995 | 0.39995 | 0.12648 | -0.22162 | -0.63281 | -1.1195 | -1.6535 | -5.7124 | -11.4403 | -21.25 | 0.22557 | 0.14789 | 0.08982 | 0.027926 | -0.046955 | -0.14256 | -0.25055 | -0.43083 | -0.66295 | -0.95659 | -1.2724 | -4.6408 | -6.0062 | -6.533
|  | CHAPEL | FS |  |  |  |  | -0.37369 | -0.42003 | -0.44139 | -0.47497 | -0.53586 | -0.61359 | -0.71734 | -0.84172 | -0.99517 | -1.1877 | -1.3788 | -2.8106 | -4.1995 | -5.2727 | 1.4296 | 1.2698 | 1.1054 | 0.91335 | 0.68097 | 0.39816 | 0.0258 | -0.42414 | -0.94086 | -1.5078 | -2.1255 | -7.4882 | -18.0801 | -38.3932 | 0.31003 | 0.26527 | 0.23559 | 0.19522 | 0.12958 | 0.048217 | -0.059362 | -0.18836 | -0.34698 | -0.54245 | -0.73142 | -2.1624 | -4.0346 | -5.516
COWLEY GSP | YARNTON BSP | CHARLBURY | MINIMUM HEADROOM | SP 36034 18376 | NO | NO | 0.506 | 8.3226 | 8.1786 | 7.9248 | 7.6131 | 7.3158 | 6.9791 | 6.5775 | 6.0126 | 5.7344 | 5.1722 | 4.6798 | 2.9683 | 1.7944 | 0.86557 | 9.1522 | 9.0305 | 8.9054 | 8.7453 | 8.5833 | 8.3835 | 8.1049 | 7.7614 | 7.7828 | 7.4658 | 7.2362 | 6.169 | 5.0944 | 3.1154 | 8.405 | 8.2617 | 8.0493 | 7.7663 | 7.5034 | 7.1872 | 6.7908 | 6.2639 | 6.0773 | 5.5634 | 5.1188 | 3.606 | 2.6079 | 1.8064
|  | CHARLBURY | CT |  |  |  |  | 8.3293 | 8.1786 | 7.9531 | 7.701 | 7.4492 | 7.1684 | 6.8241 | 6.3032 | 6.0902 | 5.6884 | 5.2331 | 3.2385 | 1.7944 | 0.86557 | 9.159 | 9.0305 | 8.9054 | 8.746 | 8.5854 | 8.3928 | 8.1235 | 7.7699 | 7.799 | 7.577 | 7.2951 | 6.169 | 5.0944 | 3.712 | 8.4191 | 8.2633 | 8.0718 | 7.8435 | 7.6138 | 7.3505 | 7.0054 | 6.5122 | 6.401 | 6.0382 | 5.6225 | 3.8569 | 2.6079 | 1.8064
|  | CHARLBURY | LW |  |  |  |  | 8.3226 | 8.1835 | 7.9248 | 7.6131 | 7.3158 | 6.9791 | 6.5775 | 6.0126 | 5.7344 | 5.1722 | 4.6798 | 2.9683 | 1.9925 | 1.1705 | 9.1522 | 9.0452 | 8.9271 | 8.7453 | 8.5833 | 8.3835 | 8.1049 | 7.7614 | 7.7828 | 7.4658 | 7.2362 | 6.5243 | 6.152 | 5.7805 | 8.405 | 8.2617 | 8.0493 | 7.7663 | 7.5034 | 7.1872 | 6.7908 | 6.2639 | 6.0773 | 5.5634 | 5.1188 | 3.606 | 2.7714 | 2.0617
|  | CHARLBURY | ST |  |  |  |  | 8.3876 | 8.3115 | 8.2131 | 8.0984 | 8.0063 | 7.8788 | 7.7374 | 7.6187 | 7.4384 | 7.224 | 6.992 | 5.9274 | 4.7291 | 3.6572 | 9.2016 | 9.1472 | 9.0739 | 8.9781 | 8.9104 | 8.7988 | 8.669 | 8.5584 | 8.3749 | 8.1494 | 7.901 | 7.1176 | 6.1396 | 4.7776 | 8.4791 | 8.4105 | 8.3183 | 8.2043 | 8.124 | 7.9958 | 7.8496 | 7.7277 | 7.53 | 7.2895 | 7.0274 | 6.1022 | 5.172 | 4.2652
|  | CHARLBURY | FS |  |  |  |  | 8.4265 | 8.3751 | 8.3034 | 8.2281 | 8.1484 | 8.0862 | 7.9946 | 7.8388 | 7.6633 | 7.5001 | 7.2932 | 6.361 | 5.1703 | 3.969 | 9.215 | 9.1705 | 9.1044 | 9.0338 | 8.9548 | 8.8965 | 8.7935 | 8.6558 | 8.4906 | 8.3364 | 8.1283 | 7.1585 | 5.5867 | 3.1154 | 8.5107 | 8.4639 | 8.3939 | 8.3204 | 8.2412 | 8.1881 | 8.0943 | 7.949 | 7.7791 | 7.6222 | 7.4125 | 6.5716 | 5.5745 | 4.5262
CHICKERELL GSP | CHICKERELL BSP | CHARMINSTER | MINIMUM HEADROOM | SY 67309 93186 | NO | YES | 3.135 | 2.2032 | 1.823 | 1.1507 | 0.3987 | -0.15585 | -0.82833 | -1.1338 | -1.8023 | -2.8045 | -4.0679 | -5.2534 | -10.117 | -13.8684 | -15.012 | 4.1698 | 3.9568 | 3.5991 | 3.2019 | 2.8817 | 2.4393 | 2.3264 | 1.9313 | 1.369 | 0.70263 | 0.1227 | -2.2872 | -4.4955 | -6.1063 | 2.799 | 2.4828 | 1.9084 | 1.2693 | 0.77498 | 0.16204 | -0.10255 | -0.71289 | -1.6071 | -2.7041 | -3.7066 | -7.7779 | -10.7838 | -11.803
|  | CHARMINSTER | CT |  |  |  |  | 2.2572 | 1.9092 | 1.3738 | 0.7883 | 0.29211 | -0.23195 | -0.46959 | -1.1039 | -2.0855 | -3.2191 | -4.4001 | -9.8065 | -13.8684 | -15.012 | 4.1975 | 3.9865 | 3.6785 | 3.3572 | 3.0259 | 2.6719 | 2.5746 | 2.1707 | 1.5936 | 1.0206 | 0.38004 | -2.2872 | -4.4955 | -6.1063 | 2.8415 | 2.5484 | 2.0932 | 1.6017 | 1.1573 | 0.67412 | 0.49065 | -0.08617 | -0.95732 | -1.908 | -2.9199 | -7.4693 | -10.7838 | -11.803
|  | CHARMINSTER | LW |  |  |  |  | 2.2032 | 1.823 | 1.1507 | 0.3987 | -0.15585 | -0.82833 | -1.1338 | -1.8023 | -2.8045 | -4.0679 | -5.2534 | -10.117 | -13.4078 | -14.5432 | 4.1698 | 3.9568 | 3.5991 | 3.2019 | 2.8817 | 2.4393 | 2.3264 | 1.9313 | 1.369 | 0.70263 | 0.1227 | -2.0612 | -3.5262 | -4.2058 | 2.799 | 2.4828 | 1.9084 | 1.2693 | 0.77498 | 0.16204 | -0.10255 | -0.71289 | -1.6071 | -2.7041 | -3.7066 | -7.7779 | -10.5019 | -11.546
|  | CHARMINSTER | ST |  |  |  |  | 2.3393 | 2.0463 | 1.6613 | 1.2544 | 0.96171 | 0.68501 | 0.39127 | 0.09807 | -0.42593 | -0.82329 | -1.4944 | -5.0382 | -7.8291 | -9.1033 | 4.2587 | 4.0899 | 3.85 | 3.611 | 3.4047 | 3.214 | 2.9852 | 2.7394 | 2.3581 | 2.1917 | 1.74 | -0.69965 | -2.6882 | -4.3742 | 2.9194 | 2.6791 | 2.3552 | 2.0214 | 1.7642 | 1.5259 | 1.2517 | 0.95323 | 0.46527 | 0.22398 | -0.36476 | -3.4256 | -5.6583 | -6.7508
|  | CHARMINSTER | FS |  |  |  |  | 2.4972 | 2.3111 | 2.0703 | 1.8027 | 1.6078 | 1.3961 | 1.2346 | 0.94876 | 0.53426 | -0.018538 | -0.57663 | -3.7759 | -7.0752 | -8.7928 | 4.3118 | 4.1927 | 4.0301 | 3.8563 | 3.6992 | 3.5215 | 3.3675 | 3.1373 | 2.8229 | 2.4181 | 2.0019 | -0.20164 | -2.9544 | -5.9102 | 3.045 | 2.8971 | 2.7041 | 2.4938 | 2.3232 | 2.1214 | 1.9651 | 1.7015 | 1.3307 | 0.84079 | 0.34235 | -2.2354 | -4.8844 | -6.3906
LOVEDEAN GSP | CHICHESTER & HUNSTON | CHICHESTER | MINIMUM HEADROOM | SU 92198 07420 | NO | YES | 8.563 | -9.215 | -9.9581 | -10.9995 | -12.1687 | -12.8646 | -14.1837 | -15.639 | -17.4827 | -19.5003 | -21.489 | -22.9024 | -27.9359 | -31.7453 | -34.5766 | -10.0901 | -10.5366 | -11.1157 | -11.7639 | -11.9989 | -12.6315 | -13.4373 | -14.4103 | -15.5555 | -16.5495 | -17.3761 | -21.0488 | -24.1609 | -29.965 | -8.6893 | -9.3374 | -10.2584 | -11.3003 | -11.7716 | -12.8841 | -14.1262 | -15.651 | -17.3567 | -19.0273 | -20.1782 | -24.3101 | -27.4534 | -29.7601
|  | CHICHESTER | CT |  |  |  |  | -9.1339 | -9.8471 | -10.8074 | -11.8164 | -12.4629 | -13.5599 | -14.8817 | -16.6875 | -18.6375 | -20.2707 | -21.7079 | -27.6453 | -31.7453 | -34.5766 | -10.0705 | -10.5366 | -11.1157 | -11.7356 | -11.9989 | -12.6141 | -13.4054 | -14.4103 | -15.5555 | -16.4592 | -17.3761 | -21.0488 | -24.1609 | -28.0029 | -8.6187 | -9.2456 | -10.0988 | -10.9974 | -11.4938 | -12.4024 | -13.5351 | -15.0375 | -16.677 | -17.9764 | -19.1973 | -24.0594 | -27.4534 | -29.7601
|  | CHICHESTER | LW |  |  |  |  | -9.215 | -9.9581 | -10.9995 | -12.1687 | -12.8646 | -14.1837 | -15.639 | -17.4827 | -19.5003 | -21.489 | -22.9024 | -27.9359 | -30.8706 | -33.4654 | -10.0901 | -10.5272 | -11.0926 | -11.7639 | -11.9244 | -12.6315 | -13.4373 | -14.3677 | -15.4718 | -16.5495 | -17.2962 | -19.7074 | -20.9848 | -22.1846 | -8.6893 | -9.3374 | -10.2584 | -11.3003 | -11.7716 | -12.8841 | -14.1262 | -15.651 | -17.3567 | -19.0273 | -20.1782 | -24.3101 | -26.7838 | -28.9262
|  | CHICHESTER | ST |  |  |  |  | -8.9291 | -9.4339 | -9.9498 | -10.4604 | -10.9735 | -11.538 | -11.7153 | -12.3394 | -13.1175 | -14.0146 | -14.737 | -19.7293 | -23.4346 | -26.6628 | -9.9376 | -10.2554 | -10.6002 | -10.9481 | -11.3244 | -11.7387 | -11.8627 | -12.3308 | -12.907 | -13.5858 | -14.2202 | -18.1781 | -21.3848 | -25.447 | -8.4285 | -8.8666 | -9.3226 | -9.771 | -10.2351 | -10.7463 | -10.8967 | -11.4667 | -12.1659 | -12.9795 | -13.6767 | -18.1247 | -21.0901 | -23.5788
|  | CHICHESTER | FS |  |  |  |  | -8.7314 | -9.122 | -9.5393 | -9.9546 | -10.359 | -10.8129 | -11.2886 | -11.9019 | -12.0834 | -12.825 | -13.4872 | -17.7526 | -21.9371 | -26.0536 | -9.8184 | -10.0819 | -10.3739 | -10.67 | -10.9866 | -11.3477 | -11.7435 | -12.231 | -12.4121 | -12.9897 | -13.556 | -17.4718 | -22.5595 | -29.965 | -8.2479 | -8.584 | -8.9493 | -9.3091 | -9.6709 | -10.079 | -10.506 | -11.0553 | -11.2105 | -11.8504 | -12.4391 | -16.2012 | -19.6023 | -22.8371
CHICKERELL GSP | CHICKERELL BSP | CHICKERELL | MINIMUM HEADROOM | SY 65479 80511 | NO | YES | 2.875 | 27.5368 | 27.2936 | 26.6526 | 25.9116 | 25.2103 | 24.3085 | 23.2479 | 22.4299 | 21.479 | 20.4482 | 19.6071 | 16.3746 | 13.6314 | 10.9531 | 26.7953 | 26.5502 | 26.0532 | 25.4724 | 25.0208 | 24.3282 | 23.469 | 23.2089 | 22.7064 | 22.1062 | 21.6471 | 19.4034 | 16.7601 | 13.9866 | 27.8871 | 27.6256 | 26.9855 | 26.2628 | 25.6111 | 24.7429 | 23.6952 | 22.9604 | 22.1232 | 21.1833 | 20.4041 | 17.1307 | 14.0373 | 10.9577
|  | CHICKERELL | CT |  |  |  |  | 27.6031 | 27.4088 | 27.0508 | 26.5782 | 26.0354 | 25.4261 | 24.6717 | 23.9486 | 22.8637 | 21.8727 | 20.9525 | 17.3429 | 14.9666 | 12.9914 | 26.8313 | 26.6417 | 26.4451 | 26.1415 | 25.8181 | 25.4247 | 24.8696 | 24.6684 | 23.9455 | 23.3384 | 22.6988 | 20.2316 | 18.0719 | 15.4775 | 27.9475 | 27.7473 | 27.4398 | 27.0227 | 26.5462 | 26.0043 | 25.3074 | 24.68 | 23.6638 | 22.7462 | 21.8635 | 18.3551 | 15.9166 | 13.7891
|  | CHICKERELL | LW |  |  |  |  | 27.5368 | 27.2936 | 26.6526 | 25.9116 | 25.2103 | 24.3085 | 23.2479 | 22.4299 | 21.479 | 20.4482 | 19.6071 | 16.3746 | 13.6314 | 10.9531 | 26.7953 | 26.5502 | 26.0532 | 25.4724 | 25.0208 | 24.3282 | 23.469 | 23.2089 | 22.7064 | 22.1062 | 21.6471 | 19.4034 | 16.7601 | 13.9866 | 27.8871 | 27.6256 | 26.9855 | 26.2628 | 25.6111 | 24.7429 | 23.6952 | 22.9604 | 22.1232 | 21.1833 | 20.4041 | 17.1307 | 14.0373 | 10.9577
|  | CHICKERELL | ST |  |  |  |  | 27.641 | 27.549 | 27.0986 | 26.6875 | 26.3291 | 26.0166 | 25.6907 | 25.2437 | 24.7248 | 24.1844 | 23.7797 | 21.0086 | 18.2463 | 15.5973 | 26.883 | 26.7759 | 26.289 | 25.8767 | 25.5713 | 25.3103 | 25.0307 | 24.6405 | 24.1626 | 23.668 | 23.3114 | 20.9173 | 18.2065 | 15.1343 | 28.0114 | 27.8816 | 27.3864 | 26.9654 | 26.6218 | 26.3454 | 26.0571 | 25.6305 | 25.1362 | 24.6284 | 24.2831 | 21.4431 | 18.5021 | 15.6676
|  | CHICKERELL | FS |  |  |  |  | 27.7122 | 27.6465 | 27.5113 | 27.2962 | 27.0562 | 26.7786 | 26.4752 | 26.0885 | 25.6955 | 25.239 | 24.9109 | 23.3479 | 21.844 | 19.6944 | 26.948 | 26.8643 | 26.7175 | 26.5342 | 26.3519 | 26.1152 | 25.8379 | 25.4945 | 25.1577 | 24.7425 | 24.4439 | 23.1423 | 21.4325 | 18.2012 | 28.105 | 28.0121 | 27.8562 | 27.6667 | 27.4542 | 27.2019 | 26.9197 | 26.5552 | 26.1847 | 25.7565 | 25.4743 | 24.1248 | 22.7711 | 20.6234
AXMINSTER | YEOVIL BSP | CHILTON CANTELO | MINIMUM HEADROOM | ST 57910 21616 | NO | YES | 0.299 | 0.62465 | 0.44876 | 0.10191 | -0.32941 | -0.78571 | -1.3792 | -2.0819 | -2.8087 | -3.5931 | -4.2607 | -5.0586 | -6.7711 | -7.3515 | -7.8732 | 2.4149 | 2.2721 | 2.0724 | 1.8601 | 1.636 | 1.3283 | 0.95455 | 0.57525 | 0.066438 | -0.43437 | -0.99603 | -2.1576 | -2.9106 | -4.2698 | 0.99584 | 0.86088 | 0.69973 | 0.51642 | 0.30075 | -0.21613 | -0.85081 | -1.4944 | -2.2055 | -2.8737 | -3.637 | -5.2572 | -5.856 | -6.364
|  | CHILTON CANTELO | CT |  |  |  |  | 0.67448 | 0.50742 | 0.18832 | -0.14442 | -0.56079 | -1.0221 | -1.6264 | -2.3646 | -3.1592 | -3.6834 | -4.4461 | -6.4498 | -7.1495 | -7.6788 | 2.4149 | 2.2721 | 2.103 | 1.9349 | 1.7078 | 1.4645 | 1.1291 | 0.72752 | 0.27897 | -0.0036664 | -0.54749 | -1.8308 | -2.2621 | -3.4364 | 1.025 | 0.90161 | 0.76181 | 0.62222 | 0.41488 | 0.078856 | -0.47555 | -1.1358 | -1.8594 | -2.3084 | -3.0452 | -4.8859 | -5.3842 | -5.8125
|  | CHILTON CANTELO | LW |  |  |  |  | 0.62465 | 0.44876 | 0.10191 | -0.32941 | -0.78571 | -1.3792 | -2.0819 | -2.8087 | -3.5931 | -4.2607 | -5.0586 | -6.7711 | -7.3515 | -7.8732 | 2.4168 | 2.2728 | 2.0724 | 1.8601 | 1.636 | 1.3283 | 0.95455 | 0.57525 | 0.066438 | -0.43437 | -0.99603 | -2.1576 | -2.479 | -2.8034 | 0.99584 | 0.86088 | 0.69973 | 0.51642 | 0.30075 | -0.21613 | -0.85081 | -1.4944 | -2.2055 | -2.8737 | -3.637 | -5.2572 | -5.7365 | -6.1814
|  | CHILTON CANTELO | ST |  |  |  |  | 0.74176 | 0.64264 | 0.37048 | 0.077168 | -0.23075 | -0.5663 | -0.95171 | -1.3728 | -1.8152 | -2.3385 | -2.9186 | -6.0653 | -7.3125 | -7.8373 | 2.4605 | 2.3523 | 2.2043 | 2.0439 | 1.8745 | 1.6975 | 1.4838 | 1.2375 | 0.96896 | 0.64109 | 0.2956 | -1.9991 | -2.9106 | -3.2795 | 1.0717 | 0.99602 | 0.88161 | 0.75191 | 0.60755 | 0.44261 | 0.18507 | -0.19315 | -0.58111 | -1.0663 | -1.6433 | -4.6562 | -5.856 | -6.364
|  | CHILTON CANTELO | FS |  |  |  |  | 0.76689 | 0.70517 | 0.63025 | 0.53247 | 0.42177 | 0.2386 | 0.051087 | -0.23688 | -0.55836 | -0.92679 | -1.2781 | -3.4292 | -5.6026 | -6.9912 | 2.5023 | 2.4268 | 2.3554 | 2.2672 | 2.1729 | 2.0564 | 1.9349 | 1.7562 | 1.5504 | 1.3095 | 1.0788 | -0.17023 | -1.8212 | -4.2698 | 1.091 | 1.0377 | 0.97659 | 0.89794 | 0.81189 | 0.69875 | 0.57743 | 0.42751 | 0.24318 | 0.0089533 | -0.23201 | -2.1301 | -4.1799 | -5.5006
BRAMLEY (BASI) | BASINGSTOKE T1B & T2B | CHINEHAM | MINIMUM HEADROOM | SU 65105 55805 | NO | YES | 0 | 19.9282 | 19.5791 | 19.0145 | 18.2969 | 17.5302 | 16.8581 | 16.4173 | 15.5355 | 14.5619 | 13.5887 | 12.6803 | 9.832 | 8.2813 | 7.1929 | 20.7167 | 20.5054 | 20.3339 | 20.1567 | 19.9707 | 19.637 | 19.4088 | 18.8783 | 18.2494 | 17.6259 | 17.0969 | 14.9648 | 13.1603 | 8.6294 | 19.9975 | 19.4663 | 18.8293 | 18.1847 | 17.4969 | 16.7985 | 16.4201 | 15.5626 | 14.5829 | 13.611 | 12.754 | 10.2631 | 9.1577 | 8.1905
|  | CHINEHAM | CT |  |  |  |  | 20.0099 | 19.7062 | 19.3085 | 18.7063 | 17.9715 | 17.3573 | 16.8933 | 16.0577 | 15.1318 | 14.3675 | 13.5573 | 10.1418 | 8.2813 | 7.1929 | 20.7554 | 20.5591 | 20.3879 | 20.2295 | 20.0094 | 19.6866 | 19.453 | 18.894 | 18.2569 | 17.7745 | 17.21 | 14.9648 | 13.1603 | 10.658 | 20.091 | 19.6295 | 19.0624 | 18.5287 | 17.8442 | 17.2433 | 16.8696 | 16.0601 | 15.1543 | 14.4574 | 13.6763 | 10.7306 | 9.1577 | 8.1905
|  | CHINEHAM | LW |  |  |  |  | 19.9282 | 19.5791 | 19.0145 | 18.2969 | 17.5302 | 16.8581 | 16.4173 | 15.5355 | 14.5619 | 13.5887 | 12.6803 | 9.832 | 8.8245 | 8.005 | 20.7167 | 20.5054 | 20.3339 | 20.1567 | 19.9707 | 19.637 | 19.4088 | 18.8783 | 18.2494 | 17.6259 | 17.0969 | 15.6696 | 15.2577 | 14.7692 | 19.9975 | 19.4663 | 18.8293 | 18.1847 | 17.4969 | 16.7985 | 16.4201 | 15.5626 | 14.5829 | 13.611 | 12.754 | 10.2631 | 9.4578 | 8.6664
|  | CHINEHAM | ST |  |  |  |  | 20.0656 | 19.8173 | 19.6307 | 19.4571 | 19.2526 | 18.9931 | 18.7118 | 18.4526 | 18.0952 | 17.7663 | 17.2967 | 14.3111 | 12.8294 | 11.766 | 20.8013 | 20.6469 | 20.5196 | 20.3996 | 20.252 | 19.9928 | 19.753 | 19.5768 | 19.3453 | 19.1943 | 18.9173 | 16.9153 | 15.0303 | 12.3832 | 20.2382 | 19.8768 | 19.6083 | 19.3753 | 19.0885 | 18.8135 | 18.5595 | 18.3022 | 17.9531 | 17.8762 | 17.4049 | 14.4514 | 13.085 | 12.1565
|  | CHINEHAM | FS |  |  |  |  | 20.1201 | 19.9285 | 19.7931 | 19.6698 | 19.5249 | 19.391 | 19.1994 | 18.9526 | 18.6432 | 18.2743 | 17.8754 | 15.7896 | 13.3118 | 11.2752 | 20.8304 | 20.7066 | 20.6087 | 20.5177 | 20.4065 | 20.2556 | 20.0963 | 19.9726 | 19.8101 | 19.5957 | 19.2362 | 17.0081 | 13.7164 | 8.6294 | 20.2898 | 20.051 | 19.825 | 19.6285 | 19.3932 | 19.1849 | 18.9592 | 18.7282 | 18.4202 | 18.0424 | 17.6308 | 15.7377 | 13.5938 | 11.7161
COWLEY GSP | YARNTON BSP | CHIPPING NORTON | MINIMUM HEADROOM | SP 31382 26792 | NO | NO | 1.987 | 1.3468 | 1.0404 | 0.55206 | -0.23403 | -1.0135 | -1.9747 | -2.8921 | -3.6724 | -4.0003 | -4.6662 | -5.2483 | -7.1678 | -8.2982 | -9.2844 | 3.8553 | 3.67 | 3.4519 | 3.0655 | 2.7078 | 2.2013 | 1.6948 | 1.2538 | 1.1725 | 0.78595 | 0.47477 | -0.92778 | -2.1829 | -4.8176 | 2.4118 | 2.1657 | 1.748 | 1.0969 | 0.44265 | -0.3617 | -1.1351 | -1.8176 | -2.1271 | -2.715 | -3.2449 | -5.0025 | -6.0346 | -6.8895
|  | CHIPPING NORTON | CT |  |  |  |  | 1.3665 | 1.0718 | 0.66814 | 0.035217 | -0.65071 | -1.4157 | -2.205 | -2.9699 | -3.2534 | -3.7495 | -4.3236 | -6.8744 | -8.2982 | -9.2844 | 3.8609 | 3.67 | 3.4529 | 3.1194 | 2.7597 | 2.3379 | 1.863 | 1.3912 | 1.301 | 1.003 | 0.63191 | -0.92778 | -2.1829 | -3.8831 | 2.4241 | 2.1839 | 1.8416 | 1.3186 | 0.74733 | 0.10599 | -0.55703 | -1.222 | -1.4904 | -1.9401 | -2.448 | -4.765 | -6.0346 | -6.8895
|  | CHIPPING NORTON | LW |  |  |  |  | 1.3468 | 1.0404 | 0.55206 | -0.23403 | -1.0135 | -1.9747 | -2.8921 | -3.6724 | -4.0003 | -4.6662 | -5.2483 | -7.1678 | -8.1316 | -9.0182 | 3.8553 | 3.6785 | 3.4519 | 3.0655 | 2.7078 | 2.2013 | 1.6948 | 1.2538 | 1.1725 | 0.78595 | 0.47477 | -0.42147 | -0.82232 | -1.2802 | 2.4118 | 2.1657 | 1.748 | 1.0969 | 0.44265 | -0.3617 | -1.1351 | -1.8176 | -2.1271 | -2.715 | -3.2449 | -5.0025 | -5.8419 | -6.5976
|  | CHIPPING NORTON | ST |  |  |  |  | 1.4505 | 1.25 | 0.9815 | 0.5492 | 0.14345 | -0.31714 | -0.7345 | -1.0038 | -1.2729 | -1.6003 | -1.9533 | -3.4524 | -4.6164 | -5.7126 | 3.9123 | 3.7978 | 3.6426 | 3.3995 | 3.1779 | 2.9028 | 2.6327 | 2.4411 | 2.2107 | 1.9286 | 1.619 | 0.37485 | -0.83695 | -2.5408 | 2.4959 | 2.3347 | 2.119 | 1.785 | 1.4712 | 1.115 | 0.78778 | 0.56946 | 0.34454 | 0.045861 | -0.28853 | -1.6324 | -2.6531 | -3.6036
|  | CHIPPING NORTON | FS |  |  |  |  | 1.5217 | 1.3846 | 1.2034 | 0.91916 | 0.62184 | 0.34539 | 0.070448 | -0.19302 | -0.42195 | -0.74876 | -1.1147 | -2.6745 | -4.2433 | -5.6137 | 3.9379 | 3.8474 | 3.7236 | 3.5434 | 3.3497 | 3.1716 | 2.9643 | 2.7553 | 2.5606 | 2.2847 | 1.9764 | 0.50299 | -1.608 | -4.8176 | 2.5611 | 2.4551 | 2.317 | 2.1073 | 1.8879 | 1.685 | 1.4787 | 1.2596 | 1.065 | 0.79585 | 0.48329 | -0.9056 | -2.3221 | -3.5406
COWLEY GSP | HIGH WYCOMBE BSP | CHISBRIDGE | MINIMUM HEADROOM | SU 80226 89155 | NO | YES | 0.337 | 3.5299 | 3.4693 | 3.3953 | 3.3024 | 3.1991 | 3.0712 | 2.9288 | 2.7921 | 2.6171 | 2.4408 | 2.2836 | 1.7898 | 1.5771 | 1.4382 | 4.4619 | 4.4095 | 4.3499 | 4.3053 | 4.2314 | 4.1564 | 4.0491 | 3.9675 | 3.832 | 3.7004 | 3.6086 | 3.253 | 2.8678 | 1.9685 | 4.0159 | 3.9377 | 3.8475 | 3.7543 | 3.6497 | 3.5118 | 3.3515 | 3.2219 | 3.0251 | 2.8328 | 2.69 | 2.2739 | 2.0798 | 1.9049
|  | CHISBRIDGE | CT |  |  |  |  | 3.5324 | 3.4693 | 3.4012 | 3.329 | 3.2355 | 3.1409 | 3.0228 | 2.8949 | 2.7383 | 2.6058 | 2.4556 | 1.8865 | 1.6284 | 1.4834 | 4.4619 | 4.4095 | 4.3499 | 4.3053 | 4.2314 | 4.1625 | 4.0616 | 3.9743 | 3.8441 | 3.7525 | 3.6329 | 3.253 | 2.9373 | 2.4784 | 4.0159 | 3.9377 | 3.8508 | 3.7834 | 3.6809 | 3.5852 | 3.4509 | 3.3299 | 3.1571 | 3.0333 | 2.8767 | 2.4097 | 2.1724 | 2.0074
|  | CHISBRIDGE | LW |  |  |  |  | 3.5299 | 3.4751 | 3.3953 | 3.3024 | 3.1991 | 3.0712 | 2.9288 | 2.7921 | 2.6171 | 2.4408 | 2.2836 | 1.7898 | 1.5771 | 1.4382 | 4.4627 | 4.4202 | 4.3614 | 4.3082 | 4.2457 | 4.1564 | 4.0491 | 3.9675 | 3.832 | 3.7004 | 3.6086 | 3.3724 | 3.2752 | 3.1824 | 4.017 | 3.9475 | 3.8475 | 3.7543 | 3.6497 | 3.5118 | 3.3515 | 3.2219 | 3.0251 | 2.8328 | 2.69 | 2.2739 | 2.0798 | 1.9049
|  | CHISBRIDGE | ST |  |  |  |  | 3.5545 | 3.5215 | 3.4593 | 3.3839 | 3.3014 | 3.2128 | 3.1265 | 3.0405 | 2.9382 | 2.8191 | 2.7071 | 2.1044 | 1.8251 | 1.6715 | 4.4782 | 4.4496 | 4.4033 | 4.3589 | 4.3048 | 4.244 | 4.1957 | 4.1322 | 4.0495 | 3.9502 | 3.8759 | 3.3709 | 3.0465 | 2.6131 | 4.0422 | 3.9974 | 3.9234 | 3.8528 | 3.7713 | 3.6821 | 3.6095 | 3.5246 | 3.4175 | 3.2913 | 3.1981 | 2.6382 | 2.415 | 2.2754
|  | CHISBRIDGE | FS |  |  |  |  | 3.5694 | 3.5561 | 3.5399 | 3.5139 | 3.4896 | 3.4586 | 3.4238 | 3.3761 | 3.3068 | 3.2256 | 3.1373 | 2.6272 | 2.0904 | 1.7726 | 4.4911 | 4.4702 | 4.4427 | 4.4099 | 4.3849 | 4.3478 | 4.3036 | 4.2599 | 4.1915 | 4.1161 | 4.0293 | 3.5142 | 2.8678 | 1.9685 | 4.072 | 4.0458 | 4.0148 | 3.9785 | 3.9532 | 3.9143 | 3.8713 | 3.823 | 3.7471 | 3.6638 | 3.569 | 3.0669 | 2.6228 | 2.3797
MINETY GSP | TOOTHILL BSP | CHISLEDON | MINIMUM HEADROOM | SU 18894 79934 | NO | YES | 0.867 | 3.9369 | -1.0181 | -6.1943 | -7.5349 | -9.0523 | -11.3173 | -13.3367 | -15.5896 | -17.746 | -19.7981 | -21.5773 | -25.0004 | -26.2985 | -27.102 | 3.6725 | -1.9026 | -7.5828 | -8.2907 | -9.0909 | -10.7022 | -12.1881 | -13.7517 | -15.1948 | -16.5244 | -17.6661 | -20.0953 | -21.3815 | -22.5588 | 3.1732 | -2.6311 | -8.6288 | -9.7348 | -10.9998 | -13.1417 | -15.0588 | -17.1614 | -19.1372 | -21.0236 | -22.6668 | -25.9357 | -27.1967 | -27.9711
|  | CHISLEDON | CT |  |  |  |  | 4.072 | -0.7189 | -5.7016 | -6.8231 | -8.1534 | -10.1842 | -12.0421 | -14.3414 | -16.5909 | -18.6753 | -20.5399 | -24.8884 | -26.2985 | -27.102 | 3.7402 | -1.7599 | -7.3517 | -7.9552 | -8.6774 | -10.1676 | -11.573 | -13.15 | -14.6556 | -16.0144 | -17.2123 | -20.0953 | -21.3815 | -22.5588 | 3.2805 | -2.3962 | -8.2391 | -9.1648 | -10.2813 | -12.2213 | -14.0024 | -16.1366 | -18.1792 | -20.0783 | -21.7761 | -25.7111 | -27.0591 | -27.7994
|  | CHISLEDON | LW |  |  |  |  | 3.9369 | -1.0181 | -6.1943 | -7.5349 | -9.0523 | -11.3173 | -13.3367 | -15.5896 | -17.746 | -19.7981 | -21.5773 | -25.0004 | -26.252 | -27.0762 | 3.6725 | -1.9026 | -7.5828 | -8.2907 | -9.0909 | -10.7022 | -12.1881 | -13.7517 | -15.1948 | -16.5244 | -17.6661 | -20.0569 | -21 | -21.5144 | 3.1732 | -2.6311 | -8.6288 | -9.7348 | -10.9998 | -13.1417 | -15.0588 | -17.1614 | -19.1372 | -21.0236 | -22.6668 | -25.9357 | -27.1967 | -27.9711
|  | CHISLEDON | ST |  |  |  |  | 4.114 | -0.61124 | -5.4233 | -6.2507 | -7.1572 | -8.549 | -10.0915 | -11.7084 | -13.289 | -14.3831 | -15.6887 | -18.9062 | -20.4925 | -21.7041 | 3.7652 | -1.6913 | -7.202 | -7.6617 | -8.1763 | -9.303 | -10.5827 | -11.8495 | -13.0227 | -13.8145 | -14.738 | -17.2395 | -18.8138 | -20.2983 | 3.3197 | -2.2931 | -7.9825 | -8.6427 | -9.3756 | -10.7133 | -12.2214 | -13.7582 | -15.2352 | -16.1739 | -17.3522 | -20.3535 | -21.9278 | -23.0742
|  | CHISLEDON | FS |  |  |  |  | 4.2832 | -0.25466 | -4.8625 | -5.4601 | -6.1305 | -7.2954 | -8.5096 | -9.798 | -11.0534 | -12.3287 | -13.1342 | -16.8751 | -18.558 | -19.7556 | 3.8514 | -1.5145 | -6.9243 | -7.2713 | -7.6677 | -8.6582 | -9.7301 | -10.8264 | -11.8324 | -12.7991 | -13.4079 | -16.2823 | -18.101 | -20.2802 | 3.4557 | -2.0029 | -7.5236 | -7.9945 | -8.5307 | -9.67 | -10.8812 | -12.16 | -13.3656 | -14.5565 | -15.2381 | -18.6219 | -20.1365 | -21.2269
BRAMLEY (FLEE) | BRACKNELL RESERVE | CHOBHAM | MINIMUM HEADROOM | SU 97173 63223 | NO | YES | 5.384 | -1.5693 | 6.3567 | 5.1662 | 4.6062 | 4.0169 | 3.2838 | 2.9158 | 2.1389 | 1.2853 | 0.44375 | -0.29559 | -2.7587 | -4.5666 | -5.6452 | 1.0544 | 8.4702 | 7.6653 | 7.3732 | 7.0659 | 6.6366 | 6.4867 | 5.9905 | 5.4746 | 5.0729 | 4.5964 | 2.4645 | 0.37772 | -5.2917 | -0.95508 | 6.8435 | 5.8569 | 5.3809 | 4.8792 | 4.2064 | 3.9642 | 3.2624 | 2.4583 | 1.6699 | 1.0082 | -1.0842 | -2.4422 | -3.3368
|  | CHOBHAM | CT |  |  |  |  | -1.4714 | 6.615 | 5.6379 | 5.0422 | 4.4378 | 3.7923 | 3.3931 | 2.6371 | 1.857 | 1.2184 | 0.52406 | -2.625 | -4.5666 | -5.6452 | 1.0957 | 8.5977 | 7.9039 | 7.5168 | 7.1251 | 6.7091 | 6.4867 | 5.9905 | 5.4746 | 5.0729 | 4.5964 | 2.4645 | 0.40605 | -2.426 | -0.86144 | 7.0705 | 6.2449 | 5.7482 | 5.212 | 4.6442 | 4.3791 | 3.7001 | 2.976 | 2.4108 | 1.7727 | -0.86043 | -2.4422 | -3.3368
|  | CHOBHAM | LW |  |  |  |  | -1.5693 | 6.3567 | 5.1662 | 4.6062 | 4.0169 | 3.2838 | 2.9158 | 2.1389 | 1.2853 | 0.44375 | -0.29559 | -2.7587 | -3.9383 | -4.9115 | 1.0544 | 8.4702 | 7.6653 | 7.3732 | 7.0659 | 6.6366 | 6.5014 | 6.0801 | 5.5884 | 5.1095 | 4.733 | 3.6579 | 3.1941 | 2.7494 | -0.95508 | 6.8435 | 5.8569 | 5.3809 | 4.8792 | 4.2064 | 3.9642 | 3.2624 | 2.4583 | 1.6699 | 1.0082 | -1.0842 | -2.0473 | -2.8741
|  | CHOBHAM | ST |  |  |  |  | -1.363 | 6.7967 | 6.1483 | 5.8156 | 5.5703 | 5.3246 | 5.0313 | 4.7868 | 4.5147 | 4.5333 | 4.2618 | 2.0388 | 0.29297 | -1.3148 | 1.1657 | 8.718 | 8.1864 | 7.8997 | 7.6828 | 7.4626 | 7.1855 | 6.9177 | 6.623 | 6.5681 | 6.2467 | 4.08 | 1.9865 | -1.0308 | -0.75184 | 7.2551 | 6.7144 | 6.4155 | 6.1862 | 5.9623 | 5.6752 | 5.4135 | 5.1109 | 5.1724 | 4.8715 | 2.8113 | 1.3958 | 0.15851
|  | CHOBHAM | FS |  |  |  |  | -1.2816 | 6.9969 | 6.4551 | 6.193 | 5.9706 | 5.7248 | 5.4553 | 5.1455 | 4.7761 | 4.4078 | 4.0285 | 2.4819 | 0.68316 | -1.251 | 1.2088 | 8.8343 | 8.3801 | 8.1529 | 7.9494 | 7.7199 | 7.4374 | 7.1104 | 6.7217 | 6.3276 | 5.9115 | 3.8164 | 0.37772 | -5.2917 | -0.68287 | 7.4275 | 6.9691 | 6.7535 | 6.5572 | 6.3349 | 6.0837 | 5.8129 | 5.4716 | 5.1156 | 4.7452 | 3.3927 | 1.8606 | 0.22089
COWLEY GSP | DRAYTON BSP | CHOLSEY | MINIMUM HEADROOM | SU 58223 84685 | NO | NO | 0.585 | 11.9714 | 11.8324 | 11.615 | 11.3257 | 11.0487 | 10.719 | 10.3213 | 9.7861 | 9.1697 | 8.9593 | 8.4895 | 6.9973 | 6.0601 | 5.2559 | 14.3387 | 14.2425 | 14.1269 | 13.9823 | 13.8088 | 13.6432 | 13.3982 | 13.0921 | 12.7239 | 12.6834 | 12.435 | 11.4355 | 10.4354 | 8.3463 | 12.3059 | 12.2102 | 12.0073 | 11.7733 | 11.5443 | 11.2887 | 10.994 | 10.5693 | 10.0975 | 9.841 | 9.4404 | 8.0536 | 7.1315 | 6.4597
|  | CHOLSEY | CT |  |  |  |  | 11.9939 | 11.849 | 11.6572 | 11.4253 | 11.1541 | 10.92 | 10.5852 | 10.1013 | 9.5783 | 9.5191 | 9.0831 | 7.3398 | 6.0601 | 5.2559 | 14.346 | 14.2425 | 14.1269 | 13.9847 | 13.8088 | 13.6614 | 13.431 | 13.1252 | 12.7849 | 12.8154 | 12.5395 | 11.4355 | 10.4354 | 9.142 | 12.3137 | 12.2133 | 12.0381 | 11.8472 | 11.6335 | 11.4407 | 11.1909 | 10.8097 | 10.4057 | 10.2462 | 9.885 | 8.2436 | 7.1315 | 6.4597
|  | CHOLSEY | LW |  |  |  |  | 11.9714 | 11.8324 | 11.615 | 11.3257 | 11.0487 | 10.719 | 10.3213 | 9.7861 | 9.1697 | 8.9593 | 8.4895 | 6.9973 | 6.2199 | 5.5076 | 14.3387 | 14.2518 | 14.1411 | 13.9823 | 13.8339 | 13.6432 | 13.3982 | 13.0921 | 12.7239 | 12.6834 | 12.435 | 11.7382 | 11.4145 | 11.0742 | 12.3059 | 12.2102 | 12.0073 | 11.7733 | 11.5443 | 11.2887 | 10.994 | 10.5693 | 10.0975 | 9.841 | 9.4404 | 8.0536 | 7.3063 | 6.7046
|  | CHOLSEY | ST |  |  |  |  | 12.0507 | 11.9853 | 11.8925 | 11.791 | 11.6773 | 11.5882 | 11.4475 | 11.2885 | 11.1375 | 10.9049 | 10.6485 | 9.6775 | 8.6984 | 7.8285 | 14.38 | 14.3288 | 14.2585 | 14.1805 | 14.0904 | 14.0164 | 13.9025 | 13.7715 | 13.6402 | 13.448 | 13.234 | 12.3543 | 11.3906 | 10.0798 | 12.3575 | 12.3038 | 12.2346 | 12.1594 | 12.0782 | 12.0046 | 11.908 | 11.802 | 11.6983 | 11.5512 | 11.3897 | 10.4182 | 9.3907 | 8.5096
|  | CHOLSEY | FS |  |  |  |  | 12.0787 | 12.0137 | 11.965 | 11.8924 | 11.8141 | 11.7258 | 11.6657 | 11.524 | 11.3593 | 11.1611 | 11.0003 | 10.0744 | 8.9591 | 7.8633 | 14.3908 | 14.3335 | 14.2866 | 14.2207 | 14.1469 | 14.0625 | 13.989 | 13.8584 | 13.7052 | 13.5246 | 13.3628 | 12.3634 | 10.7853 | 8.3463 | 12.3844 | 12.3392 | 12.2974 | 12.2437 | 12.1873 | 12.1259 | 12.0747 | 11.9606 | 11.8344 | 11.6904 | 11.5641 | 10.7819 | 9.7921 | 8.7728
MANNINGTON GSP | CHRISTCHURCH BSP | CHRISTCHURCH | MINIMUM HEADROOM | SZ 15698 93141 | NO | YES | 7.186 | 0.55136 | -0.11172 | -1.4907 | -2.5641 | -3.7363 | -5.1988 | -6.8615 | -8.9691 | -11.1491 | -13.4243 | -15.4525 | -22.82 | -27.2064 | -31.4302 | 4.0403 | 3.5833 | 2.6837 | 2.0245 | 1.3055 | 0.32624 | -0.88909 | -2.1243 | -3.3835 | -4.7344 | -5.845 | -10.8494 | -15.9494 | -22.4059 | 1.2122 | 0.57439 | -0.72996 | -1.7225 | -2.8276 | -4.2606 | -5.9288 | -7.8963 | -9.9308 | -12.0699 | -13.9094 | -20.6326 | -25.0448 | -29.4865
|  | CHRISTCHURCH | CT |  |  |  |  | 0.63205 | 0.048754 | -1.0095 | -1.7198 | -2.7627 | -3.8248 | -5.1524 | -7.0269 | -9.1662 | -10.9806 | -13.0141 | -21.5997 | -26.9476 | -30.7377 | 4.0485 | 3.6175 | 2.9822 | 2.5945 | 1.9187 | 1.2173 | 0.2357 | -0.98324 | -2.4886 | -3.6737 | -5.0962 | -10.8494 | -15.9494 | -22.4059 | 1.285 | 0.72687 | -0.2196 | -0.81042 | -1.7872 | -2.7764 | -4.0714 | -5.8347 | -7.9032 | -9.581 | -11.5204 | -19.147 | -24.1057 | -27.821
|  | CHRISTCHURCH | LW |  |  |  |  | 0.55136 | -0.11172 | -1.4907 | -2.5641 | -3.7363 | -5.1988 | -6.8615 | -8.9691 | -11.1491 | -13.4243 | -15.4525 | -22.82 | -27.2064 | -31.4302 | 4.0403 | 3.5833 | 2.6837 | 2.0245 | 1.3055 | 0.32624 | -0.88909 | -2.1243 | -3.3835 | -4.7344 | -5.845 | -10.0759 | -13.4504 | -17.0551 | 1.2122 | 0.57439 | -0.72996 | -1.7225 | -2.8276 | -4.2606 | -5.9288 | -7.8963 | -9.9308 | -12.0699 | -13.9094 | -20.6326 | -25.0448 | -29.4865
|  | CHRISTCHURCH | ST |  |  |  |  | 0.93213 | 0.54962 | -0.076532 | -0.63472 | -1.0843 | -1.4994 | -1.626 | -2.2074 | -2.9061 | -3.697 | -4.4631 | -10.4466 | -15.3081 | -20.4736 | 4.2325 | 3.9338 | 3.2765 | 2.6996 | 2.2201 | 1.8073 | 1.6199 | 1.0057 | 0.2668 | -0.55521 | -1.315 | -7.054 | -12.4477 | -19.5071 | 1.584 | 1.2383 | 0.56793 | -0.025619 | -0.51119 | -0.93866 | -1.0535 | -1.6742 | -2.4176 | -3.26 | -4.0329 | -9.9316 | -14.6733 | -19.4713
|  | CHRISTCHURCH | FS |  |  |  |  | 1.0037 | 0.70451 | 0.27827 | -0.10389 | -0.47615 | -0.87775 | -1.3362 | -1.7194 | -2.4225 | -3.2015 | -3.8975 | -8.5467 | -13.1154 | -18.197 | 4.2699 | 4.0099 | 3.6496 | 3.3049 | 2.9394 | 2.5447 | 2.0568 | 1.6413 | 0.9361 | 0.15796 | -0.5274 | -5.3243 | -11.6771 | -22.3284 | 1.6496 | 1.3806 | 0.99593 | 0.64297 | 0.28084 | -0.10679 | -0.55987 | -0.89381 | -1.5809 | -2.3559 | -3.0259 | -7.4456 | -11.4885 | -16.0234
LALEHAM | EAST BEDFONT A | CHURCH ROAD | MINIMUM HEADROOM | TQ 06820 71722 | NO | YES | 1.342 | 3.0925 | 2.6791 | 1.9267 | 1.2456 | 0.59354 | 0.14735 | -0.70454 | -1.9167 | -3.5344 | -5.0366 | -6.1787 | -9.8298 | -11.692 | -13.0785 | 5.3492 | 5.0307 | 4.5713 | 4.1588 | 3.923 | 3.4566 | 2.8602 | 2.0885 | 1.1176 | 0.3752 | -0.44731 | -4.2358 | -9.5436 | -21.3794 | 2.6751 | 2.3072 | 1.6374 | 1.0118 | 0.42655 | 0.037834 | -0.76116 | -1.8817 | -3.351 | -4.7244 | -5.7724 | -9.0254 | -10.595 | -11.8023
|  | CHURCH ROAD | CT |  |  |  |  | 3.1532 | 2.7601 | 2.0758 | 1.5104 | 1.1668 | 0.5399 | -0.23543 | -1.3365 | -2.7725 | -3.8579 | -4.9429 | -9.4267 | -11.692 | -13.0785 | 5.3492 | 5.0307 | 4.5713 | 4.1588 | 3.923 | 3.4566 | 2.8602 | 2.0885 | 1.1176 | 0.3752 | -0.44731 | -4.2358 | -8.0972 | -13.9836 | 2.7338 | 2.3774 | 1.7621 | 1.2368 | 0.96542 | 0.3871 | -0.33824 | -1.3594 | -2.6604 | -3.6326 | -4.6376 | -8.6302 | -10.595 | -11.8023
|  | CHURCH ROAD | LW |  |  |  |  | 3.0925 | 2.6791 | 1.9267 | 1.2456 | 0.59354 | 0.14735 | -0.70454 | -1.9167 | -3.5344 | -5.0366 | -6.1787 | -9.8298 | -10.9385 | -12.0419 | 5.3712 | 5.1155 | 4.7078 | 4.3215 | 3.9626 | 3.7707 | 3.2517 | 2.5779 | 1.6676 | 0.81854 | 0.20481 | -1.5487 | -2.0524 | -2.6611 | 2.6751 | 2.3072 | 1.6374 | 1.0118 | 0.42655 | 0.037834 | -0.76116 | -1.8817 | -3.351 | -4.7244 | -5.7724 | -9.0254 | -9.9721 | -10.9427
|  | CHURCH ROAD | ST |  |  |  |  | 3.3335 | 3.1189 | 2.8741 | 2.7569 | 2.586 | 2.3677 | 2.1018 | 2.1694 | 1.6745 | 1.1398 | 0.65185 | -2.2516 | -4.0046 | -6.1757 | 5.4509 | 5.2482 | 5.016 | 4.8341 | 4.5997 | 4.3223 | 3.9973 | 3.8869 | 3.3895 | 2.8297 | 2.2576 | -1.4498 | -5.2001 | -11.3172 | 2.9036 | 2.7198 | 2.5042 | 2.3886 | 2.2204 | 2.0058 | 1.744 | 1.816 | 1.3626 | 0.85817 | 0.37905 | -2.3773 | -3.9368 | -5.7495
|  | CHURCH ROAD | FS |  |  |  |  | 3.3213 | 3.1521 | 2.9071 | 2.7241 | 2.5827 | 2.3796 | 2.1518 | 1.8198 | 1.3246 | 1.1818 | 0.7434 | -2.3251 | -5.218 | -7.8752 | 5.4323 | 5.2372 | 4.9896 | 4.7577 | 4.5362 | 4.2549 | 3.9019 | 3.4414 | 2.8496 | 2.4966 | 1.8801 | -2.5608 | -9.5436 | -21.3794 | 2.8949 | 2.7511 | 2.5365 | 2.3632 | 2.2316 | 2.0384 | 1.8206 | 1.5093 | 1.0596 | 0.98212 | 0.56902 | -2.271 | -4.9036 | -7.2702
MINETY GSP | CIRENCESTER BSP | CIRENCESTER TOWN | MINIMUM HEADROOM | SP 02761 00827 | NO | YES | 8.108 | -6.1892 | -6.376 | -6.7872 | -7.2878 | -7.8334 | -8.5391 | -9.3153 | -9.9559 | -11.0248 | -12.0757 | -13.0412 | -16.4852 | -18.3129 | -19.9842 | -0.868 | -0.95729 | -1.166 | -1.4131 | -1.7541 | -2.093 | -2.5262 | -2.8149 | -3.3872 | -3.9172 | -4.4264 | -6.8292 | -8.8161 | -12.55 | -2.7394 | -2.8568 | -3.1367 | -3.478 | -3.8517 | -4.3444 | -5.0388 | -5.6217 | -6.5842 | -7.5328 | -8.408 | -11.4735 | -13.0889 | -14.5081
|  | CIRENCESTER TOWN | CT |  |  |  |  | -6.1891 | -6.376 | -6.7681 | -7.1797 | -7.7211 | -8.2616 | -8.9242 | -9.4732 | -10.4163 | -11.1879 | -12.0796 | -15.919 | -18.3129 | -19.9842 | -0.868 | -0.95729 | -1.166 | -1.4131 | -1.7541 | -2.093 | -2.5262 | -2.8149 | -3.3872 | -3.847 | -4.3979 | -6.8292 | -8.8161 | -11.3184 | -2.7352 | -2.8568 | -3.1202 | -3.4015 | -3.7735 | -4.1407 | -4.683 | -5.1858 | -6.0378 | -6.7411 | -7.5493 | -11.0099 | -13.0889 | -14.5081
|  | CIRENCESTER TOWN | LW |  |  |  |  | -6.1892 | -6.3585 | -6.7872 | -7.2878 | -7.8334 | -8.5391 | -9.3153 | -9.9559 | -11.0248 | -12.0757 | -13.0412 | -16.4852 | -18.0779 | -19.5298 | -0.85579 | -0.92438 | -1.0858 | -1.3476 | -1.6363 | -2.0361 | -2.4916 | -2.7678 | -3.3471 | -3.9172 | -4.4264 | -6.1093 | -6.8275 | -7.5448 | -2.7394 | -2.849 | -3.1367 | -3.478 | -3.8517 | -4.3444 | -5.0388 | -5.6217 | -6.5842 | -7.5328 | -8.408 | -11.4735 | -12.8308 | -14.0467
|  | CIRENCESTER TOWN | ST |  |  |  |  | -6.0563 | -6.149 | -6.2362 | -6.3561 | -6.5305 | -6.7154 | -6.8816 | -7.112 | -7.4267 | -7.8411 | -8.3164 | -11.5638 | -13.3383 | -14.5266 | -0.8263 | -0.87354 | -0.93263 | -1.013 | -1.1569 | -1.3221 | -1.4834 | -1.6941 | -1.97 | -2.3057 | -2.4256 | -4.6687 | -6.6273 | -9.2012 | -2.6663 | -2.7204 | -2.7683 | -2.8414 | -2.9541 | -3.0703 | -3.1825 | -3.3488 | -3.5806 | -3.874 | -4.3134 | -7.506 | -9.0155 | -10.0663
|  | CIRENCESTER TOWN | FS |  |  |  |  | -5.9825 | -6.0598 | -6.1582 | -6.3061 | -6.4553 | -6.657 | -6.8463 | -7.0728 | -7.361 | -7.6934 | -8.0509 | -10.0801 | -12.6457 | -14.9895 | -0.75783 | -0.79686 | -0.83752 | -0.95691 | -1.0932 | -1.2797 | -1.4705 | -1.6889 | -1.9591 | -2.2691 | -2.6077 | -4.6794 | -7.8491 | -12.55 | -2.5986 | -2.6412 | -2.6823 | -2.7653 | -2.864 | -2.9988 | -3.1186 | -3.2737 | -3.4688 | -3.7002 | -3.9521 | -5.6876 | -8.3225 | -10.4854
IVER 132KV | CIPPENHAM | CLARENCE ROAD | MINIMUM HEADROOM | SU 95654 76652 | NO | YES | 4.275 | 3.5226 | 3.0736 | 1.9098 | 0.81907 | -0.54671 | -2.248 | -4.1247 | -6.7326 | -9.6208 | -12.3613 | -14.828 | -22.8865 | -26.3772 | -29.657 | 12.8309 | 12.639 | 12.2937 | 12.0074 | 11.4643 | 10.4653 | 9.324 | 7.8839 | 6.1307 | 4.459 | 3.0423 | -2.1739 | -6.9554 | -17.7503 | 7.5705 | 7.0805 | 6.0639 | 5.2237 | 4.0458 | 2.4395 | 0.62192 | -1.8236 | -4.6057 | -7.2204 | -9.5141 | -16.5883 | -18.7637 | -21.386
|  | CLARENCE ROAD | CT |  |  |  |  | 3.6576 | 3.2258 | 2.2687 | 1.4984 | 0.30598 | -0.93704 | -2.4494 | -4.8213 | -7.345 | -9.3134 | -11.4714 | -21.1204 | -26.3772 | -29.657 | 12.8692 | 12.639 | 12.2937 | 12.0517 | 11.4742 | 10.6587 | 9.604 | 8.1564 | 6.5587 | 5.3614 | 3.8892 | -2.1739 | -6.9554 | -13.3754 | 7.7171 | 7.2328 | 6.3585 | 5.8045 | 4.7103 | 3.5714 | 2.0921 | -0.055952 | -2.4564 | -4.2368 | -6.2954 | -14.4679 | -18.5984 | -21.386
|  | CLARENCE ROAD | LW |  |  |  |  | 3.5226 | 3.0736 | 1.9098 | 0.81907 | -0.54671 | -2.248 | -4.1247 | -6.7326 | -9.6208 | -12.3613 | -14.828 | -22.8865 | -25.5678 | -28.2682 | 12.8309 | 12.64 | 12.2993 | 12.0074 | 11.4643 | 10.4653 | 9.324 | 7.8839 | 6.1307 | 4.459 | 3.0423 | -0.93503 | -2.0456 | -3.5998 | 7.5705 | 7.0805 | 6.0639 | 5.2237 | 4.0458 | 2.4395 | 0.62192 | -1.8236 | -4.6057 | -7.2204 | -9.5141 | -16.5883 | -18.7637 | -21.2246
|  | CLARENCE ROAD | ST |  |  |  |  | 3.9026 | 3.6656 | 3.5119 | 3.2262 | 2.8776 | 2.4585 | 2.278 | 1.7066 | 0.99572 | 0.20273 | -0.67035 | -7.2299 | -10.796 | -15.2295 | 12.9733 | 12.8414 | 12.7236 | 12.5353 | 12.3053 | 12.0253 | 11.8512 | 11.4116 | 10.7079 | 9.907 | 9.0295 | 3.2858 | -1.3368 | -8.0266 | 7.9873 | 7.7272 | 7.5353 | 7.1997 | 6.8023 | 6.318 | 6.1837 | 5.565 | 4.7761 | 3.8784 | 2.9088 | -2.9047 | -6.3182 | -9.6933
|  | CLARENCE ROAD | FS |  |  |  |  | 3.9663 | 3.7942 | 3.5396 | 3.2429 | 2.8841 | 2.4849 | 2.0437 | 1.6803 | 1.0012 | 0.26222 | -0.51563 | -6.1645 | -11.9658 | -17.5786 | 12.9917 | 12.8828 | 12.7498 | 12.5919 | 12.3902 | 12.153 | 11.7953 | 11.4135 | 10.721 | 9.9442 | 9.1037 | 3.1376 | -5.1816 | -17.7503 | 8.0466 | 7.8524 | 7.5978 | 7.3174 | 6.9668 | 6.5659 | 6.1132 | 5.9004 | 5.2589 | 4.5175 | 3.7246 | -1.7041 | -6.8627 | -11.6316
MELKSHAM GSP | CHIPPENHAM | COCKLEBURY | MINIMUM HEADROOM | ST 92447 73890 | NO | YES | 5.599 | 14.6579 | 14.51 | 14.0372 | 13.1835 | 12.191 | 11.1993 | 9.9237 | 8.3958 | 6.799 | 5.2525 | 3.8811 | 0.05486 | -2.411 | -4.3022 | 19.2508 | 19.1403 | 18.9799 | 18.7746 | 18.3038 | 18.0054 | 17.3577 | 16.5765 | 15.6763 | 14.8396 | 14.1307 | 11.2393 | 8.759 | 3.3304 | 16.0138 | 15.738 | 15.1552 | 14.3982 | 13.5469 | 12.7403 | 11.6097 | 10.2637 | 8.8257 | 7.4324 | 6.2306 | 2.951 | 1.1143 | -0.43908
|  | COCKLEBURY | CT |  |  |  |  | 14.6967 | 14.5357 | 14.1138 | 13.4189 | 12.4731 | 11.7314 | 10.6178 | 9.1712 | 7.704 | 6.4954 | 5.1982 | 0.43572 | -2.411 | -4.3022 | 19.2602 | 19.1403 | 18.9799 | 18.7749 | 18.3038 | 18.0662 | 17.4211 | 16.5765 | 15.6763 | 14.9803 | 14.1733 | 11.2393 | 8.759 | 5.454 | 16.0202 | 15.7632 | 15.2242 | 14.5927 | 13.7577 | 13.178 | 12.1827 | 10.9011 | 9.582 | 8.5367 | 7.3727 | 3.3511 | 1.1143 | -0.43908
|  | COCKLEBURY | LW |  |  |  |  | 14.6579 | 14.51 | 14.0372 | 13.1835 | 12.191 | 11.1993 | 9.9237 | 8.3958 | 6.799 | 5.2525 | 3.8811 | 0.05486 | -1.6905 | -3.3727 | 19.2508 | 19.1502 | 19.0118 | 18.7746 | 18.3663 | 18.0054 | 17.3577 | 16.5914 | 15.6989 | 14.8396 | 14.1307 | 12.3421 | 11.5995 | 10.752 | 16.0138 | 15.738 | 15.1552 | 14.3982 | 13.5469 | 12.7403 | 11.6097 | 10.2637 | 8.8257 | 7.4324 | 6.2306 | 2.951 | 1.5387 | 0.10646
|  | COCKLEBURY | ST |  |  |  |  | 14.7707 | 14.6903 | 14.5329 | 14.3327 | 14.0072 | 13.5819 | 13.1104 | 12.5493 | 11.974 | 11.1283 | 10.2033 | 5.6494 | 3.4447 | 1.8505 | 19.3091 | 19.2389 | 19.1356 | 19.0032 | 18.8296 | 18.5975 | 18.3072 | 17.8797 | 17.4426 | 16.7666 | 16.0222 | 12.276 | 10.8865 | 8.0949 | 16.202 | 16.0573 | 15.8809 | 15.6251 | 15.3233 | 14.903 | 14.4714 | 13.977 | 13.7787 | 13.2159 | 12.6318 | 9.598 | 7.6452 | 5.7049
|  | COCKLEBURY | FS |  |  |  |  | 14.8003 | 14.7503 | 14.6458 | 14.5238 | 14.2944 | 13.9388 | 13.5512 | 13.0889 | 12.5406 | 12.2592 | 11.6916 | 8.4599 | 4.3741 | 1.0022 | 19.3283 | 19.2813 | 19.2063 | 19.1125 | 18.9702 | 18.805 | 18.6151 | 18.3672 | 17.9335 | 17.6788 | 17.1721 | 13.9567 | 9.7576 | 3.3304 | 16.2161 | 16.1047 | 15.9358 | 15.7229 | 15.4434 | 15.1454 | 14.8153 | 14.4098 | 13.9349 | 13.7223 | 13.2201 | 10.2613 | 7.55 | 5.0374
MELKSHAM GSP | FROME BSP | CODFORD | MINIMUM HEADROOM | ST 97372 39559 | YES | YES | 1.74 | 1.2055 | 1.1433 | 1.0875 | 1.0098 | 0.93832 | 0.84229 | 0.74673 | 0.64919 | 0.55528 | 0.44681 | 0.35258 | 0.033311 | -0.15408 | -0.29311 | 1.3863 | 1.3765 | 1.3646 | 1.3489 | 1.3335 | 1.3122 | 1.2749 | 1.2212 | 1.1715 | 1.1107 | 1.0615 | 0.83768 | 0.65314 | 0.093525 | 1.4784 | 1.4353 | 1.3944 | 1.3406 | 1.3 | 1.2241 | 1.1398 | 1.0461 | 0.96558 | 0.85312 | 0.76928 | 0.52666 | 0.37808 | 0.24397
|  | CODFORD | CT |  |  |  |  | 1.2055 | 1.1433 | 1.0875 | 1.0251 | 0.96377 | 0.89378 | 0.81618 | 0.71969 | 0.63246 | 0.55111 | 0.45456 | 0.088868 | -0.11287 | -0.2534 | 1.3879 | 1.3765 | 1.3646 | 1.3489 | 1.3335 | 1.3122 | 1.283 | 1.226 | 1.1748 | 1.1269 | 1.0668 | 0.83768 | 0.65353 | 0.39029 | 1.4784 | 1.4353 | 1.3944 | 1.3439 | 1.3 | 1.2411 | 1.1622 | 1.0622 | 0.98522 | 0.92465 | 0.83454 | 0.56713 | 0.41096 | 0.28661
|  | CODFORD | LW |  |  |  |  | 1.2154 | 1.1626 | 1.0923 | 1.0098 | 0.93832 | 0.84229 | 0.74673 | 0.64919 | 0.55528 | 0.44681 | 0.35258 | 0.033311 | -0.15408 | -0.29311 | 1.3863 | 1.3778 | 1.3683 | 1.3515 | 1.3422 | 1.3162 | 1.2749 | 1.2212 | 1.1715 | 1.1107 | 1.0615 | 0.90191 | 0.80815 | 0.7312 | 1.48 | 1.4445 | 1.4023 | 1.3406 | 1.3047 | 1.2241 | 1.1398 | 1.0461 | 0.96558 | 0.85312 | 0.76928 | 0.52666 | 0.37808 | 0.24397
|  | CODFORD | ST |  |  |  |  | 1.2332 | 1.1848 | 1.1243 | 1.0556 | 0.99048 | 0.91786 | 0.84212 | 0.78298 | 0.71073 | 0.62582 | 0.5347 | 0.18017 | 0.010765 | -0.085066 | 1.3961 | 1.3888 | 1.3842 | 1.3741 | 1.3653 | 1.3519 | 1.3208 | 1.2896 | 1.2467 | 1.1955 | 1.1393 | 0.89212 | 0.71828 | 0.48681 | 1.5058 | 1.4758 | 1.447 | 1.4044 | 1.3695 | 1.3224 | 1.2705 | 1.2361 | 1.1765 | 1.1004 | 1.0029 | 0.67593 | 0.55205 | 0.46946
|  | CODFORD | FS |  |  |  |  | 1.2672 | 1.2373 | 1.2176 | 1.2017 | 1.1801 | 1.1618 | 1.1378 | 1.0862 | 1.0386 | 0.97657 | 0.91594 | 0.56271 | 0.1898 | -0.020944 | 1.3975 | 1.3916 | 1.3855 | 1.3815 | 1.3733 | 1.3664 | 1.3554 | 1.3413 | 1.3292 | 1.3068 | 1.2834 | 1.024 | 0.65314 | 0.093525 | 1.5191 | 1.498 | 1.4779 | 1.4654 | 1.4439 | 1.4279 | 1.4021 | 1.364 | 1.3363 | 1.283 | 1.2298 | 0.90883 | 0.65155 | 0.49922
IVER 132KV | DENHAM | COKES LANE | MINIMUM HEADROOM | SU 99240 97483 | NO | YES | 0.699 | 9.2485 | 9.0758 | 8.7867 | 8.4978 | 8.1816 | 7.9244 | 7.6245 | 7.2051 | 6.7311 | 6.6297 | 6.2918 | 5.2214 | 4.4924 | 4.0331 | 10.4217 | 10.3125 | 10.145 | 9.9945 | 9.7868 | 9.6149 | 9.4353 | 9.1717 | 8.8774 | 8.6569 | 8.6586 | 7.49 | 5.4664 | 1.7961 | 9.2858 | 9.1318 | 8.8858 | 8.6429 | 8.3732 | 8.1379 | 7.8477 | 7.461 | 7.0149 | 6.9538 | 6.6466 | 5.6949 | 5.154 | 4.7817
|  | COKES LANE | CT |  |  |  |  | 9.2695 | 9.1313 | 8.8707 | 8.6303 | 8.3202 | 8.0858 | 7.8501 | 7.4749 | 7.0654 | 6.7577 | 6.7384 | 5.3779 | 4.4924 | 4.0331 | 10.4217 | 10.3125 | 10.145 | 9.9945 | 9.7868 | 9.6149 | 9.4353 | 9.1717 | 8.8774 | 8.6569 | 8.6586 | 7.49 | 6.211 | 4.2413 | 9.3004 | 9.1782 | 8.9529 | 8.7538 | 8.4808 | 8.2664 | 8.0514 | 7.7046 | 7.3231 | 7.0498 | 7.0569 | 5.8582 | 5.154 | 4.7817
|  | COKES LANE | LW |  |  |  |  | 9.2485 | 9.0758 | 8.7867 | 8.4978 | 8.1816 | 7.9244 | 7.6245 | 7.2051 | 6.7311 | 6.6297 | 6.2918 | 5.2214 | 4.7758 | 4.3694 | 10.4327 | 10.3271 | 10.1754 | 10.0274 | 9.8609 | 9.71 | 9.5192 | 9.2758 | 8.9833 | 9.0181 | 8.8462 | 8.3728 | 8.1886 | 7.994 | 9.2858 | 9.1318 | 8.8858 | 8.6429 | 8.3732 | 8.1379 | 7.8477 | 7.461 | 7.0149 | 6.9538 | 6.6466 | 5.6949 | 5.3067 | 4.9461
|  | COKES LANE | ST |  |  |  |  | 9.3339 | 9.2232 | 9.1271 | 9.0058 | 8.873 | 8.8198 | 8.7338 | 8.6341 | 8.5014 | 8.387 | 8.2262 | 7.5187 | 6.7994 | 6.117 | 10.4626 | 10.37 | 10.2862 | 10.1789 | 10.0575 | 9.9827 | 9.8752 | 9.7508 | 9.5916 | 9.4413 | 9.2375 | 8.2891 | 7.019 | 5.0115 | 9.3639 | 9.2676 | 9.189 | 9.0818 | 8.9628 | 8.9123 | 8.8229 | 8.7179 | 8.5787 | 8.4633 | 8.2923 | 7.6841 | 7.0823 | 6.5072
|  | COKES LANE | FS |  |  |  |  | 9.3623 | 9.2736 | 9.1854 | 9.0701 | 8.9567 | 8.8684 | 8.7819 | 8.6941 | 8.5558 | 8.3908 | 8.2554 | 7.3035 | 6.5176 | 6.0544 | 10.4792 | 10.3928 | 10.3089 | 10.1983 | 10.0834 | 9.9723 | 9.8454 | 9.7118 | 9.5287 | 9.3202 | 9.1257 | 7.6702 | 5.4664 | 1.7961 | 9.3913 | 9.3142 | 9.2442 | 9.1445 | 9.0468 | 8.9622 | 8.8784 | 8.8036 | 8.6749 | 8.5187 | 8.3985 | 7.5038 | 6.8264 | 6.4576
LOVEDEAN GSP | WYMERING BSP | COLLEGE PARK | MINIMUM HEADROOM | SU 65893 02686 | NO | YES | 0.831 | 8.7779 | 8.5934 | 8.1652 | 7.6137 | 7.1044 | 6.401 | 5.6189 | 4.8418 | 3.6942 | 2.5551 | 1.509 | -2.0106 | -3.5554 | -4.8473 | 10.7119 | 10.504 | 10.2081 | 9.881 | 9.4911 | 9.0503 | 8.4649 | 7.9616 | 7.1429 | 6.4996 | 5.7203 | 2.3449 | -1.1026 | -10.6422 | 9.0605 | 8.8649 | 8.4946 | 7.9857 | 7.5221 | 6.8447 | 6.0806 | 5.394 | 4.301 | 3.2184 | 2.2477 | -0.87297 | -2.2045 | -3.3604
|  | COLLEGE PARK | CT |  |  |  |  | 8.7779 | 8.5934 | 8.2224 | 7.8158 | 7.3552 | 6.8401 | 6.176 | 5.4052 | 4.2925 | 3.3828 | 2.3502 | -1.647 | -3.5554 | -4.8473 | 10.7119 | 10.504 | 10.2081 | 9.881 | 9.4911 | 9.0503 | 8.4649 | 7.9616 | 7.1429 | 6.4996 | 5.7203 | 2.3449 | -0.68375 | -5.4683 | 9.0605 | 8.8649 | 8.5074 | 8.1182 | 7.6633 | 7.1538 | 6.4749 | 5.7776 | 4.7056 | 3.8705 | 2.8922 | -0.63901 | -2.2045 | -3.3604
|  | COLLEGE PARK | LW |  |  |  |  | 8.7893 | 8.6073 | 8.1652 | 7.6137 | 7.1044 | 6.401 | 5.6189 | 4.8418 | 3.6942 | 2.5551 | 1.509 | -2.0106 | -2.8912 | -3.889 | 10.7801 | 10.6328 | 10.4134 | 10.1027 | 9.8298 | 9.3854 | 8.8724 | 8.5069 | 7.8133 | 7.1274 | 6.5311 | 4.7582 | 4.3666 | 3.684 | 9.0799 | 8.8862 | 8.4946 | 7.9857 | 7.5221 | 6.8447 | 6.0806 | 5.394 | 4.301 | 3.2184 | 2.2477 | -0.87297 | -1.5999 | -2.5693
|  | COLLEGE PARK | ST |  |  |  |  | 8.9306 | 8.8689 | 8.8046 | 8.6969 | 8.6016 | 8.4546 | 8.2762 | 8.0834 | 7.7905 | 7.4257 | 7.0235 | 5.024 | 3.4406 | 1.4418 | 10.8268 | 10.715 | 10.5876 | 10.4181 | 10.2535 | 10.0317 | 9.7719 | 9.4962 | 9.1198 | 8.6628 | 8.1521 | 5.3718 | 2.3028 | -2.5941 | 9.2207 | 9.1531 | 9.0807 | 8.9645 | 8.8679 | 8.6998 | 8.4941 | 8.2833 | 7.954 | 7.5398 | 7.0819 | 5.1659 | 3.8192 | 2.2084
|  | COLLEGE PARK | FS |  |  |  |  | 8.9493 | 8.9063 | 8.8151 | 8.6933 | 8.5634 | 8.4439 | 8.282 | 8.04 | 7.7583 | 7.4639 | 7.1105 | 4.982 | 2.7513 | 0.65546 | 10.8259 | 10.7131 | 10.5681 | 10.3864 | 10.1854 | 9.9825 | 9.6983 | 9.337 | 8.9146 | 8.463 | 7.9384 | 4.4908 | -1.1026 | -10.6422 | 9.2393 | 9.1915 | 9.1036 | 8.9851 | 8.8584 | 8.7483 | 8.5875 | 8.3585 | 8.0852 | 7.792 | 7.4367 | 5.3702 | 3.2943 | 1.4535
EALING GSP |  | COPLEY DENE | MINIMUM HEADROOM | TQ 17445 80798 | NO | NO | 5.844 | 5.7487 | 5.1839 | 3.9946 | 2.5854 | 1.5958 | -0.22386 | -2.2904 | -4.8575 | -7.8394 | -10.7971 | -13.5405 | -21.9561 | -23.308 | -26.1571 | 13.565 | 13.0542 | 12.3785 | 11.6552 | 11.1018 | 10.1453 | 8.7909 | 7.2031 | 5.3553 | 3.4981 | 1.8932 | -5.0008 | -12.9203 | -33.3745 | 7.048 | 6.5059 | 5.4334 | 4.156 | 3.3761 | 1.6996 | -0.23135 | -2.5859 | -5.4547 | -8.2963 | -10.8654 | -18.5753 | -19.5292 | -22.0449
|  | COPLEY DENE | CT |  |  |  |  | 5.8913 | 5.3368 | 4.4402 | 3.5002 | 2.7446 | 1.5699 | -0.01262 | -2.3769 | -4.9492 | -6.9061 | -9.2353 | -19.3234 | -23.308 | -26.1571 | 13.565 | 13.0542 | 12.3785 | 11.6552 | 11.1018 | 10.1639 | 8.8531 | 7.2031 | 5.3553 | 3.9873 | 2.2747 | -5.0008 | -11.4765 | -21.8292 | 7.1801 | 6.6419 | 5.7962 | 4.9079 | 4.2941 | 3.2014 | 1.6944 | -0.46491 | -2.8363 | -4.577 | -6.7862 | -15.9887 | -19.4879 | -22.0449
|  | COPLEY DENE | LW |  |  |  |  | 5.7487 | 5.1839 | 3.9946 | 2.5854 | 1.5958 | -0.22386 | -2.2904 | -4.8575 | -7.8394 | -10.7971 | -13.5405 | -21.9561 | -23.0404 | -25.5832 | 13.5682 | 13.1668 | 12.5131 | 11.6947 | 11.2786 | 10.1453 | 8.7909 | 7.2448 | 5.3582 | 3.4981 | 1.8932 | -2.2391 | -2.7305 | -4.5033 | 7.048 | 6.5059 | 5.4334 | 4.156 | 3.3761 | 1.6996 | -0.23135 | -2.5859 | -5.4547 | -8.2963 | -10.8654 | -18.5753 | -19.5292 | -21.8844
|  | COPLEY DENE | ST |  |  |  |  | 6.1582 | 5.8871 | 5.6221 | 5.3375 | 4.9616 | 4.4903 | 3.8796 | 3.675 | 2.9315 | 1.9941 | 0.96576 | -4.3078 | -7.1524 | -10.8425 | 13.7773 | 13.4883 | 13.1708 | 12.8239 | 12.3829 | 11.8399 | 11.1455 | 10.7686 | 9.9359 | 8.9148 | 7.7823 | 1.118 | -4.8608 | -14.9986 | 7.4451 | 7.1885 | 6.9316 | 6.6553 | 6.2884 | 5.8278 | 5.228 | 5.0556 | 4.3223 | 3.3939 | 2.3749 | -2.7366 | -5.1779 | -8.1389
|  | COPLEY DENE | FS |  |  |  |  | 6.2989 | 6.1357 | 5.8662 | 5.5476 | 5.2601 | 4.8704 | 4.4166 | 3.8142 | 3.0959 | 2.6716 | 1.8136 | -4.988 | -11.4928 | -17.1951 | 13.8202 | 13.5633 | 13.2371 | 12.8496 | 12.4626 | 11.9481 | 11.2923 | 10.5047 | 9.5762 | 8.8799 | 7.7695 | -0.36091 | -12.9203 | -33.3745 | 7.5724 | 7.4155 | 7.1619 | 6.8596 | 6.5885 | 6.2166 | 5.7794 | 5.2183 | 4.5398 | 4.2326 | 3.4262 | -2.7259 | -8.8148 | -13.9228
BRAMLEY (FLEE) | MAIDENHEAD BSP | CORDWALLIS | MINIMUM HEADROOM | SU 88285 81857 | NO | YES | 7.338 | 3.1728 | 2.6072 | 1.7492 | 0.73699 | -0.20633 | -1.0117 | -2.222 | -3.8245 | -5.5367 | -7.0178 | -8.2973 | -12.449 | -14.5902 | -16.2164 | 6.2273 | 5.8621 | 5.4282 | 4.9167 | 4.3355 | 4.0847 | 3.3711 | 2.4552 | 1.4497 | 0.70351 | -0.081888 | -3.8368 | -7.5631 | -17.5077 | 4.3072 | 3.8121 | 3.0951 | 2.2199 | 1.3866 | 0.6996 | -0.41555 | -1.8559 | -3.4314 | -4.8232 | -5.9932 | -9.5942 | -11.1499 | -12.5432
|  | CORDWALLIS | CT |  |  |  |  | 3.2802 | 2.7651 | 2.0597 | 1.2502 | 0.37162 | -0.18591 | -1.2275 | -2.7327 | -4.3161 | -5.4474 | -6.6326 | -11.9202 | -14.5902 | -16.2164 | 6.2464 | 5.8621 | 5.4282 | 4.9276 | 4.3355 | 4.0847 | 3.3711 | 2.4552 | 1.4497 | 0.74809 | -0.081888 | -3.8368 | -7.2908 | -12.296 | 4.3994 | 3.94 | 3.3241 | 2.6258 | 1.829 | 1.3949 | 0.43551 | -0.91726 | -2.3576 | -3.3647 | -4.4695 | -8.9677 | -11.1499 | -12.5432
|  | CORDWALLIS | LW |  |  |  |  | 3.1728 | 2.6072 | 1.7492 | 0.73699 | -0.20633 | -1.0117 | -2.222 | -3.8245 | -5.5367 | -7.0178 | -8.2973 | -12.449 | -13.7423 | -14.9651 | 6.2273 | 5.8775 | 5.4564 | 4.9167 | 4.4223 | 4.0905 | 3.3822 | 2.5353 | 1.5654 | 0.70351 | 0.029588 | -1.861 | -2.414 | -3.1294 | 4.3072 | 3.8121 | 3.0951 | 2.2199 | 1.3866 | 0.6996 | -0.41555 | -1.8559 | -3.4314 | -4.8232 | -5.9932 | -9.5942 | -10.657 | -11.7718
|  | CORDWALLIS | ST |  |  |  |  | 3.4222 | 3.0991 | 2.8085 | 2.4621 | 2.1851 | 1.8131 | 1.375 | 0.84288 | 0.67602 | 0.16402 | -0.34475 | -3.4739 | -5.4321 | -7.8324 | 6.3391 | 6.1008 | 5.848 | 5.552 | 5.2896 | 4.9438 | 4.5403 | 4.0634 | 3.8688 | 3.3419 | 2.783 | -0.68841 | -3.8758 | -9.1606 | 4.5391 | 4.2727 | 4.0114 | 3.7057 | 3.4598 | 3.1232 | 2.7245 | 2.2411 | 2.1234 | 1.6342 | 1.1373 | -1.814 | -3.5569 | -5.5603
|  | CORDWALLIS | FS |  |  |  |  | 3.5297 | 3.2688 | 3.0144 | 2.6978 | 2.3929 | 2.1013 | 1.7306 | 1.2472 | 0.70263 | 0.50041 | 0.0059863 | -3.4343 | -6.6218 | -9.6158 | 6.3884 | 6.1578 | 5.9418 | 5.6601 | 5.3696 | 5.0729 | 4.6778 | 4.1868 | 3.6225 | 3.3066 | 2.7212 | -1.4417 | -7.5631 | -17.5077 | 4.6295 | 4.4058 | 4.1945 | 3.9158 | 3.6438 | 3.3872 | 3.0562 | 2.6262 | 2.1361 | 2.0183 | 1.5475 | -1.6588 | -4.5095 | -7.0587
MANNINGTON GSP | LYTCHETT | CORFE MULLEN | MINIMUM HEADROOM | SY 98583 96071 | NO | YES | 1.665 | 15.1653 | 14.9338 | 14.2261 | 13.4333 | 12.9551 | 11.9651 | 10.897 | 9.5556 | 8.1017 | 6.8219 | 5.7181 | 1.3455 | -2.276 | -4.1534 | 16.7832 | 16.5627 | 16.1574 | 15.7237 | 15.5018 | 14.9879 | 14.3796 | 13.6418 | 12.8232 | 12.2398 | 11.5423 | 8.2647 | 4.972 | -1.8091 | 15.5097 | 15.2945 | 14.6648 | 13.9564 | 13.5758 | 12.7067 | 11.7608 | 10.564 | 9.2632 | 8.1008 | 7.1132 | 3.3044 | 0.22281 | -1.4278
|  | CORFE MULLEN | CT |  |  |  |  | 15.2682 | 14.9812 | 14.3141 | 13.6129 | 13.144 | 12.2979 | 11.3543 | 10.1395 | 8.8423 | 7.8767 | 6.8097 | 1.4218 | -2.276 | -4.1534 | 16.8298 | 16.5627 | 16.1574 | 15.7237 | 15.5018 | 14.9879 | 14.3796 | 13.6418 | 12.8232 | 12.2398 | 11.5423 | 8.2647 | 4.972 | 0.85823 | 15.6052 | 15.3375 | 14.7441 | 14.1217 | 13.7418 | 13.0052 | 12.1709 | 11.0856 | 9.9215 | 9.057 | 8.0915 | 3.408 | 0.22281 | -1.4278
|  | CORFE MULLEN | LW |  |  |  |  | 15.1653 | 14.9338 | 14.2261 | 13.4333 | 12.9551 | 11.9651 | 10.897 | 9.5556 | 8.1017 | 6.8219 | 5.7181 | 1.3455 | -1.0337 | -2.8716 | 16.7832 | 16.613 | 16.2427 | 15.8038 | 15.6724 | 15.1267 | 14.52 | 13.8243 | 13.0363 | 12.3346 | 11.8086 | 9.9519 | 8.9242 | 8.0476 | 15.5097 | 15.2945 | 14.6648 | 13.9564 | 13.5758 | 12.7067 | 11.7608 | 10.564 | 9.2632 | 8.1008 | 7.1132 | 3.3044 | 1.2581 | -0.37243
|  | CORFE MULLEN | ST |  |  |  |  | 15.4446 | 15.3004 | 15.0876 | 14.8796 | 14.6033 | 14.246 | 13.8778 | 13.8512 | 13.4933 | 13.1768 | 12.8419 | 9.4674 | 6.468 | 3.8639 | 16.9431 | 16.792 | 16.5816 | 16.372 | 16.1091 | 15.7933 | 15.4577 | 15.3866 | 15.0172 | 14.635 | 14.2222 | 11.1838 | 8.1427 | 3.8009 | 15.771 | 15.6404 | 15.4491 | 15.2688 | 15.03 | 14.7266 | 14.4108 | 14.4205 | 14.1044 | 13.7761 | 13.4151 | 10.3374 | 7.8716 | 5.5786
|  | CORFE MULLEN | FS |  |  |  |  | 15.4636 | 15.3365 | 15.1178 | 14.8717 | 14.6391 | 14.3066 | 13.9512 | 13.5489 | 13.0907 | 12.9926 | 12.5861 | 9.6447 | 6.9152 | 3.9838 | 16.9607 | 16.8174 | 16.6197 | 16.3908 | 16.169 | 15.8674 | 15.5132 | 15.1139 | 14.6496 | 14.4701 | 14.0087 | 10.716 | 6.051 | -1.8091 | 15.7897 | 15.6759 | 15.4865 | 15.2733 | 15.0803 | 14.7996 | 14.4959 | 14.1412 | 13.7355 | 13.6749 | 13.3116 | 10.7305 | 8.3501 | 5.767
MELKSHAM GSP | NORRINGTON | CORSHAM | MINIMUM HEADROOM | ST 86766 69583 | NO | YES | 1.126 | 1.0708 | 0.91462 | 0.49763 | 0.058015 | -0.39903 | -1.294 | -2.2923 | -3.2067 | -4.3601 | -5.4743 | -6.4905 | -9.9929 | -12.1894 | -13.6766 | 2.6742 | 2.6028 | 2.4848 | 2.3266 | 2.1147 | 1.3865 | 0.46831 | -0.093154 | -0.94027 | -1.6349 | -2.3277 | -4.8507 | -6.9226 | -10.7104 | 1.8883 | 1.7267 | 1.3403 | 0.93163 | 0.50507 | -0.46186 | -1.5606 | -2.4184 | -3.5857 | -4.6961 | -5.6743 | -8.937 | -10.8106 | -12.1112
|  | CORSHAM | CT |  |  |  |  | 1.0869 | 0.91462 | 0.53113 | 0.164 | -0.29146 | -1.0692 | -1.9958 | -2.8462 | -3.9086 | -4.7963 | -5.7389 | -9.7073 | -12.1894 | -13.6766 | 2.6837 | 2.6028 | 2.4848 | 2.3437 | 2.1147 | 1.3865 | 0.46831 | -0.093154 | -0.94027 | -1.5819 | -2.2833 | -4.8507 | -6.9226 | -9.3882 | 1.9057 | 1.7267 | 1.3626 | 1.0232 | 0.58083 | -0.26304 | -1.292 | -2.0974 | -3.1809 | -4.0531 | -4.9832 | -8.5974 | -10.8106 | -12.1112
|  | CORSHAM | LW |  |  |  |  | 1.0708 | 0.91539 | 0.49763 | 0.058015 | -0.39903 | -1.294 | -2.2923 | -3.2067 | -4.3601 | -5.4743 | -6.4905 | -9.9929 | -11.7367 | -13.0351 | 2.6742 | 2.6118 | 2.4901 | 2.3266 | 2.1589 | 1.4639 | 0.55716 | -0.016166 | -0.84794 | -1.6349 | -2.3277 | -4.3373 | -5.0729 | -5.688 | 1.8883 | 1.7287 | 1.3403 | 0.93163 | 0.50507 | -0.46186 | -1.5606 | -2.4184 | -3.5857 | -4.6961 | -5.6743 | -8.937 | -10.4921 | -11.6493
|  | CORSHAM | ST |  |  |  |  | 1.1792 | 1.0807 | 0.97794 | 0.87069 | 0.73174 | 0.28795 | -0.18935 | -0.69036 | -1.1867 | -1.8759 | -2.4464 | -6.2061 | -8.1859 | -9.4074 | 2.7204 | 2.6809 | 2.6248 | 2.5605 | 2.449 | 1.9416 | 1.3475 | 0.75848 | 0.16883 | -0.45767 | -0.97285 | -3.7603 | -5.285 | -7.8414 | 2.0086 | 1.9078 | 1.7983 | 1.6907 | 1.5449 | 1.0203 | 0.45367 | -0.13342 | -0.70661 | -1.3463 | -1.9451 | -5.4295 | -7.2481 | -8.3662
|  | CORSHAM | FS |  |  |  |  | 1.225 | 1.1592 | 1.062 | 0.94665 | 0.84616 | 0.45697 | 0.020211 | -0.45583 | -0.92427 | -1.3956 | -1.8513 | -4.3151 | -7.0554 | -9.3121 | 2.7303 | 2.7029 | 2.665 | 2.6131 | 2.5623 | 2.1677 | 1.708 | 1.1727 | 0.62806 | 0.084113 | -0.44468 | -2.8324 | -5.9696 | -10.7104 | 2.0499 | 1.9805 | 1.8821 | 1.7643 | 1.6713 | 1.2155 | 0.69786 | 0.16418 | -0.35624 | -0.87417 | -1.3692 | -3.483 | -6.0622 | -8.1539
EAST CLAYDON GSP | BICESTER NORTH BSP | COTTISFORD | MINIMUM HEADROOM | SP 59021 31128 | YES | NO | 0 | -0.48196 | -0.58447 | -0.67793 | -0.82226 | -0.95095 | -1.1304 | -1.2891 | -1.4891 | -1.7228 | -1.911 | -2.0886 | -2.6797 | -3.0563 | -3.3999 | -0.53951 | -0.62818 | -0.71048 | -0.81378 | -0.93298 | -1.0624 | -1.1953 | -1.3846 | -1.598 | -1.77 | -1.9451 | -3.3148 | -5.9585 | -10.6863 | -0.46474 | -0.55893 | -0.64452 | -0.77704 | -0.89448 | -1.0622 | -1.209 | -1.3972 | -1.6185 | -1.7945 | -1.96 | -2.4913 | -2.8117 | -3.1014
|  | COTTISFORD | CT |  |  |  |  | -0.48196 | -0.58447 | -0.67597 | -0.78715 | -0.90875 | -1.0382 | -1.1667 | -1.3593 | -1.5716 | -1.7277 | -1.8794 | -2.5276 | -2.9306 | -3.2546 | -0.53951 | -0.62818 | -0.71048 | -0.81378 | -0.93298 | -1.0624 | -1.1953 | -1.3846 | -1.598 | -1.77 | -1.9451 | -3.0196 | -4.4319 | -6.7898 | -0.46474 | -0.55893 | -0.64236 | -0.74453 | -0.85751 | -0.97821 | -1.0978 | -1.2793 | -1.4801 | -1.6253 | -1.7659 | -2.3502 | -2.6967 | -2.9697
|  | COTTISFORD | LW |  |  |  |  | -0.47711 | -0.56696 | -0.67793 | -0.82226 | -0.95095 | -1.1304 | -1.2891 | -1.4891 | -1.7228 | -1.911 | -2.0886 | -2.6797 | -3.0563 | -3.3999 | -0.518 | -0.56944 | -0.62261 | -0.70422 | -0.77302 | -0.88542 | -0.97838 | -1.1085 | -1.2672 | -1.3817 | -1.4879 | -1.7865 | -1.9578 | -2.125 | -0.46178 | -0.54435 | -0.64452 | -0.77704 | -0.89448 | -1.0622 | -1.209 | -1.3972 | -1.6185 | -1.7945 | -1.96 | -2.4913 | -2.8117 | -3.1014
|  | COTTISFORD | ST |  |  |  |  | -0.44307 | -0.50671 | -0.59723 | -0.70473 | -0.81361 | -0.91057 | -1.0329 | -1.1444 | -1.2829 | -1.4059 | -1.5712 | -2.2779 | -2.6486 | -2.9008 | -0.51723 | -0.57705 | -0.6523 | -0.74586 | -0.84692 | -0.94031 | -1.0621 | -1.1906 | -1.3491 | -1.5013 | -1.7012 | -2.9216 | -4.3514 | -6.6796 | -0.42862 | -0.48548 | -0.56649 | -0.66364 | -0.76268 | -0.84978 | -0.96207 | -1.0652 | -1.195 | -1.3091 | -1.4653 | -2.1274 | -2.4517 | -2.6604
|  | COTTISFORD | FS |  |  |  |  | -0.39494 | -0.43309 | -0.47124 | -0.50732 | -0.54995 | -0.5975 | -0.63111 | -0.71828 | -0.80983 | -0.92376 | -1.0454 | -1.7093 | -2.3534 | -2.857 | -0.50538 | -0.56279 | -0.6325 | -0.70622 | -0.79313 | -0.89277 | -1.0007 | -1.1627 | -1.3424 | -1.5478 | -1.7721 | -3.3148 | -5.9585 | -10.6863 | -0.38581 | -0.41983 | -0.45518 | -0.48772 | -0.52733 | -0.57182 | -0.60238 | -0.68243 | -0.76672 | -0.87313 | -0.98711 | -1.6088 | -2.1911 | -2.6425
BRAMLEY (FLEE) | BURGHFIELD MAIN | COURAGES | MINIMUM HEADROOM | SU 70990 69570 | NO | YES | 4.021 | 10.598 | 10.3307 | 9.7573 | 9.1501 | 8.2992 | 7.335 | 5.9032 | 4.2774 | 2.4245 | 1.0459 | -0.51851 | -7.3444 | -10.2962 | -10.7556 | 11.1254 | 10.7631 | 10.235 | 9.8123 | 9.2156 | 8.5315 | 7.4766 | 6.2229 | 4.8001 | 3.7657 | 2.5683 | -2.7728 | -5.0818 | -5.5033 | 10.8306 | 10.5695 | 10.1438 | 9.7949 | 8.9859 | 8.0547 | 6.6717 | 5.1016 | 3.3114 | 1.9834 | 0.47312 | -6.1359 | -8.9861 | -9.4256
|  | COURAGES | CT |  |  |  |  | 10.6497 | 10.3621 | 9.7931 | 9.1989 | 8.2992 | 7.335 | 5.9032 | 4.2774 | 2.4245 | 1.1816 | -0.39429 | -4.3183 | -4.5321 | -4.5868 | 11.2092 | 10.8104 | 10.2899 | 9.8528 | 9.2156 | 8.5315 | 7.4766 | 6.2229 | 4.8001 | 3.8466 | 2.6366 | -0.3774 | -0.56684 | -0.68146 | 10.8715 | 10.5794 | 10.182 | 9.825 | 8.9859 | 8.0547 | 6.6717 | 5.1016 | 3.3114 | 2.1113 | 0.58919 | -3.1959 | -3.3964 | -3.4458
|  | COURAGES | LW |  |  |  |  | 10.598 | 10.3307 | 9.7573 | 9.1501 | 8.5463 | 7.3888 | 6.0206 | 4.5946 | 2.7867 | 1.0459 | -0.51851 | -3.9324 | -4.1036 | -4.3058 | 11.1254 | 10.7631 | 10.235 | 9.8123 | 9.3925 | 8.58 | 7.5761 | 6.4849 | 5.0995 | 3.7657 | 2.5683 | -0.033531 | -0.15813 | -0.30979 | 10.8306 | 10.5695 | 10.1438 | 9.7949 | 9.2277 | 8.1097 | 6.7882 | 5.4111 | 3.6648 | 1.9834 | 0.47312 | -2.8198 | -2.9822 | -3.1756
|  | COURAGES | ST |  |  |  |  | 10.7746 | 10.6424 | 10.378 | 10.0688 | 9.522 | 8.8175 | 7.9326 | 6.9417 | 5.6317 | 3.9358 | 2.0604 | -7.3444 | -10.2962 | -10.7556 | 11.3634 | 11.1789 | 10.7989 | 10.4578 | 10.0656 | 9.5603 | 8.9238 | 8.2115 | 7.2422 | 5.9346 | 4.4888 | -2.7728 | -5.0818 | -5.5033 | 11.0062 | 10.8786 | 10.6292 | 10.4098 | 10.1526 | 9.4855 | 8.6307 | 7.6733 | 6.4068 | 4.7673 | 2.9545 | -6.1359 | -8.9861 | -9.4256
|  | COURAGES | FS |  |  |  |  | 10.8306 | 10.7491 | 10.559 | 10.4106 | 10.2634 | 10.0329 | 9.5918 | 9.1131 | 8.4749 | 7.6126 | 6.6573 | 0.68121 | -4.3331 | -6.4468 | 11.4339 | 11.3359 | 11.0987 | 10.9081 | 10.7057 | 10.4506 | 10.1288 | 9.7737 | 9.3044 | 8.6845 | 7.9988 | 3.3932 | -0.53357 | -2.3077 | 11.0623 | 10.984 | 10.8101 | 10.664 | 10.5202 | 10.3344 | 10.1042 | 9.772 | 9.1563 | 8.3233 | 7.4003 | 1.626 | -3.2157 | -5.2522
BRAMLEY (FLEE) | CAMBERLEY RESERVE | COVE | MINIMUM HEADROOM | SU 85415 55937 | NO | YES | 1.672 | 12.1132 | 11.7996 | 11.1382 | 10.2827 | 9.523 | 8.55 | 7.1553 | 5.5425 | 3.8664 | 2.2357 | 0.74848 | -3.0415 | -5.033 | -6.1356 | 12.9313 | 12.7288 | 12.411 | 11.9192 | 11.4342 | 10.5493 | 9.7703 | 8.6631 | 7.5533 | 6.6362 | 5.6716 | 2.2776 | -0.15687 | -6.139 | 11.8958 | 11.6117 | 11.0845 | 10.3069 | 9.6339 | 8.6907 | 7.3161 | 5.7806 | 4.1932 | 2.6675 | 1.3198 | -2.1328 | -3.576 | -4.5181
|  | COVE | CT |  |  |  |  | 12.1939 | 11.9101 | 11.3222 | 10.5668 | 9.8045 | 8.6803 | 7.7029 | 6.1594 | 4.5764 | 3.2186 | 1.7831 | -2.9021 | -5.033 | -6.1356 | 12.9525 | 12.7288 | 12.411 | 11.9192 | 11.4342 | 10.5493 | 9.7703 | 8.6631 | 7.5533 | 6.6463 | 5.6716 | 2.2776 | -0.15687 | -3.331 | 11.9682 | 11.7004 | 11.2327 | 10.5427 | 9.8558 | 8.7464 | 7.7841 | 6.3094 | 4.8178 | 3.5805 | 2.2635 | -1.8057 | -3.576 | -4.5181
|  | COVE | LW |  |  |  |  | 12.1132 | 11.7996 | 11.1382 | 10.2827 | 9.523 | 8.55 | 7.1553 | 5.5425 | 3.8664 | 2.2357 | 0.74848 | -3.0415 | -4.2392 | -5.038 | 12.9313 | 12.7372 | 12.4263 | 11.9237 | 11.523 | 10.8422 | 9.8047 | 8.7451 | 7.6605 | 6.6362 | 5.7661 | 3.4912 | 2.7763 | 2.273 | 11.8958 | 11.6117 | 11.0845 | 10.3069 | 9.6339 | 8.6907 | 7.3161 | 5.7806 | 4.1932 | 2.6675 | 1.3198 | -2.1328 | -3.2181 | -3.9762
|  | COVE | ST |  |  |  |  | 12.3616 | 12.1951 | 11.9803 | 11.599 | 11.3128 | 10.7463 | 10.0254 | 9.2668 | 8.4602 | 8.0015 | 7.1983 | 3.5104 | 1.44 | -0.433 | 13.0596 | 12.9163 | 12.7684 | 12.4404 | 12.1925 | 11.6149 | 10.8891 | 10.1515 | 9.3975 | 8.9727 | 8.2441 | 4.7145 | 1.9988 | -1.5189 | 12.1256 | 11.9716 | 11.807 | 11.4377 | 11.1727 | 10.5852 | 9.8244 | 9.0418 | 8.2283 | 7.8678 | 7.0967 | 3.6232 | 1.7221 | 0.040001
|  | COVE | FS |  |  |  |  | 12.4224 | 12.3144 | 12.0856 | 11.7576 | 11.508 | 10.9804 | 10.4026 | 9.7265 | 9.0521 | 8.3279 | 7.9498 | 4.4034 | 1.662 | -0.71043 | 13.0908 | 12.974 | 12.8149 | 12.5353 | 12.3158 | 11.7639 | 11.1394 | 10.4382 | 9.7504 | 9.0401 | 8.6119 | 4.8895 | 0.46358 | -6.139 | 12.1782 | 12.0749 | 11.9015 | 11.5999 | 11.3809 | 10.8283 | 10.2374 | 9.5549 | 8.8862 | 8.1817 | 7.8761 | 4.6057 | 2.0668 | -0.093358
FAWLEY GSP | COWES & WOOTTON COMMON BSP | COWES | MINIMUM HEADROOM | SP 56113 03074 | NO | YES | 3.263 | 5.6317 | 4.9278 | 3.5234 | 2.021 | 0.99074 | -0.68195 | -2.5955 | -4.863 | -7.2955 | -9.77 | -12.0035 | -19.5262 | -23.6108 | -27.6813 | 10.1283 | 9.7832 | 9.2255 | 8.4968 | 7.9298 | 6.8958 | 5.6653 | 4.4018 | 3.0918 | 1.7071 | 0.46036 | -4.6924 | -9.236 | -14.7961 | 6.11 | 5.4721 | 4.2011 | 2.8204 | 1.998 | 0.43847 | -1.3782 | -3.4442 | -5.6907 | -7.9974 | -10.0616 | -17.0859 | -21.1711 | -25.3888
|  | COWES | CT |  |  |  |  | 5.6955 | 5.0608 | 3.9738 | 2.8398 | 1.9093 | 0.65651 | -0.9559 | -3.0891 | -5.4979 | -7.4419 | -9.7074 | -18.4277 | -23.5911 | -27.2759 | 10.1923 | 9.8986 | 9.5786 | 9.0304 | 8.5011 | 7.7394 | 6.7131 | 5.4496 | 3.9342 | 2.7047 | 1.2473 | -4.6924 | -9.236 | -14.7961 | 6.1657 | 5.5913 | 4.6492 | 3.6505 | 2.9175 | 1.8006 | 0.30738 | -1.6132 | -3.8577 | -5.6706 | -7.805 | -15.8064 | -20.4801 | -24.0282
|  | COWES | LW |  |  |  |  | 5.6317 | 4.9278 | 3.5234 | 2.021 | 0.99074 | -0.68195 | -2.5955 | -4.863 | -7.2955 | -9.77 | -12.0035 | -19.5262 | -23.6108 | -27.6813 | 10.1283 | 9.7832 | 9.2255 | 8.4968 | 7.9298 | 6.8958 | 5.6653 | 4.4018 | 3.0918 | 1.7071 | 0.46036 | -4.006 | -7.0649 | -10.3564 | 6.11 | 5.4721 | 4.2011 | 2.8204 | 1.998 | 0.43847 | -1.3782 | -3.4442 | -5.6907 | -7.9974 | -10.0616 | -17.0859 | -21.1711 | -25.3888
|  | COWES | ST |  |  |  |  | 5.96 | 5.5915 | 4.9379 | 4.3753 | 3.8087 | 3.2697 | 2.979 | 2.254 | 1.3718 | 0.33297 | -0.72288 | -7.8186 | -12.5247 | -17.2106 | 10.3022 | 10.153 | 9.6413 | 9.207 | 8.7959 | 8.4112 | 8.0417 | 7.4222 | 6.6557 | 5.7388 | 4.8248 | -1.1755 | -5.7265 | -11.878 | 6.4231 | 6.1082 | 5.4421 | 4.8863 | 4.3348 | 3.8142 | 3.5925 | 2.8719 | 1.996 | 0.96945 | -0.050147 | -6.7481 | -11.3998 | -15.7569
|  | COWES | FS |  |  |  |  | 6.0055 | 5.7383 | 5.3297 | 4.9002 | 4.4964 | 4.0438 | 3.5244 | 2.8215 | 2.3659 | 1.4744 | 0.61638 | -4.6962 | -9.6362 | -14.6102 | 10.3484 | 10.2474 | 10.0775 | 9.8849 | 9.6768 | 9.3258 | 8.8602 | 8.252 | 7.7838 | 7.0186 | 6.3119 | 1.6388 | -4.4422 | -13.7827 | 6.471 | 6.2375 | 5.8778 | 5.4901 | 5.1352 | 4.715 | 4.2216 | 3.5624 | 3.2066 | 2.3682 | 1.5866 | -3.2967 | -7.6888 | -12.3432
COWLEY GSP | COWLEY LOCAL (2 X 90) | COWLEY LOCAL | MINIMUM HEADROOM | SP 56113 03074 | NO | NO | 13.606 | -8.4172 | -9.0439 | -10.9815 | -13.161 | -15.8835 | -18.6113 | -21.9883 | -25.6844 | -29.5597 | -33.4609 | -37.1263 | -45.6599 | -49.408 | -52.2781 | -4.1085 | -4.5479 | -5.6511 | -6.9115 | -8.5085 | -10.1165 | -12.1263 | -14.1388 | -16.2416 | -18.403 | -20.4553 | -28.1093 | -33.8 | -45.6101 | -7.6572 | -8.268 | -9.9673 | -11.7914 | -14.0991 | -16.5404 | -19.5647 | -22.788 | -26.1853 | -29.6209 | -32.779 | -40.4458 | -43.649 | -46.9593
|  | COWLEY LOCAL | CT |  |  |  |  | -8.3273 | -8.9577 | -10.5143 | -12.1375 | -14.529 | -16.7104 | -19.5572 | -23.2836 | -27.2898 | -30.834 | -34.6856 | -45.1769 | -49.408 | -52.2781 | -4.0659 | -4.5479 | -5.4867 | -6.4341 | -7.9305 | -9.2959 | -11.0753 | -13.2678 | -15.7441 | -17.8931 | -20.2947 | -28.1093 | -33.8 | -41.8309 | -7.5901 | -8.2118 | -9.5492 | -10.8497 | -12.9083 | -14.8251 | -17.3749 | -20.6428 | -24.2259 | -27.2799 | -30.6739 | -39.9056 | -43.6435 | -46.4873
|  | COWLEY LOCAL | LW |  |  |  |  | -8.4172 | -9.0439 | -10.9815 | -13.161 | -15.8835 | -18.6113 | -21.9883 | -25.6844 | -29.5597 | -33.4609 | -37.1263 | -45.6599 | -48.7593 | -51.6856 | -4.1085 | -4.5033 | -5.6511 | -6.9115 | -8.5085 | -10.1165 | -12.1263 | -14.1388 | -16.2416 | -18.403 | -20.4553 | -26.0279 | -28.3501 | -30.7642 | -7.6572 | -8.268 | -9.9673 | -11.7914 | -14.0991 | -16.5404 | -19.5647 | -22.788 | -26.1853 | -29.6209 | -32.779 | -40.4458 | -43.649 | -46.9593
|  | COWLEY LOCAL | ST |  |  |  |  | -7.9167 | -8.2486 | -9.2639 | -10.5575 | -11.9955 | -12.8692 | -14.1803 | -15.83 | -17.6803 | -19.7729 | -21.8986 | -33.2267 | -37.8104 | -40.8663 | -3.8368 | -4.1246 | -4.9456 | -5.9274 | -7.024 | -7.7062 | -8.6733 | -9.9137 | -11.3242 | -12.921 | -14.523 | -24.0846 | -29.6966 | -38.6293 | -7.1837 | -7.5003 | -8.4246 | -9.5496 | -10.7868 | -11.4926 | -12.6253 | -14.0685 | -15.7158 | -17.5929 | -19.4854 | -30.5297 | -35.2401 | -38.7016
|  | COWLEY LOCAL | FS |  |  |  |  | -7.7743 | -7.9486 | -8.6827 | -9.5933 | -10.6441 | -11.5506 | -12.6144 | -13.5068 | -14.8778 | -16.4863 | -18.141 | -26.4072 | -32.6482 | -37.8758 | -3.7312 | -3.9415 | -4.4814 | -5.1629 | -5.9844 | -6.7388 | -7.6518 | -8.4692 | -9.6669 | -11.0503 | -12.4477 | -20.5121 | -30.4645 | -45.6101 | -7.0709 | -7.2387 | -7.8411 | -8.5792 | -9.452 | -10.2313 | -11.1513 | -11.8515 | -13.0414 | -14.4521 | -15.8731 | -23.3681 | -29.0467 | -34.1025
BRAMLEY (FLEE) | COXMOOR WOOD BSP | COXMOOR WOOD | MINIMUM HEADROOM | SU 78275 50779 | YES | YES | 0.667 | 1.0617 | 0.91317 | 0.79328 | 0.38279 | 0.068023 | -0.29354 | -0.72679 | -1.3497 | -1.7017 | -2.3193 | -2.8695 | -4.7484 | -5.9286 | -6.8158 | 3.0627 | 2.9129 | 2.7654 | 2.5906 | 2.445 | 2.2382 | 1.9864 | 1.674 | 1.4277 | 1.0768 | 0.76053 | -0.07398 | -0.71598 | -3.4672 | 1.4431 | 1.2007 | 0.90265 | 0.54549 | 0.26848 | -0.069893 | -0.504 | -1.0731 | -1.3553 | -1.931 | -2.4253 | -4.0457 | -5.0164 | -5.7817
|  | COXMOOR WOOD | CT |  |  |  |  | 1.0938 | 0.96894 | 0.85936 | 0.56636 | 0.24579 | -0.040562 | -0.43651 | -1.0005 | -1.283 | -1.7378 | -2.2347 | -4.483 | -5.9286 | -6.8158 | 3.099 | 2.9687 | 2.8265 | 2.6802 | 2.5169 | 2.3552 | 2.1209 | 1.8224 | 1.6069 | 1.3582 | 1.073 | 0.13999 | -0.71598 | -2.2815 | 1.4891 | 1.2669 | 0.99514 | 0.69869 | 0.39693 | 0.1501 | -0.24365 | -0.76952 | -0.96995 | -1.3737 | -1.8311 | -3.7645 | -5.0164 | -5.7817
|  | COXMOOR WOOD | LW |  |  |  |  | 1.0617 | 0.91317 | 0.79328 | 0.38279 | 0.068023 | -0.29354 | -0.72679 | -1.3497 | -1.7017 | -2.3193 | -2.8695 | -4.7484 | -5.6487 | -6.3679 | 3.0627 | 2.9129 | 2.7654 | 2.5906 | 2.445 | 2.2382 | 1.9864 | 1.674 | 1.4277 | 1.0768 | 0.76053 | -0.07398 | -0.31902 | -0.4908 | 1.4431 | 1.2007 | 0.90265 | 0.54549 | 0.26848 | -0.069893 | -0.504 | -1.0731 | -1.3553 | -1.931 | -2.4253 | -4.0457 | -4.7957 | -5.4185
|  | COXMOOR WOOD | ST |  |  |  |  | 1.1194 | 1.0329 | 0.94698 | 0.8681 | 0.82336 | 0.75587 | 0.67416 | 0.58274 | 0.46776 | 0.22678 | -0.038156 | -1.5451 | -2.4719 | -3.6387 | 3.1386 | 3.0621 | 2.9822 | 2.903 | 2.8449 | 2.7593 | 2.6544 | 2.5327 | 2.3837 | 2.1791 | 1.9505 | 0.83221 | 0.30858 | -1.3213 | 1.5529 | 1.4258 | 1.2869 | 1.142 | 1.071 | 0.94473 | 0.79525 | 0.62562 | 0.46753 | 0.21091 | -0.066681 | -1.0599 | -2.0321 | -3.0478
|  | COXMOOR WOOD | FS |  |  |  |  | 1.1387 | 1.0742 | 1.0099 | 0.95466 | 0.91828 | 0.88435 | 0.83201 | 0.72899 | 0.54094 | 0.36016 | 0.13916 | -0.93288 | -2.1896 | -3.5056 | 3.1535 | 3.1 | 3.0394 | 2.9823 | 2.9332 | 2.8856 | 2.8164 | 2.7266 | 2.6187 | 2.4907 | 2.3405 | 1.4544 | -0.46152 | -3.4672 | 1.5825 | 1.4875 | 1.3618 | 1.2464 | 1.1507 | 1.0799 | 0.96162 | 0.8031 | 0.61817 | 0.44705 | 0.21825 | -0.70035 | -1.8111 | -2.919
MANNINGTON GSP | LYTCHETT | CREEKMOOR | MINIMUM HEADROOM | SZ 00552 94121 | NO | YES | 2.795 | 12.9274 | 12.6674 | 12.0033 | 11.2487 | 10.8623 | 10.0171 | 9.0499 | 7.6787 | 6.1732 | 4.6697 | 3.3732 | -0.86896 | -3.8518 | -5.5341 | 17.2342 | 16.9907 | 16.5935 | 16.1736 | 15.954 | 15.4921 | 14.8636 | 14.0769 | 13.2041 | 12.5212 | 11.7097 | 8.3581 | 5.4692 | -1.0715 | 12.9552 | 12.7076 | 12.1037 | 11.4119 | 11.0892 | 10.3105 | 9.4164 | 8.1594 | 6.7546 | 5.3657 | 4.2113 | 0.45724 | -2.1665 | -3.6599
|  | CREEKMOOR | CT |  |  |  |  | 12.9557 | 12.6674 | 12.0114 | 11.3331 | 10.911 | 10.192 | 9.2579 | 7.9751 | 6.5915 | 5.495 | 4.2344 | -0.86896 | -3.8518 | -5.5341 | 17.2342 | 16.9907 | 16.5935 | 16.1736 | 15.954 | 15.4921 | 14.8636 | 14.0769 | 13.2041 | 12.5212 | 11.7097 | 8.3581 | 5.4692 | 1.715 | 12.9812 | 12.7076 | 12.1096 | 11.4881 | 11.1317 | 10.4761 | 9.6009 | 8.4166 | 7.1302 | 6.1293 | 4.965 | 0.45724 | -2.1665 | -3.6599
|  | CREEKMOOR | LW |  |  |  |  | 12.9274 | 12.6685 | 12.0033 | 11.2487 | 10.8623 | 10.0171 | 9.0499 | 7.6787 | 6.1732 | 4.6697 | 3.3732 | -0.71532 | -2.4539 | -3.9554 | 17.253 | 17.0766 | 16.7262 | 16.3075 | 16.1884 | 15.7001 | 15.1205 | 14.3913 | 13.5601 | 12.7398 | 12.0734 | 10.1421 | 9.3288 | 8.5385 | 12.9552 | 12.7107 | 12.1037 | 11.4119 | 11.0892 | 10.3105 | 9.4164 | 8.1594 | 6.7546 | 5.3657 | 4.2113 | 0.57523 | -0.97659 | -2.3391
|  | CREEKMOOR | ST |  |  |  |  | 13.1735 | 13.0685 | 12.9173 | 12.7662 | 12.5624 | 12.3063 | 11.9423 | 11.9021 | 11.4917 | 10.9741 | 10.4115 | 6.5875 | 3.9408 | 1.3924 | 17.3719 | 17.2563 | 17.0816 | 16.9059 | 16.6882 | 16.4394 | 16.1084 | 16.0047 | 15.6178 | 15.1448 | 14.6275 | 11.2103 | 8.1849 | 4.0748 | 13.1873 | 13.0901 | 12.9414 | 12.7977 | 12.6033 | 12.3596 | 12.0232 | 11.9966 | 11.6016 | 11.1017 | 10.5585 | 6.9632 | 4.5831 | 2.3684
|  | CREEKMOOR | FS |  |  |  |  | 13.1671 | 13.0723 | 12.8919 | 12.6823 | 12.5041 | 12.271 | 11.9854 | 11.6057 | 11.1722 | 11.0015 | 10.5238 | 7.2725 | 4.1982 | 1.0335 | 17.3682 | 17.2546 | 17.0853 | 16.8848 | 16.7006 | 16.4644 | 16.1607 | 15.784 | 15.3451 | 15.1096 | 14.619 | 11.1938 | 6.407 | -1.0715 | 13.1835 | 13.0974 | 12.9332 | 12.7424 | 12.5838 | 12.3712 | 12.1119 | 11.7642 | 11.3561 | 11.2232 | 10.7702 | 7.7494 | 4.9623 | 2.1649
MINETY GSP | CIRENCESTER BSP | CRICKLADE | MINIMUM HEADROOM | SU 09400 93270 | NO | YES | 3.057 | 2.0825 | 1.8986 | 1.646 | 1.305 | 0.97451 | 0.58205 | 0.12259 | -0.47179 | -0.79057 | -1.3933 | -1.9234 | -3.7201 | -4.7913 | -5.71 | 3.1919 | 3.1299 | 3.0523 | 2.9418 | 2.8306 | 2.6709 | 2.4751 | 2.2438 | 2.0649 | 1.7837 | 1.4991 | 0.31397 | -0.74575 | -2.8198 | 2.3855 | 2.2965 | 2.1674 | 1.9976 | 1.8267 | 1.596 | 1.3212 | 0.98558 | 0.71491 | 0.29734 | -0.1294 | -1.5991 | -2.5446 | -3.3506
|  | CRICKLADE | CT |  |  |  |  | 2.0861 | 1.8986 | 1.662 | 1.3858 | 1.0597 | 0.77456 | 0.37938 | -0.17454 | -0.42678 | -0.85095 | -1.3497 | -3.4273 | -4.7913 | -5.71 | 3.2098 | 3.1425 | 3.0673 | 2.9768 | 2.8525 | 2.7345 | 2.5584 | 2.2483 | 2.1358 | 1.8804 | 1.5632 | 0.31397 | -0.74575 | -2.1573 | 2.4045 | 2.3078 | 2.1886 | 2.0505 | 1.8707 | 1.6988 | 1.4556 | 1.1346 | 0.90006 | 0.63094 | 0.27594 | -1.3247 | -2.5446 | -3.3506
|  | CRICKLADE | LW |  |  |  |  | 2.0825 | 1.9106 | 1.646 | 1.305 | 0.97451 | 0.58205 | 0.12259 | -0.47179 | -0.79057 | -1.3933 | -1.9234 | -3.7201 | -4.6852 | -5.5231 | 3.1919 | 3.1299 | 3.0523 | 2.9418 | 2.8306 | 2.6709 | 2.4751 | 2.2438 | 2.0649 | 1.7837 | 1.4991 | 0.66631 | 0.28668 | -0.11206 | 2.3855 | 2.2965 | 2.1674 | 1.9976 | 1.8267 | 1.596 | 1.3212 | 0.98558 | 0.71491 | 0.29734 | -0.1294 | -1.5991 | -2.4269 | -3.1545
|  | CRICKLADE | ST |  |  |  |  | 2.1647 | 2.0664 | 1.9358 | 1.7799 | 1.6156 | 1.4746 | 1.287 | 1.09 | 0.89374 | 0.61858 | 0.31132 | -0.95052 | -2.048 | -3.0106 | 3.2436 | 3.2194 | 3.1778 | 3.1229 | 3.0583 | 2.9913 | 2.9026 | 2.7985 | 2.6752 | 2.5037 | 2.3093 | 1.3121 | 0.28041 | -1.0736 | 2.453 | 2.4128 | 2.3473 | 2.2655 | 2.1718 | 2.0754 | 1.9521 | 1.813 | 1.6504 | 1.4285 | 1.1785 | 0.014265 | -0.67193 | -1.1701
|  | CRICKLADE | FS |  |  |  |  | 2.2165 | 2.1548 | 2.0726 | 1.9833 | 1.886 | 1.7788 | 1.7035 | 1.528 | 1.3284 | 1.1316 | 0.88964 | -0.23507 | -1.5733 | -2.7712 | 3.254 | 3.2406 | 3.2159 | 3.1843 | 3.1465 | 3.1018 | 3.0615 | 2.9969 | 2.9148 | 2.804 | 2.5891 | 1.4644 | -0.25083 | -2.8198 | 2.4734 | 2.4505 | 2.4128 | 2.3672 | 2.3139 | 2.2522 | 2.1963 | 2.1014 | 1.9854 | 1.8516 | 1.6911 | 0.78386 | -0.24734 | -1.1826
MELKSHAM GSP | FROME BSP | CROCKERTON | MINIMUM HEADROOM | ST 87736 43371 | NO | YES | 0.996 | 0.93277 | 0.84196 | 0.61119 | 0.2375 | -0.29568 | -0.96299 | -1.3532 | -2.2079 | -3.1507 | -4.1049 | -4.984 | -7.9581 | -9.8219 | -11.2468 | 3.0365 | 2.9454 | 2.8179 | 2.7025 | 2.5203 | 2.1738 | 2.0777 | 1.5772 | 1.0148 | 0.60052 | 0.083585 | -1.7095 | -3.3756 | -7.0457 | 1.5352 | 1.4569 | 1.3461 | 1.062 | 0.5832 | -0.060399 | -0.3764 | -1.1707 | -2.0717 | -2.9733 | -3.7541 | -6.2356 | -7.6941 | -8.8986
|  | CROCKERTON | CT |  |  |  |  | 0.9584 | 0.84963 | 0.61852 | 0.32747 | -0.19838 | -0.7277 | -1.0438 | -1.8384 | -2.7126 | -3.4141 | -4.2503 | -7.7007 | -9.8219 | -11.2468 | 3.0429 | 2.9454 | 2.8179 | 2.7025 | 2.5203 | 2.1738 | 2.0777 | 1.5772 | 1.0148 | 0.61724 | 0.097122 | -1.7095 | -3.3756 | -5.5572 | 1.5561 | 1.4616 | 1.3461 | 1.1292 | 0.62839 | 0.12422 | -0.13084 | -0.88729 | -1.7105 | -2.3438 | -3.1137 | -6.0023 | -7.6941 | -8.8986
|  | CROCKERTON | LW |  |  |  |  | 0.93277 | 0.84196 | 0.61119 | 0.2375 | -0.29568 | -0.96299 | -1.3532 | -2.2079 | -3.1507 | -4.1049 | -4.984 | -7.9581 | -9.3913 | -10.6739 | 3.0365 | 2.9626 | 2.8505 | 2.7243 | 2.5865 | 2.2487 | 2.1614 | 1.6998 | 1.1464 | 0.60052 | 0.083585 | -1.3421 | -1.7543 | -2.113 | 1.5352 | 1.4569 | 1.3539 | 1.062 | 0.5832 | -0.060399 | -0.3764 | -1.1707 | -2.0717 | -2.9733 | -3.7541 | -6.2356 | -7.3631 | -8.4465
|  | CROCKERTON | ST |  |  |  |  | 1.016 | 0.97189 | 0.9136 | 0.80328 | 0.59326 | 0.3563 | 0.063453 | -0.28449 | -0.74642 | -1.2009 | -1.8491 | -5.5946 | -7.2877 | -8.3946 | 3.0918 | 3.0396 | 2.9869 | 2.9057 | 2.8102 | 2.7134 | 2.5821 | 2.4194 | 2.1555 | 2.0709 | 1.7308 | -0.99363 | -2.0611 | -3.961 | 1.6104 | 1.5693 | 1.5227 | 1.4413 | 1.3434 | 1.2376 | 1.098 | 0.86122 | 0.48945 | 0.40867 | -0.16395 | -3.7232 | -5.2837 | -6.2667
|  | CROCKERTON | FS |  |  |  |  | 1.0311 | 1.0093 | 0.97281 | 0.92774 | 0.85851 | 0.75182 | 0.58513 | 0.37385 | 0.08854 | -0.28886 | -0.709 | -3.567 | -6.5948 | -8.9062 | 3.1036 | 3.0654 | 3.0219 | 2.9757 | 2.9088 | 2.8291 | 2.7349 | 2.6301 | 2.458 | 2.1194 | 1.7474 | -0.11404 | -2.8743 | -7.0457 | 1.6227 | 1.6001 | 1.5653 | 1.5286 | 1.4682 | 1.3957 | 1.3152 | 1.2348 | 1.079 | 0.71182 | 0.31534 | -1.7628 | -4.5944 | -6.7326
BRAMLEY (FLEE) | PYESTOCK BSP | CROOKHAM | MINIMUM HEADROOM | SU 81702 53403 | NO | YES | 0.529 | 16.8296 | 16.6084 | 15.9319 | 15.289 | 14.9745 | 13.9462 | 12.7999 | 11.3327 | 9.8125 | 8.3595 | 7.152 | 2.6629 | -0.31443 | -2.3789 | 18.2975 | 18.0722 | 17.6516 | 17.2558 | 17.0914 | 16.3376 | 15.4178 | 14.4246 | 13.4548 | 12.6978 | 11.8594 | 8.1566 | 4.5827 | -4.4392 | 17.0057 | 16.7833 | 16.1838 | 15.5965 | 15.3599 | 14.3237 | 13.1546 | 11.7267 | 10.26 | 8.8711 | 7.7332 | 3.7936 | 1.72 | 0.062098
|  | CROOKHAM | CT |  |  |  |  | 16.8895 | 16.6597 | 16.0321 | 15.4413 | 15.086 | 14.1998 | 13.1495 | 11.8555 | 10.579 | 9.5601 | 8.4428 | 3.1898 | -0.31443 | -2.3789 | 18.3018 | 18.0722 | 17.6516 | 17.2558 | 17.0914 | 16.3376 | 15.4178 | 14.4246 | 13.4548 | 12.6978 | 11.8594 | 8.1566 | 4.5827 | -0.18072 | 17.0703 | 16.8372 | 16.2775 | 15.7479 | 15.4609 | 14.5618 | 13.4857 | 12.2126 | 10.9682 | 9.9913 | 8.9259 | 4.5102 | 1.72 | 0.062098
|  | CROOKHAM | LW |  |  |  |  | 16.8296 | 16.6084 | 15.9319 | 15.289 | 14.9745 | 13.9462 | 12.7999 | 11.3327 | 9.8125 | 8.3595 | 7.152 | 2.6629 | 0.29504 | -1.6779 | 18.2975 | 18.1322 | 17.7372 | 17.3719 | 17.3416 | 16.5644 | 15.662 | 14.6994 | 13.709 | 12.7957 | 12.115 | 9.8588 | 8.7623 | 7.8463 | 17.0057 | 16.7833 | 16.1838 | 15.5965 | 15.3599 | 14.3237 | 13.1546 | 11.7267 | 10.26 | 8.8711 | 7.7332 | 3.7936 | 1.8521 | 0.22405
|  | CROOKHAM | ST |  |  |  |  | 17.0418 | 16.9652 | 16.7903 | 16.6693 | 16.4955 | 16.0517 | 15.5309 | 15.3537 | 14.8988 | 14.4103 | 13.9183 | 10.455 | 7.6559 | 5.0634 | 18.3897 | 18.2708 | 18.0502 | 17.8721 | 17.6485 | 17.0907 | 16.4389 | 16.112 | 15.5304 | 14.9232 | 14.3088 | 10.7275 | 7.2054 | 2.1872 | 17.2118 | 17.132 | 16.9548 | 16.8297 | 16.6523 | 16.139 | 15.5342 | 15.3347 | 14.8183 | 14.2752 | 13.7357 | 10.4412 | 8.0355 | 5.8634
|  | CROOKHAM | FS |  |  |  |  | 17.0074 | 16.9253 | 16.7193 | 16.5283 | 16.3647 | 15.9315 | 15.4435 | 14.8701 | 14.3084 | 14.1117 | 13.6142 | 10.7638 | 8.1248 | 5.1121 | 18.3747 | 18.2496 | 18.0258 | 17.8036 | 17.6062 | 17.0751 | 16.4445 | 15.7456 | 15.0512 | 14.6786 | 14.0385 | 10.1893 | 4.7146 | -4.4392 | 17.19 | 17.1117 | 16.9213 | 16.7395 | 16.5983 | 16.1221 | 15.5799 | 14.9708 | 14.381 | 14.2055 | 13.7032 | 10.9879 | 8.6102 | 6.0873
BRAMLEY (FLEE) | CAMBERLEY MAIN | CROWTHORNE | MINIMUM HEADROOM | SU 84470 64352 | NO | YES | 2.049 | 5.5323 | 4.8987 | 3.7204 | 1.5163 | 0.35082 | -1.1152 | -2.7711 | -4.8158 | -7.0037 | -9.2247 | -11.107 | -17.6395 | -22.0709 | -26.2863 | 10.0368 | 9.6088 | 8.8908 | 7.6463 | 6.9487 | 5.9776 | 4.8206 | 3.6318 | 2.3628 | 1.0301 | -0.027283 | -4.794 | -10.1479 | -19.4109 | 6.4156 | 5.8213 | 4.6379 | 2.9016 | 1.822 | 0.4162 | -1.1986 | -3.1083 | -5.1432 | -7.2325 | -8.98 | -15.1076 | -19.3953 | -23.6097
|  | CROWTHORNE | CT |  |  |  |  | 5.6407 | 5.1709 | 4.3899 | 2.4764 | 1.3744 | 0.25241 | -1.13 | -2.9141 | -4.956 | -6.6237 | -8.4372 | -16.0479 | -21.3977 | -25.1048 | 10.0495 | 9.6833 | 9.233 | 8.1898 | 7.4817 | 6.7554 | 5.7913 | 4.6432 | 3.2117 | 2.053 | 0.74839 | -4.794 | -10.1479 | -17.1334 | 6.5098 | 6.0715 | 5.2918 | 3.8782 | 2.8886 | 1.8678 | 0.57598 | -1.0766 | -3.0224 | -4.6029 | -6.3251 | -13.1665 | -17.8715 | -21.3104
|  | CROWTHORNE | LW |  |  |  |  | 5.5323 | 4.8987 | 3.7204 | 1.5163 | 0.35082 | -1.1152 | -2.7711 | -4.8158 | -7.0037 | -9.2247 | -11.107 | -17.6395 | -22.0709 | -26.2863 | 10.0368 | 9.6088 | 8.8908 | 7.6463 | 6.9487 | 5.9776 | 4.8206 | 3.6318 | 2.3628 | 1.0301 | -0.027283 | -3.8354 | -6.9614 | -10.2092 | 6.4156 | 5.8213 | 4.6379 | 2.9016 | 1.822 | 0.4162 | -1.1986 | -3.1083 | -5.1432 | -7.2325 | -8.98 | -15.1076 | -19.3953 | -23.6097
|  | CROWTHORNE | ST |  |  |  |  | 5.9152 | 5.6403 | 5.3815 | 3.6281 | 3.1263 | 3.0046 | 2.5605 | 2.0045 | 1.2985 | 0.50061 | -0.21385 | -6.0191 | -11.015 | -15.8034 | 10.214 | 9.9758 | 9.5849 | 8.3684 | 7.8686 | 7.6954 | 7.2491 | 6.6489 | 5.9024 | 5.0644 | 4.3179 | -1.4389 | -7.224 | -14.86 | 6.7673 | 6.5146 | 6.1234 | 4.7677 | 4.2895 | 4.1951 | 3.7779 | 3.2177 | 2.4996 | 1.6881 | 0.99148 | -4.7033 | -9.5089 | -14.0991
|  | CROWTHORNE | FS |  |  |  |  | 5.9532 | 5.7673 | 5.7969 | 4.2312 | 3.8029 | 3.3769 | 2.9032 | 2.6299 | 1.9321 | 1.1468 | 0.46031 | -3.7237 | -7.9247 | -12.8638 | 10.2316 | 10.0285 | 9.9279 | 8.9184 | 8.5081 | 8.0829 | 7.5634 | 7.1946 | 6.4493 | 5.6186 | 4.8803 | -0.064928 | -7.236 | -19.4109 | 6.7945 | 6.6157 | 6.5427 | 5.4079 | 5.025 | 4.6332 | 4.1876 | 3.9486 | 3.2835 | 2.5309 | 1.8981 | -2.0041 | -5.8084 | -10.3795
COWLEY GSP |  | CULHAM | MINIMUM HEADROOM | SU 50731 95053 | NO | YES | 0 | 38.1 | 38.1 | 38.1 | 38.1 | 38.1 | 38.1 | 38.1 | 38.1 | 38.1 | 38.1 | 38.1 | 38.1 | 38.1 | 38.1 | 36.6 | 36.6 | 36.6 | 36.6 | 36.6 | 36.6 | 36.6 | 36.6 | 36.6 | 36.6 | 36.6 | 36.6 | 36.6 | 36.6 | 37.2 | 37.2 | 37.2 | 37.2 | 37.2 | 37.2 | 37.2 | 37.2 | 37.2 | 37.2 | 37.2 | 37.2 | 37.2 | 37.2
|  | CULHAM | CT |  |  |  |  | 38.1 | 38.1 | 38.1 | 38.1 | 38.1 | 38.1 | 38.1 | 38.1 | 38.1 | 38.1 | 38.1 | 38.1 | 38.1 | 38.1 | 36.6 | 36.6 | 36.6 | 36.6 | 36.6 | 36.6 | 36.6 | 36.6 | 36.6 | 36.6 | 36.6 | 36.6 | 36.6 | 36.6 | 37.2 | 37.2 | 37.2 | 37.2 | 37.2 | 37.2 | 37.2 | 37.2 | 37.2 | 37.2 | 37.2 | 37.2 | 37.2 | 37.2
|  | CULHAM | LW |  |  |  |  | 38.1 | 38.1 | 38.1 | 38.1 | 38.1 | 38.1 | 38.1 | 38.1 | 38.1 | 38.1 | 38.1 | 38.1 | 38.1 | 38.1 | 36.6 | 36.6 | 36.6 | 36.6 | 36.6 | 36.6 | 36.6 | 36.6 | 36.6 | 36.6 | 36.6 | 36.6 | 36.6 | 36.6 | 37.2 | 37.2 | 37.2 | 37.2 | 37.2 | 37.2 | 37.2 | 37.2 | 37.2 | 37.2 | 37.2 | 37.2 | 37.2 | 37.2
|  | CULHAM | ST |  |  |  |  | 38.1 | 38.1 | 38.1 | 38.1 | 38.1 | 38.1 | 38.1 | 38.1 | 38.1 | 38.1 | 38.1 | 38.1 | 38.1 | 38.1 | 36.6 | 36.6 | 36.6 | 36.6 | 36.6 | 36.6 | 36.6 | 36.6 | 36.6 | 36.6 | 36.6 | 36.6 | 36.6 | 36.6 | 37.2 | 37.2 | 37.2 | 37.2 | 37.2 | 37.2 | 37.2 | 37.2 | 37.2 | 37.2 | 37.2 | 37.2 | 37.2 | 37.2
|  | CULHAM | FS |  |  |  |  | 38.1 | 38.1 | 38.1 | 38.1 | 38.1 | 38.1 | 38.1 | 38.1 | 38.1 | 38.1 | 38.1 | 38.1 | 38.1 | 38.1 | 36.6 | 36.6 | 36.6 | 36.6 | 36.6 | 36.6 | 36.6 | 36.6 | 36.6 | 36.6 | 36.6 | 36.6 | 36.6 | 36.6 | 37.2 | 37.2 | 37.2 | 37.2 | 37.2 | 37.2 | 37.2 | 37.2 | 37.2 | 37.2 | 37.2 | 37.2 | 37.2 | 37.2
EALING GSP | EALING 22kV | DEAN GARDENS | MINIMUM HEADROOM | TQ 16546 80368 | YES | YES | 1.637 | -3.0746 | -3.1625 | -3.3232 | -3.5248 | -3.7016 | -3.9768 | -4.2993 | -4.6546 | -5.1106 | -5.5612 | -5.9618 | -7.1232 | -7.256 | -7.6435 | -1.7932 | -1.9191 | -2.0553 | -2.1936 | -2.3934 | -2.6225 | -2.9353 | -3.301 | -3.7396 | -4.1146 | -4.565 | -7.6882 | -14.0135 | -25.5766 | -2.6369 | -2.7233 | -2.8651 | -3.0524 | -3.2172 | -3.4795 | -3.7889 | -4.124 | -4.5594 | -4.9893 | -5.3696 | -6.4484 | -6.5673 | -6.9401
|  | DEAN GARDENS | CT |  |  |  |  | -3.0525 | -3.1435 | -3.262 | -3.3764 | -3.5521 | -3.7295 | -3.9825 | -4.323 | -4.7381 | -5.0409 | -5.4076 | -6.721 | -7.2374 | -7.6374 | -1.7932 | -1.9191 | -2.0553 | -2.1936 | -2.3934 | -2.6225 | -2.9353 | -3.301 | -3.7396 | -4.1146 | -4.565 | -7.1631 | -10.4754 | -16.2746 | -2.6184 | -2.7093 | -2.819 | -2.9242 | -3.0928 | -3.263 | -3.5101 | -3.8266 | -4.221 | -4.5042 | -4.8514 | -6.0545 | -6.465 | -6.8209
|  | DEAN GARDENS | LW |  |  |  |  | -3.0746 | -3.1625 | -3.3232 | -3.5248 | -3.7016 | -3.9768 | -4.2993 | -4.6546 | -5.1106 | -5.5612 | -5.9618 | -7.1232 | -7.256 | -7.6435 | -1.7601 | -1.8293 | -1.9207 | -2.047 | -2.148 | -2.3296 | -2.5502 | -2.7673 | -3.0677 | -3.3629 | -3.6133 | -4.256 | -4.3385 | -4.632 | -2.6369 | -2.7233 | -2.8651 | -3.0524 | -3.2172 | -3.4795 | -3.7889 | -4.124 | -4.5594 | -4.9893 | -5.3696 | -6.4484 | -6.5673 | -6.9401
|  | DEAN GARDENS | ST |  |  |  |  | -3.01 | -3.0555 | -3.0752 | -3.1168 | -3.1564 | -3.2202 | -3.2791 | -3.3755 | -3.4991 | -3.6599 | -3.8355 | -4.6155 | -4.9939 | -5.4509 | -1.76 | -1.8489 | -1.926 | -2.0306 | -2.1413 | -2.3062 | -2.4907 | -2.7177 | -2.9827 | -3.2979 | -3.651 | -6.1074 | -9.4214 | -15.2136 | -2.5757 | -2.6203 | -2.64 | -2.6824 | -2.7218 | -2.7863 | -2.8448 | -2.9405 | -3.0632 | -3.2241 | -3.4001 | -4.1701 | -4.5002 | -4.8983
|  | DEAN GARDENS | FS |  |  |  |  | -2.9572 | -2.9853 | -3.0109 | -3.0573 | -3.1097 | -3.1583 | -3.2223 | -3.3125 | -3.3954 | -3.5231 | -3.6538 | -4.6336 | -5.5111 | -6.2032 | -1.7465 | -1.8394 | -1.9334 | -2.0563 | -2.2198 | -2.4216 | -2.6882 | -3.0244 | -3.3923 | -3.812 | -4.2661 | -7.6882 | -14.0135 | -25.5766 | -2.5323 | -2.5613 | -2.5841 | -2.6274 | -2.6766 | -2.7216 | -2.7834 | -2.8668 | -2.9425 | -3.0646 | -3.19 | -4.1176 | -4.9385 | -5.5711
COWLEY GSP | YARNTON BSP | DEDDINGTON | MINIMUM HEADROOM | SP 46729 30325 | NO | YES | 0.406 | -1.4861 | -1.5949 | -1.7471 | -1.9381 | -2.1239 | -2.3263 | -2.5825 | -2.8413 | -3.1709 | -3.4935 | -3.753 | -4.673 | -5.3174 | -5.961 | 1.48 | 1.4047 | 1.3091 | 1.2115 | 1.1152 | 0.99464 | 0.83338 | 0.67124 | 0.45838 | 0.30664 | 0.11093 | -0.62125 | -1.6176 | -3.7445 | 0.040057 | -0.060126 | -0.20041 | -0.37189 | -0.53761 | -0.72106 | -0.96327 | -1.1949 | -1.5065 | -1.8093 | -2.0402 | -2.8002 | -3.3309 | -3.872
|  | DEDDINGTON | CT |  |  |  |  | -1.4861 | -1.5949 | -1.7372 | -1.8844 | -2.0265 | -2.1955 | -2.408 | -2.6501 | -2.9438 | -3.1649 | -3.4305 | -4.4212 | -5.1748 | -5.8066 | 1.48 | 1.4047 | 1.3091 | 1.2115 | 1.1152 | 0.99464 | 0.83338 | 0.67124 | 0.45838 | 0.30664 | 0.11093 | -0.62125 | -1.4191 | -2.597 | 0.04055 | -0.060126 | -0.19145 | -0.32393 | -0.45111 | -0.60754 | -0.81172 | -1.03 | -1.3072 | -1.5042 | -1.7502 | -2.5601 | -3.1994 | -3.731
|  | DEDDINGTON | LW |  |  |  |  | -1.4849 | -1.5817 | -1.7471 | -1.9381 | -2.1239 | -2.3263 | -2.5825 | -2.8413 | -3.1709 | -3.4935 | -3.753 | -4.673 | -5.3174 | -5.961 | 1.4856 | 1.4301 | 1.3419 | 1.2381 | 1.1384 | 1.0245 | 0.86305 | 0.71938 | 0.51112 | 0.31014 | 0.16726 | -0.24516 | -0.50757 | -0.80325 | 0.040057 | -0.049453 | -0.20041 | -0.37189 | -0.53761 | -0.72106 | -0.96327 | -1.1949 | -1.5065 | -1.8093 | -2.0402 | -2.8002 | -3.3309 | -3.872
|  | DEDDINGTON | ST |  |  |  |  | -1.4414 | -1.5145 | -1.6224 | -1.7284 | -1.8481 | -1.9703 | -2.1089 | -2.211 | -2.3619 | -2.5354 | -2.7208 | -3.5867 | -4.2117 | -4.7645 | 1.5079 | 1.4573 | 1.388 | 1.3229 | 1.2411 | 1.1557 | 1.0542 | 0.97426 | 0.84801 | 0.69829 | 0.53401 | -0.30558 | -1.0914 | -2.2346 | 0.08285 | 0.016508 | -0.07903 | -0.1676 | -0.27328 | -0.38245 | -0.50879 | -0.59946 | -0.74357 | -0.9123 | -1.0936 | -1.8959 | -2.4083 | -2.8475
|  | DEDDINGTON | FS |  |  |  |  | -1.3967 | -1.4529 | -1.4928 | -1.5539 | -1.5903 | -1.6508 | -1.7111 | -1.8177 | -1.939 | -2.0411 | -2.1837 | -2.9824 | -3.7973 | -4.4536 | 1.5232 | 1.4737 | 1.4318 | 1.3712 | 1.3265 | 1.2602 | 1.1852 | 1.0783 | 0.95399 | 0.84278 | 0.69306 | -0.25813 | -1.6176 | -3.7445 | 0.12245 | 0.070439 | 0.033847 | -0.022705 | -0.055492 | -0.1124 | -0.16907 | -0.26762 | -0.3808 | -0.47423 | -0.60902 | -1.3544 | -2.0494 | -2.58
IVER 132KV | DENHAM | DENHAM AVENUE | MINIMUM HEADROOM | TQ 03761 86587 | NO | YES | 0.418 | 3.2704 | 3.1262 | 2.8747 | 2.5354 | 2.2102 | 1.8087 | 1.3316 | 0.66776 | 0.25346 | -0.42233 | -1.0142 | -2.9024 | -4.0716 | -4.803 | 4.6079 | 4.5535 | 4.4354 | 4.2554 | 4.0285 | 3.8298 | 3.528 | 3.123 | 2.9462 | 2.6357 | 2.2666 | 0.73649 | -0.55258 | -4.29 | 3.3433 | 3.2049 | 2.979 | 2.6747 | 2.3874 | 2.0247 | 1.5777 | 0.97467 | 0.67084 | 0.064579 | -0.44784 | -1.9645 | -2.7921 | -3.4007
|  | DENHAM AVENUE | CT |  |  |  |  | 3.2975 | 3.1438 | 2.915 | 2.6388 | 2.3059 | 2.0106 | 1.5919 | 0.9751 | 0.64778 | 0.16886 | -0.39254 | -2.7561 | -4.0716 | -4.803 | 4.6253 | 4.5621 | 4.4354 | 4.2554 | 4.0285 | 3.8298 | 3.528 | 3.123 | 2.9462 | 2.6425 | 2.2666 | 0.73649 | -0.54828 | -2.3691 | 3.3694 | 3.2212 | 3.0113 | 2.761 | 2.4541 | 2.1943 | 1.7976 | 1.2308 | 1.0044 | 0.59215 | 0.093554 | -1.7665 | -2.7921 | -3.4007
|  | DENHAM AVENUE | LW |  |  |  |  | 3.2704 | 3.1262 | 2.8747 | 2.5354 | 2.2102 | 1.8087 | 1.3316 | 0.66776 | 0.25346 | -0.42233 | -1.0142 | -2.9024 | -3.5818 | -4.2044 | 4.6079 | 4.5535 | 4.4792 | 4.2914 | 4.1151 | 3.8792 | 3.5825 | 3.2019 | 3.0239 | 2.6357 | 2.3146 | 1.4457 | 1.1908 | 0.86361 | 3.3433 | 3.2049 | 2.979 | 2.6747 | 2.3874 | 2.0247 | 1.5777 | 0.97467 | 0.67084 | 0.064579 | -0.44784 | -1.9645 | -2.4974 | -3.0524
|  | DENHAM AVENUE | ST |  |  |  |  | 3.3742 | 3.3187 | 3.2442 | 3.1535 | 3.0475 | 2.9619 | 2.8197 | 2.6446 | 2.4666 | 2.1888 | 1.8794 | 0.56446 | -0.52747 | -1.6372 | 4.654 | 4.6327 | 4.5968 | 4.5352 | 4.4306 | 4.3377 | 4.1992 | 4.0322 | 3.8537 | 3.5978 | 3.3109 | 1.9516 | 0.60734 | -1.2974 | 3.4424 | 3.3901 | 3.3184 | 3.2319 | 3.1303 | 3.0495 | 2.912 | 2.7427 | 2.5706 | 2.2998 | 1.9981 | 0.77433 | -0.14601 | -1.0017
|  | DENHAM AVENUE | FS |  |  |  |  | 3.3895 | 3.3279 | 3.2704 | 3.1829 | 3.088 | 2.98 | 2.8995 | 2.7365 | 2.5427 | 2.3035 | 2.0944 | 0.7171 | -0.79008 | -2.3018 | 4.6598 | 4.6414 | 4.6226 | 4.5424 | 4.4437 | 4.3297 | 4.2207 | 4.047 | 3.8411 | 3.5967 | 3.3653 | 1.8088 | -0.55258 | -4.29 | 3.4569 | 3.3981 | 3.3457 | 3.2645 | 3.176 | 3.0746 | 3.0006 | 2.8485 | 2.6661 | 2.4389 | 2.2459 | 1.0338 | -0.2558 | -1.423
MELKSHAM GSP | NORRINGTON | DEVIZES | MINIMUM HEADROOM | SU 00106 60986 | NO | YES | 2.107 | -3.8292 | -4.174 | -5.1 | -6.2771 | -7.0241 | -8.2277 | -9.3173 | -10.6883 | -12.2126 | -13.7575 | -15.1611 | -19.766 | -22.3659 | -24.5525 | 0.95505 | 0.65751 | 0.16087 | -0.42736 | -0.7098 | -1.2816 | -1.952 | -2.7866 | -3.717 | -4.5015 | -5.3686 | -8.6191 | -11.4655 | -17.6051 | -2.5294 | -2.8738 | -3.6856 | -4.7263 | -5.3132 | -6.4022 | -7.4362 | -8.7147 | -10.1652 | -11.6217 | -12.8889 | -16.8486 | -18.9231 | -20.7515
|  | DEVIZES | CT |  |  |  |  | -3.79 | -4.174 | -4.9847 | -5.9577 | -6.6513 | -7.6127 | -8.5654 | -9.8691 | -11.2598 | -12.3913 | -13.7183 | -19.1898 | -22.3659 | -24.5525 | 0.96465 | 0.65751 | 0.16087 | -0.42736 | -0.7098 | -1.2816 | -1.952 | -2.7866 | -3.717 | -4.3808 | -5.2409 | -8.6191 | -11.4655 | -15.3271 | -2.493 | -2.8738 | -3.606 | -4.4697 | -5.0414 | -5.9056 | -6.8246 | -8.0588 | -9.3922 | -10.4229 | -11.6691 | -16.3413 | -18.9231 | -20.7515
|  | DEVIZES | LW |  |  |  |  | -3.8292 | -4.1537 | -5.1 | -6.2771 | -7.0241 | -8.2277 | -9.3173 | -10.6883 | -12.2126 | -13.7575 | -15.1611 | -19.766 | -21.7995 | -23.7132 | 0.95505 | 0.73502 | 0.23832 | -0.4067 | -0.58935 | -1.2418 | -1.8988 | -2.6519 | -3.5546 | -4.5015 | -5.3686 | -7.5645 | -8.199 | -9.0985 | -2.5294 | -2.8507 | -3.6856 | -4.7263 | -5.3132 | -6.4022 | -7.4362 | -8.7147 | -10.1652 | -11.6217 | -12.8889 | -16.8486 | -18.4946 | -20.1352
|  | DEVIZES | ST |  |  |  |  | -3.555 | -3.748 | -4.0822 | -4.5236 | -4.9545 | -5.3915 | -5.7571 | -5.8099 | -6.2221 | -6.7188 | -7.2818 | -10.9745 | -13.1608 | -15.4669 | 1.1106 | 0.95191 | 0.68046 | 0.35296 | 0.016791 | -0.34153 | -0.6959 | -0.72532 | -1.1428 | -1.6498 | -2.2213 | -5.5646 | -7.9665 | -11.8431 | -2.2693 | -2.4462 | -2.7534 | -3.1451 | -3.5346 | -3.9405 | -4.3111 | -4.3488 | -4.7784 | -5.3016 | -5.8908 | -9.5339 | -11.5369 | -13.147
|  | DEVIZES | FS |  |  |  |  | -3.4573 | -3.5995 | -3.8609 | -4.2242 | -4.5137 | -4.8489 | -5.1184 | -5.5386 | -5.7291 | -6.2466 | -6.7948 | -10.2173 | -13.7427 | -16.8627 | 1.1637 | 1.0288 | 0.80075 | 0.49757 | 0.26086 | -0.04257 | -0.35224 | -0.74498 | -0.8911 | -1.3832 | -1.9152 | -5.4729 | -10.3576 | -17.6051 | -2.1826 | -2.312 | -2.5496 | -2.8721 | -3.1253 | -3.4295 | -3.6964 | -4.0937 | -4.2374 | -4.733 | -5.2606 | -8.5928 | -11.7386 | -14.3833
MINETY GSP | TOOTHILL BSP | DORCAN SOUTH | MINIMUM HEADROOM | SU 19288 83540 | NO | YES | 6 | 11.0567 | 10.9948 | 10.8513 | 10.7026 | 10.5406 | 10.335 | 10.1424 | 9.8494 | 9.5264 | 9.1866 | 8.8699 | 7.1419 | 6.1691 | 5.1157 | 10.2069 | 10.053 | 9.8225 | 9.5841 | 9.2833 | 8.9545 | 8.5446 | 8.0276 | 7.4255 | 6.7794 | 6.0744 | 0.81177 | -9.5535 | -28.9269 | 10.5638 | 10.5137 | 10.3925 | 10.2712 | 10.1359 | 9.9549 | 9.7781 | 9.51 | 9.212 | 8.916 | 8.6346 | 7.174 | 6.4359 | 5.5952
|  | DORCAN SOUTH | CT |  |  |  |  | 11.0635 | 10.9993 | 10.8702 | 10.7477 | 10.5872 | 10.419 | 10.2479 | 9.9677 | 9.651 | 9.3981 | 9.1074 | 7.6812 | 6.3177 | 5.4409 | 10.2069 | 10.053 | 9.8225 | 9.5841 | 9.2833 | 8.9545 | 8.6019 | 8.1549 | 7.6576 | 7.1793 | 6.6281 | 2.6518 | -3.2413 | -12.9038 | 10.5711 | 10.5196 | 10.411 | 10.3123 | 10.18 | 10.0271 | 9.8694 | 9.6118 | 9.335 | 9.1123 | 8.8643 | 7.6049 | 6.483 | 5.8139
|  | DORCAN SOUTH | LW |  |  |  |  | 11.0567 | 10.9948 | 10.8513 | 10.7026 | 10.5406 | 10.335 | 10.1424 | 9.8494 | 9.5264 | 9.1866 | 8.8699 | 7.1419 | 6.1691 | 5.1157 | 10.2785 | 10.2468 | 10.1708 | 10.0889 | 9.9966 | 9.8473 | 9.7125 | 9.527 | 9.2968 | 9.0696 | 8.8894 | 8.0145 | 7.634 | 7.0517 | 10.5638 | 10.5137 | 10.3925 | 10.2712 | 10.1359 | 9.9549 | 9.7781 | 9.51 | 9.212 | 8.916 | 8.6346 | 7.174 | 6.4359 | 5.5952
|  | DORCAN SOUTH | ST |  |  |  |  | 11.1187 | 11.0919 | 11.0591 | 11.0328 | 10.9953 | 10.9446 | 10.9044 | 10.8366 | 10.7503 | 10.6759 | 10.5548 | 9.4255 | 8.4432 | 7.7826 | 10.2368 | 10.1089 | 9.9348 | 9.7419 | 9.5122 | 9.2482 | 8.975 | 8.6428 | 8.2616 | 7.8571 | 7.3735 | 3.4145 | -2.3779 | -12.0012 | 10.617 | 10.5969 | 10.5722 | 10.5516 | 10.5207 | 10.4798 | 10.4506 | 10.395 | 10.3228 | 10.2521 | 10.1475 | 9.2517 | 8.466 | 7.8888
|  | DORCAN SOUTH | FS |  |  |  |  | 11.1188 | 11.097 | 11.0556 | 11.0205 | 10.9735 | 10.9258 | 10.8686 | 10.8113 | 10.7282 | 10.6296 | 10.5241 | 9.7672 | 8.7325 | 7.6647 | 10.2137 | 10.0598 | 9.8352 | 9.59 | 9.3036 | 8.9744 | 8.5446 | 8.0276 | 7.4255 | 6.7794 | 6.0744 | 0.81177 | -9.5535 | -28.9269 | 10.6163 | 10.6001 | 10.5676 | 10.5394 | 10.5019 | 10.4621 | 10.4158 | 10.3716 | 10.3032 | 10.2213 | 10.1243 | 9.472 | 8.6273 | 7.7479
CHICKERELL GSP | CHICKERELL BSP | DORCHESTER | MINIMUM HEADROOM | SY 69113 90401 | NO | YES | 2.814 | 17.1303 | 16.4966 | 15.2686 | 13.9892 | 12.7139 | 11.3029 | 9.4271 | 7.3718 | 5.1944 | 2.9653 | 0.90153 | -6.4993 | -10.3542 | -14.4997 | 22.3465 | 21.7958 | 20.9525 | 19.9982 | 19.1158 | 17.8451 | 16.1662 | 14.5754 | 12.8106 | 10.9591 | 9.2608 | 4.0192 | -0.12506 | -3.0872 | 19.6256 | 18.9603 | 17.7616 | 16.4783 | 15.2422 | 13.9062 | 11.996 | 10.0009 | 7.8889 | 5.7019 | 3.7159 | -3.3869 | -7.4369 | -11.9876
|  | DORCHESTER | CT |  |  |  |  | 17.2388 | 16.6946 | 15.8625 | 15.0121 | 14.1419 | 13.0338 | 11.6026 | 9.7366 | 7.5813 | 5.8168 | 3.805 | -4.5059 | -8.936 | -12.4183 | 22.4781 | 21.9999 | 21.4674 | 20.8873 | 20.1553 | 19.2565 | 17.9342 | 16.397 | 14.4811 | 13.0529 | 11.3141 | 5.8413 | 2.7919 | -2.5625 | 19.7294 | 19.1716 | 18.3999 | 17.5863 | 16.8278 | 15.7708 | 14.3492 | 12.5461 | 10.4084 | 8.7115 | 6.7266 | -1.057 | -5.2165 | -8.7409
|  | DORCHESTER | LW |  |  |  |  | 17.1303 | 16.4966 | 15.2686 | 13.9892 | 12.7139 | 11.3029 | 9.4271 | 7.3718 | 5.1944 | 2.9653 | 0.90153 | -6.4993 | -10.3542 | -14.4997 | 22.3465 | 21.7958 | 20.9525 | 19.9982 | 19.1158 | 17.8451 | 16.1662 | 14.5754 | 12.8106 | 10.9591 | 9.2608 | 4.0192 | 0.92096 | -2.3586 | 19.6256 | 18.9603 | 17.7616 | 16.4783 | 15.2422 | 13.9062 | 11.996 | 10.0009 | 7.8889 | 5.7019 | 3.7159 | -3.3869 | -7.4369 | -11.9876
|  | DORCHESTER | ST |  |  |  |  | 17.4571 | 17.1528 | 16.5189 | 15.9911 | 15.4815 | 14.8827 | 14.0235 | 13.0496 | 11.677 | 9.9782 | 8.1192 | -3.405 | -8.3366 | -11.0579 | 22.6457 | 22.419 | 21.7332 | 21.1299 | 20.5375 | 19.9178 | 19.1607 | 18.2528 | 16.996 | 15.461 | 13.8838 | 4.3955 | -0.12506 | -3.0872 | 19.9506 | 19.6535 | 18.9483 | 18.3653 | 17.8393 | 17.2919 | 16.6521 | 15.9868 | 14.4775 | 12.6157 | 10.6702 | -0.73367 | -5.8672 | -8.9904
|  | DORCHESTER | FS |  |  |  |  | 17.5545 | 17.3222 | 17.0235 | 16.7043 | 16.3167 | 15.9163 | 15.4177 | 14.7564 | 13.9953 | 13.3505 | 12.5673 | 5.614 | -1.1672 | -7.1936 | 22.7257 | 22.5459 | 22.2813 | 21.9678 | 21.5978 | 21.2075 | 20.6883 | 20.0429 | 19.2846 | 18.6887 | 17.8606 | 12.0355 | 6.7361 | -2.1039 | 20.0381 | 19.8028 | 19.517 | 19.1978 | 18.8176 | 18.4311 | 17.9279 | 17.2646 | 16.4929 | 15.9122 | 15.1529 | 8.4859 | 1.8052 | -4.0447
BRAMLEY (BASI) | BASINGSTOKE T1B & T2B | DOWN GRANGE | MINIMUM HEADROOM | SU 61604 50238 | NO | YES | 1.82 | 9.2507 | 8.6574 | 7.6395 | 6.3008 | 4.9685 | 3.4082 | 1.7341 | -0.90145 | -3.7299 | -6.2287 | -8.4473 | -15.5462 | -21.1888 | -24.4365 | 15.2141 | 14.7031 | 14.303 | 13.637 | 12.8377 | 12.0144 | 10.9786 | 9.4489 | 7.7849 | 6.6796 | 5.3519 | 0.17594 | -4.4589 | -13.8259 | 11.2031 | 10.5803 | 9.867 | 8.6786 | 7.5141 | 6.0434 | 4.437 | 2.0202 | -0.63194 | -2.9755 | -4.961 | -10.9566 | -15.1774 | -17.8486
|  | DOWN GRANGE | CT |  |  |  |  | 9.3068 | 8.7222 | 7.8332 | 6.6722 | 5.3885 | 4.0721 | 2.5305 | 0.021003 | -2.6117 | -4.5407 | -6.6722 | -15.5073 | -21.1888 | -24.4365 | 15.2141 | 14.7031 | 14.303 | 13.637 | 12.8377 | 12.0144 | 10.9786 | 9.4489 | 7.7849 | 6.6796 | 5.3519 | 0.17594 | -4.4589 | -10.5767 | 11.249 | 10.5977 | 9.9763 | 8.9484 | 7.7607 | 6.5459 | 5.0742 | 2.7337 | 0.24521 | -1.4797 | -3.4497 | -10.7516 | -15.1774 | -17.8486
|  | DOWN GRANGE | LW |  |  |  |  | 9.2507 | 8.6574 | 7.6395 | 6.3008 | 4.9685 | 3.4082 | 1.7341 | -0.90145 | -3.7299 | -6.2287 | -8.4473 | -15.5462 | -18.5762 | -20.9204 | 15.2406 | 14.8184 | 14.4599 | 13.788 | 13.1411 | 12.2525 | 11.26 | 9.8601 | 8.2694 | 6.8895 | 5.8026 | 2.7863 | 1.6842 | 0.52014 | 11.2031 | 10.5803 | 9.867 | 8.6786 | 7.5141 | 6.0434 | 4.437 | 2.0202 | -0.63194 | -2.9755 | -4.961 | -10.9566 | -13.3345 | -15.3963
|  | DOWN GRANGE | ST |  |  |  |  | 9.6514 | 9.3657 | 9.0884 | 8.7725 | 8.4313 | 8.3858 | 7.9996 | 7.4573 | 6.815 | 6.2935 | 5.7309 | 0.32576 | -4.4416 | -9.4425 | 15.4524 | 15.1951 | 14.9096 | 14.5728 | 14.207 | 14.1056 | 13.6925 | 13.103 | 12.3996 | 11.7513 | 11.0401 | 6.2292 | 1.6776 | -4.9091 | 11.621 | 11.3464 | 11.0481 | 10.6917 | 10.3141 | 10.3324 | 9.9227 | 9.3125 | 8.57 | 7.9191 | 7.2143 | 2.063 | -1.72 | -5.6159
|  | DOWN GRANGE | FS |  |  |  |  | 9.7025 | 9.4459 | 9.0952 | 8.6895 | 8.2794 | 7.8401 | 7.6747 | 7.0292 | 6.3331 | 5.671 | 4.9548 | -0.033017 | -4.845 | -10.2719 | 15.4738 | 15.2107 | 14.9262 | 14.5709 | 14.1979 | 13.7771 | 13.5761 | 12.9494 | 12.2357 | 11.5178 | 10.7454 | 5.2772 | -2.0451 | -13.8259 | 11.6723 | 11.4144 | 11.1161 | 10.7374 | 10.3561 | 9.9337 | 9.897 | 9.298 | 8.6214 | 7.9601 | 7.2585 | 2.4557 | -1.8025 | -6.2993
MINETY GSP | STRATTON (2 X 90) | DRAKES WAY | MINIMUM HEADROOM | SU 16899 85647 | NO | YES | 0.832 | 12.4008 | 12.3644 | 12.3306 | 12.2783 | 12.2239 | 12.1407 | 12.0155 | 11.7787 | 11.4881 | 11.1872 | 10.9161 | 10.015 | 9.7246 | 9.4132 | 12.1877 | 12.1468 | 12.0983 | 12.0466 | 11.9842 | 11.906 | 11.7988 | 11.6819 | 11.5347 | 11.4203 | 11.2801 | 10.3902 | 8.0863 | 3.6403 | 12.4037 | 12.3684 | 12.3359 | 12.2853 | 12.2326 | 12.1522 | 12.0448 | 11.8232 | 11.5442 | 11.2552 | 10.9956 | 10.229 | 10.0299 | 9.7655
|  | DRAKES WAY | CT |  |  |  |  | 12.4095 | 12.3744 | 12.332 | 12.2876 | 12.2293 | 12.1566 | 12.0512 | 11.8599 | 11.5862 | 11.3786 | 11.1303 | 10.2572 | 9.7246 | 9.4132 | 12.1877 | 12.1468 | 12.0983 | 12.0466 | 11.9842 | 11.906 | 11.7988 | 11.6819 | 11.5347 | 11.4203 | 11.2801 | 10.3902 | 9.0543 | 6.9191 | 12.4119 | 12.3779 | 12.3367 | 12.2937 | 12.2373 | 12.1668 | 12.0644 | 11.8998 | 11.6367 | 11.4378 | 11.1994 | 10.4572 | 10.0299 | 9.7655
|  | DRAKES WAY | LW |  |  |  |  | 12.4008 | 12.3644 | 12.3306 | 12.2783 | 12.2239 | 12.1407 | 12.0155 | 11.7787 | 11.4881 | 11.1872 | 10.9161 | 10.015 | 9.8064 | 9.5983 | 12.191 | 12.1599 | 12.1325 | 12.0889 | 12.0443 | 11.9788 | 11.8889 | 11.7872 | 11.6707 | 11.5434 | 11.4023 | 10.8717 | 10.7717 | 10.7155 | 12.4037 | 12.3684 | 12.3359 | 12.2853 | 12.2326 | 12.1522 | 12.0448 | 11.8232 | 11.5442 | 11.2552 | 10.9956 | 10.229 | 10.0429 | 9.9242
|  | DRAKES WAY | ST |  |  |  |  | 12.4343 | 12.4211 | 12.4034 | 12.3766 | 12.3502 | 12.3097 | 12.2618 | 12.2 | 12.1276 | 12.0214 | 11.8169 | 10.6726 | 10.3081 | 10.2198 | 12.2085 | 12.1851 | 12.1583 | 12.1217 | 12.0849 | 12.0333 | 11.9737 | 11.8997 | 11.8175 | 11.7025 | 11.5718 | 10.8029 | 9.6734 | 7.4704 | 12.4362 | 12.4235 | 12.4064 | 12.3805 | 12.355 | 12.3158 | 12.2695 | 12.2097 | 12.1398 | 12.037 | 11.8545 | 10.7546 | 10.4097 | 10.332
|  | DRAKES WAY | FS |  |  |  |  | 12.4373 | 12.4298 | 12.4209 | 12.4052 | 12.3868 | 12.3698 | 12.3429 | 12.3132 | 12.2702 | 12.2092 | 12.1521 | 11.4157 | 10.615 | 10.0222 | 12.2082 | 12.1862 | 12.162 | 12.1293 | 12.092 | 12.0527 | 11.996 | 11.9277 | 11.8435 | 11.7419 | 11.6421 | 10.5503 | 8.0863 | 3.6403 | 12.4391 | 12.4318 | 12.4233 | 12.4081 | 12.3903 | 12.374 | 12.348 | 12.3192 | 12.2776 | 12.2184 | 12.1634 | 11.4728 | 10.7076 | 10.2104
NURSLING GSP | WINCHESTER | DUNBRIDGE | MINIMUM HEADROOM | SU 31520 26244 | NO | YES | 1.053 | 0.92 | 0.7227 | 0.5089 | 0.14431 | -0.20525 | -0.61885 | -1.106 | -1.6551 | -1.8737 | -2.3728 | -2.7934 | -4.2408 | -5.0931 | -5.8305 | 1.6748 | 1.5821 | 1.4743 | 1.3228 | 1.1724 | 0.96405 | 0.71226 | 0.40125 | 0.19544 | -0.11397 | -0.39292 | -1.1587 | -1.4399 | -3.389 | 1.5337 | 1.3016 | 1.0899 | 0.75837 | 0.44316 | 0.06737 | -0.3814 | -0.89022 | -1.0717 | -1.5325 | -1.9156 | -3.1987 | -3.9235 | -4.5526
|  | DUNBRIDGE | CT |  |  |  |  | 0.92987 | 0.7227 | 0.51209 | 0.22625 | -0.097295 | -0.38989 | -0.79022 | -1.3231 | -1.4904 | -1.8437 | -2.2536 | -3.8455 | -4.7971 | -5.4888 | 1.686 | 1.5843 | 1.4867 | 1.3656 | 1.209 | 1.0567 | 0.83978 | 0.52287 | 0.34409 | 0.12754 | -0.12705 | -0.92721 | -1.3954 | -2.5108 | 1.5337 | 1.3016 | 1.0909 | 0.83331 | 0.53707 | 0.27382 | -0.096527 | -0.59252 | -0.72746 | -1.0484 | -1.4258 | -2.8386 | -3.6548 | -4.2433
|  | DUNBRIDGE | LW |  |  |  |  | 0.92 | 0.76432 | 0.5089 | 0.14431 | -0.20525 | -0.61885 | -1.106 | -1.6551 | -1.8737 | -2.3728 | -2.7934 | -4.2408 | -5.0931 | -5.8305 | 1.6748 | 1.5821 | 1.4743 | 1.3228 | 1.1724 | 0.96405 | 0.71226 | 0.40125 | 0.19544 | -0.11397 | -0.39292 | -1.1587 | -1.4399 | -1.6301 | 1.5502 | 1.3429 | 1.0899 | 0.75837 | 0.44316 | 0.06737 | -0.3814 | -0.89022 | -1.0717 | -1.5325 | -1.9156 | -3.1987 | -3.9235 | -4.5526
|  | DUNBRIDGE | ST |  |  |  |  | 0.99027 | 0.8799 | 0.66923 | 0.41771 | 0.17919 | -0.10567 | -0.40677 | -0.75207 | -1.0333 | -1.3878 | -1.7648 | -3.1165 | -3.9347 | -4.3929 | 1.729 | 1.6796 | 1.5981 | 1.4978 | 1.4002 | 1.2792 | 1.1421 | 0.93737 | 0.76267 | 0.53821 | 0.28785 | -0.78477 | -1.2501 | -2.036 | 1.6144 | 1.4692 | 1.2589 | 1.0187 | 0.80888 | 0.55435 | 0.28336 | -0.033633 | -0.28995 | -0.61924 | -0.97105 | -2.0489 | -2.7495 | -3.2194
|  | DUNBRIDGE | FS |  |  |  |  | 1.0396 | 0.99668 | 0.9477 | 0.87722 | 0.77703 | 0.64826 | 0.55162 | 0.30422 | 0.06341 | -0.16575 | -0.43758 | -1.6502 | -3.1679 | -4.1711 | 1.7649 | 1.7361 | 1.6998 | 1.6529 | 1.599 | 1.5345 | 1.4792 | 1.3576 | 1.2423 | 1.1141 | 0.963 | 0.10306 | -1.2898 | -3.389 | 1.7128 | 1.6209 | 1.5351 | 1.4386 | 1.3368 | 1.2213 | 1.1372 | 0.91358 | 0.69479 | 0.48716 | 0.23645 | -0.86479 | -2.1336 | -2.9488
EALING GSP |  | EALING 11kV | MINIMUM HEADROOM | SZ 06789 95116 | NO | YES | 55.252 | -48.3384 | -49.139 | -50.4115 | -51.9287 | -52.9576 | -54.776 | -56.9632 | -59.7524 | -62.7724 | -65.7702 | -68.509 | -76.3313 | -77.8875 | -80.4973 | -43.5576 | -44.112 | -44.7808 | -45.613 | -46.2912 | -47.4115 | -48.8725 | -50.8431 | -52.897 | -54.5453 | -56.4676 | -64.7862 | -76.06 | -101.2204 | -46.3231 | -47.0308 | -48.0951 | -49.4897 | -50.2612 | -51.9172 | -53.8877 | -56.3203 | -59.0228 | -61.6995 | -64.0785 | -71.229 | -72.5102 | -74.7658
|  | EALING 11kV | CT |  |  |  |  | -48.1161 | -48.838 | -49.8016 | -50.8415 | -51.669 | -52.9879 | -54.7743 | -57.5187 | -60.3647 | -62.6428 | -65.1855 | -74.1795 | -77.8875 | -80.4973 | -43.5576 | -44.112 | -44.7808 | -45.613 | -46.2912 | -47.4115 | -48.8725 | -50.8431 | -52.897 | -54.5453 | -56.4676 | -64.7862 | -72.445 | -85.0398 | -46.1451 | -46.808 | -47.665 | -48.6481 | -49.3193 | -50.5489 | -52.2058 | -54.6018 | -57.119 | -59.0306 | -61.2389 | -69.1573 | -72.4358 | -74.7658
|  | EALING 11kV | LW |  |  |  |  | -48.3384 | -49.139 | -50.4115 | -51.9287 | -52.9576 | -54.776 | -56.9632 | -59.7524 | -62.7724 | -65.7702 | -68.509 | -76.3313 | -77.7432 | -80.0392 | -43.556 | -44.003 | -44.6425 | -45.5832 | -46.1157 | -47.1897 | -48.5598 | -50.2191 | -52.0525 | -53.8725 | -55.4882 | -59.8065 | -60.5745 | -62.1105 | -46.3231 | -47.0308 | -48.0951 | -49.4897 | -50.2612 | -51.9172 | -53.8877 | -56.3203 | -59.0228 | -61.6995 | -64.0785 | -71.229 | -72.5102 | -74.618
|  | EALING 11kV | ST |  |  |  |  | -47.8722 | -48.3496 | -48.6958 | -49.098 | -49.5627 | -50.2104 | -50.6773 | -51.643 | -52.6651 | -53.821 | -55.0272 | -60.3525 | -63.435 | -67.2841 | -43.4156 | -43.8237 | -44.1896 | -44.7062 | -45.2627 | -46.0205 | -46.643 | -47.6655 | -48.6853 | -49.864 | -51.2003 | -58.886 | -66.6232 | -79.369 | -45.8863 | -46.2953 | -46.622 | -47.0405 | -47.5212 | -48.1862 | -48.5604 | -49.4673 | -50.4517 | -51.5809 | -52.7669 | -58.0157 | -60.5717 | -63.4634
|  | EALING 11kV | FS |  |  |  |  | -47.51 | -47.815 | -48.1619 | -48.6057 | -49.0166 | -49.5407 | -50.1706 | -51.0238 | -51.5278 | -52.4737 | -53.4879 | -60.3205 | -66.1316 | -71.1446 | -43.2621 | -43.6227 | -44.0248 | -44.5889 | -45.1367 | -45.8275 | -46.6749 | -47.7712 | -48.6792 | -49.9203 | -51.2727 | -61.1423 | -76.06 | -101.2204 | -45.6057 | -45.8767 | -46.1838 | -46.6204 | -46.9919 | -47.4895 | -48.0746 | -48.8333 | -49.1838 | -50.0585 | -51.0019 | -57.1933 | -62.0896 | -66.4073
LALEHAM |  | EAST BEDFONT 11kV | MINIMUM HEADROOM | TQ 08394 73826 | NO | YES | 10.512 | 40.488 | 40.488 | 40.488 | 40.488 | 40.488 | 40.488 | 40.488 | 40.488 | 40.488 | 8.0408 | 40.488 | 40.488 | 40.488 | 40.488 | 40.488 | 40.488 | 40.488 | 40.488 | 40.488 | 40.488 | 40.488 | 40.488 | 40.488 | 15.5981 | 40.488 | 40.488 | 40.488 | 40.488 | 40.488 | 40.488 | 40.488 | 40.488 | 40.488 | 40.488 | 40.488 | 40.488 | 40.488 | 9.7495 | 40.488 | 40.488 | 40.488 | 40.488
|  | EAST BEDFONT 11kV | CT |  |  |  |  | 22.914 | 22.4601 | 21.7901 | 21.0298 | 20.3921 | 18.9056 | 16.5856 | 13.8944 | 11.1881 | 8.9854 | 6.6035 | 0.41494 | -2.1516 | -3.7171 | 26.1748 | 25.8375 | 25.405 | 24.8936 | 24.4462 | 23.0903 | 21.1817 | 19.1745 | 17.2044 | 15.5981 | 13.89 | 8.2923 | 3.9427 | -2.2756 | 23.9196 | 23.5354 | 22.931 | 22.2541 | 21.6693 | 20.1197 | 17.8017 | 15.2108 | 12.635 | 10.583 | 8.3743 | 2.4671 | 0.0040591 | -1.4254
|  | EAST BEDFONT 11kV | LW |  |  |  |  | 22.8856 | 22.4874 | 21.8048 | 20.9308 | 20.0743 | 18.6774 | 16.1736 | 13.4861 | 10.6969 | 8.0408 | 5.6674 | 0.17913 | -1.3992 | -2.774 | 26.203 | 25.9664 | 25.6185 | 25.1444 | 24.67 | 23.5008 | 21.62 | 19.776 | 17.9301 | 16.2185 | 14.7155 | 11.0579 | 9.9364 | 9.0819 | 23.8831 | 23.5436 | 22.9173 | 22.1332 | 21.3605 | 19.8902 | 17.465 | 14.8835 | 12.2439 | 9.7495 | 7.5501 | 2.1638 | 0.60559 | -0.63919
|  | EAST BEDFONT 11kV | ST |  |  |  |  | 23.1969 | 23.0085 | 22.8451 | 22.5694 | 22.2823 | 21.3851 | 20.0296 | 18.5844 | 17.4621 | 15.915 | 14.3375 | 5.4444 | 2.154 | 1.1945 | 26.3293 | 26.1499 | 25.9628 | 25.7013 | 25.4137 | 24.3979 | 23.0486 | 21.6768 | 20.5615 | 19.1867 | 17.8024 | 10.6555 | 6.5445 | -0.10774 | 24.165 | 24.0094 | 23.8754 | 23.6501 | 23.4095 | 22.4174 | 21.0152 | 19.5685 | 18.4323 | 16.447 | 14.371 | 5.3514 | 2.0687 | 1.1255
|  | EAST BEDFONT 11kV | FS |  |  |  |  | 23.2261 | 23.0812 | 22.9063 | 22.6522 | 22.3755 | 21.6391 | 20.5381 | 19.3733 | 18.2248 | 17.0128 | 16.2018 | 10.6078 | 6.0846 | 2.7678 | 26.3402 | 26.1737 | 25.9782 | 25.7239 | 25.4378 | 24.5381 | 23.3238 | 22.0495 | 20.8188 | 19.5732 | 18.603 | 12.1883 | 3.7786 | -8.8679 | 24.1886 | 24.0698 | 23.9162 | 23.6996 | 23.4612 | 22.6471 | 21.5327 | 20.3577 | 19.2112 | 18.0259 | 17.2615 | 11.9103 | 6.6842 | 3.2614
MANNINGTON GSP | REDHILL BSP | EAST HOWE | MINIMUM HEADROOM | SZ 06789 95116 | NO | YES | 7.536 | -3.9209 | -4.5286 | -5.5051 | -6.8263 | -8.1435 | -9.6656 | -11.3047 | -13.644 | -16.0153 | -18.4097 | -20.5071 | -28.1632 | -33.882 | -37.0847 | -0.20306 | -0.7185 | -1.1321 | -1.8141 | -2.613 | -3.4394 | -4.4304 | -5.7156 | -7.1099 | -8.2252 | -9.5491 | -15.1826 | -20.3983 | -31.4315 | -3.0459 | -3.6578 | -4.4065 | -5.5585 | -6.6832 | -8.0749 | -9.5982 | -11.693 | -13.8803 | -16.0745 | -17.903 | -24.2791 | -28.7587 | -31.3573
|  | EAST HOWE | CT |  |  |  |  | -3.8719 | -4.4983 | -5.3432 | -6.5181 | -7.826 | -9.1713 | -10.716 | -12.8894 | -15.0538 | -16.9278 | -18.9865 | -28.1632 | -33.882 | -37.0847 | -0.20306 | -0.7185 | -1.1321 | -1.8141 | -2.613 | -3.4394 | -4.4304 | -5.7156 | -7.1099 | -8.2252 | -9.5491 | -15.1826 | -20.3983 | -27.1219 | -3.0192 | -3.6578 | -4.3391 | -5.3691 | -6.5499 | -7.7548 | -9.1906 | -11.1823 | -13.2166 | -14.876 | -16.7616 | -24.2791 | -28.7587 | -31.3573
|  | EAST HOWE | LW |  |  |  |  | -3.9209 | -4.5286 | -5.5051 | -6.8263 | -8.1435 | -9.6656 | -11.3047 | -13.644 | -16.0153 | -18.4097 | -20.5071 | -27.8265 | -31.2174 | -34.0738 | -0.16203 | -0.58271 | -0.95977 | -1.625 | -2.2716 | -3.0963 | -4.0085 | -5.1764 | -6.412 | -7.7031 | -8.7025 | -11.8317 | -13.3129 | -14.6987 | -3.0459 | -3.65 | -4.4065 | -5.5585 | -6.6832 | -8.0749 | -9.5982 | -11.693 | -13.8803 | -16.0745 | -17.903 | -23.8807 | -26.586 | -28.9815
|  | EAST HOWE | ST |  |  |  |  | -3.5431 | -3.8845 | -4.1691 | -4.5595 | -4.9765 | -5.0931 | -5.5189 | -5.9987 | -6.4917 | -7.0974 | -7.7462 | -12.8451 | -17.2302 | -21.7198 | 0.013533 | -0.30517 | -0.59989 | -0.97264 | -1.3743 | -1.5411 | -1.9683 | -2.451 | -2.9851 | -3.6212 | -4.3157 | -9.2451 | -14.0659 | -21.2383 | -2.6607 | -2.9934 | -3.2718 | -3.6412 | -4.0299 | -4.0927 | -4.4939 | -4.9574 | -5.4716 | -6.1538 | -6.8904 | -11.7683 | -15.2363 | -18.8874
|  | EAST HOWE | FS |  |  |  |  | -3.4945 | -3.783 | -4.1269 | -4.5451 | -4.9813 | -5.4676 | -5.6607 | -6.2917 | -6.9239 | -7.6376 | -8.3798 | -13.3695 | -18.3586 | -23.7436 | 0.051802 | -0.24141 | -0.54071 | -0.91696 | -1.3213 | -1.7809 | -2.0563 | -2.6719 | -3.3318 | -4.0701 | -4.8571 | -10.3674 | -18.3762 | -31.4315 | -2.6077 | -2.8836 | -3.1829 | -3.561 | -3.9507 | -4.3835 | -4.503 | -5.0584 | -5.6351 | -6.3037 | -7.0026 | -11.6912 | -16.0402 | -20.4774
MELKSHAM GSP | NORRINGTON | EASTERTON | MINIMUM HEADROOM | SU 01568 54730 | NO | YES | 2.581 | 3.1144 | 2.8314 | 2.6031 | 2.2771 | 1.9681 | 1.5643 | 1.1433 | 0.7411 | 0.61231 | 0.22028 | -0.12285 | -1.3528 | -2.1402 | -2.8231 | 5.094 | 4.9389 | 4.8134 | 4.6609 | 4.5066 | 4.3197 | 4.0751 | 3.8264 | 3.8186 | 3.5907 | 3.4084 | 2.5363 | 1.7419 | -0.17798 | 4.0795 | 3.821 | 3.6176 | 3.3194 | 3.0537 | 2.6666 | 2.2526 | 1.8431 | 1.7615 | 1.3683 | 1.0539 | 0.032539 | -0.58653 | -1.1538
|  | EASTERTON | CT |  |  |  |  | 3.1144 | 2.8314 | 2.6031 | 2.3416 | 2.0759 | 1.7867 | 1.4478 | 1.0538 | 0.95026 | 0.66254 | 0.32208 | -1.0723 | -1.8985 | -2.5469 | 5.094 | 4.9389 | 4.8134 | 4.6609 | 4.5066 | 4.3282 | 4.0992 | 3.8289 | 3.8186 | 3.6397 | 3.413 | 2.5363 | 1.7577 | 0.66942 | 4.0795 | 3.821 | 3.6176 | 3.3747 | 3.1273 | 2.851 | 2.5059 | 2.1005 | 2.0456 | 1.7785 | 1.4449 | 0.29724 | -0.35279 | -0.8828
|  | EASTERTON | LW |  |  |  |  | 3.1653 | 2.9161 | 2.6255 | 2.2771 | 1.9681 | 1.5643 | 1.1433 | 0.7411 | 0.61231 | 0.22028 | -0.12285 | -1.3528 | -2.1402 | -2.8231 | 5.1171 | 4.9884 | 4.8582 | 4.6808 | 4.5445 | 4.3197 | 4.0751 | 3.8264 | 3.8247 | 3.5907 | 3.4084 | 2.8565 | 2.5358 | 2.2197 | 4.1168 | 3.8861 | 3.6378 | 3.3194 | 3.0537 | 2.6666 | 2.2526 | 1.8431 | 1.7615 | 1.3683 | 1.0539 | 0.032539 | -0.58653 | -1.1538
|  | EASTERTON | ST |  |  |  |  | 3.2107 | 3.0176 | 2.7522 | 2.4671 | 2.205 | 1.9095 | 1.6064 | 1.363 | 1.0655 | 0.73689 | 0.38767 | -0.50237 | -1.0716 | -1.4397 | 5.1455 | 5.054 | 4.9267 | 4.7818 | 4.6533 | 4.496 | 4.3277 | 4.1891 | 3.9965 | 3.7729 | 3.5292 | 2.7965 | 2.0779 | 1.1056 | 4.1732 | 4.0122 | 3.7876 | 3.5394 | 3.322 | 3.0613 | 2.7881 | 2.5689 | 2.282 | 1.9561 | 1.6072 | 0.78577 | 0.31238 | 0.010714
|  | EASTERTON | FS |  |  |  |  | 3.3573 | 3.2417 | 3.1679 | 3.088 | 3.0029 | 2.9381 | 2.8496 | 2.6423 | 2.4174 | 2.2007 | 1.9464 | 0.91659 | -0.37765 | -1.0025 | 5.1972 | 5.1333 | 5.0727 | 5.0048 | 4.9303 | 4.8697 | 4.7796 | 4.6348 | 4.4691 | 4.3117 | 4.1133 | 3.1885 | 1.7419 | -0.17798 | 4.2893 | 4.1914 | 4.117 | 4.0379 | 3.9522 | 3.892 | 3.7981 | 3.6089 | 3.3975 | 3.1959 | 2.9477 | 1.9868 | 0.87966 | 0.35626
BRAMLEY (FLEE) | BRACKNELL RESERVE | EASTHAMPSTEAD | MINIMUM HEADROOM | SU 86148 67194 | NO | YES | 3.894 | 6.8829 | 6.5352 | 5.6196 | 4.5901 | 3.886 | 2.4121 | 0.7657 | -1.5534 | -4.0174 | -6.4213 | -8.5977 | -14.9544 | -19.3955 | -22.5845 | 9.7154 | 9.3759 | 8.8619 | 8.3222 | 7.9507 | 6.9563 | 5.7001 | 4.155 | 2.5567 | 1.3242 | -0.080754 | -5.3487 | -9.5807 | -17.8531 | 6.9503 | 6.5587 | 5.7946 | 4.8685 | 4.3665 | 2.8935 | 1.2091 | -0.95901 | -3.3031 | -5.5658 | -7.5821 | -13.3797 | -16.8352 | -19.5686
|  | EASTHAMPSTEAD | CT |  |  |  |  | 6.903 | 6.5352 | 5.7254 | 4.8967 | 4.278 | 3.082 | 1.6364 | -0.60401 | -2.907 | -4.8237 | -6.9112 | -14.6951 | -19.3955 | -22.5845 | 9.7154 | 9.3759 | 8.8619 | 8.3222 | 7.9507 | 6.9563 | 5.7001 | 4.155 | 2.5567 | 1.3242 | -0.080754 | -5.3487 | -9.5807 | -15.3024 | 6.9622 | 6.5587 | 5.8214 | 5.062 | 4.5764 | 3.3681 | 1.848 | -0.26703 | -2.4561 | -4.15 | -6.0604 | -12.9427 | -16.8352 | -19.5686
|  | EASTHAMPSTEAD | LW |  |  |  |  | 6.8829 | 6.5464 | 5.6196 | 4.5901 | 3.886 | 2.4121 | 0.7657 | -1.5534 | -4.0174 | -6.4213 | -8.5977 | -14.9544 | -17.4471 | -19.2095 | 9.7587 | 9.5124 | 9.0458 | 8.4842 | 8.2142 | 7.1445 | 5.8952 | 4.4468 | 2.8831 | 1.3915 | 0.13418 | -3.2887 | -4.4281 | -5.5627 | 6.9503 | 6.5931 | 5.7946 | 4.8685 | 4.3665 | 2.8935 | 1.2091 | -0.95901 | -3.3031 | -5.5658 | -7.5821 | -13.3797 | -15.5332 | -17.2505
|  | EASTHAMPSTEAD | ST |  |  |  |  | 7.1026 | 6.9143 | 6.7646 | 6.6139 | 6.4017 | 5.9008 | 5.3101 | 5.0076 | 4.4163 | 3.7649 | 3.097 | -2.1987 | -6.4763 | -10.4932 | 9.8805 | 9.7057 | 9.517 | 9.3148 | 9.0523 | 8.4286 | 7.6974 | 7.224 | 6.501 | 5.7197 | 4.9137 | 0.069373 | -4.2893 | -10.0609 | 7.195 | 7.0163 | 6.845 | 6.671 | 6.4299 | 5.8256 | 5.1091 | 4.7635 | 4.0587 | 3.2826 | 2.4884 | -2.5849 | -6.1784 | -9.213
|  | EASTHAMPSTEAD | FS |  |  |  |  | 7.2699 | 7.1804 | 6.9699 | 6.7345 | 6.485 | 6.0284 | 5.4716 | 4.7879 | 4.0961 | 3.6897 | 3.0101 | -1.4034 | -5.7421 | -10.3586 | 9.9343 | 9.7908 | 9.5812 | 9.3361 | 9.0674 | 8.5058 | 7.8015 | 7.0115 | 6.2068 | 5.6496 | 4.8413 | -0.261 | -7.06 | -17.8531 | 7.3251 | 7.2293 | 7.032 | 6.8042 | 6.5644 | 6.0609 | 5.4343 | 4.7135 | 3.9844 | 3.617 | 2.9085 | -1.3978 | -5.1347 | -9.0375
NURSLING GSP | VELMORE BSP | EASTLEIGH NORTH | MINIMUM HEADROOM | SU 45426 18958 | NO | YES | 2.289 | 8.0594 | 7.2501 | 5.7371 | 3.6167 | 1.453 | -0.49196 | -2.3981 | -5.034 | -7.9291 | -10.8365 | -13.4589 | -22.4238 | -27.5548 | -31.3067 | 14.5249 | 13.9397 | 13.3038 | 12.2457 | 11.1444 | 10.0506 | 8.8594 | 7.4121 | 5.6645 | 4.0821 | 2.6368 | -4.0573 | -9.7222 | -22.3453 | 10.0579 | 9.331 | 8.093 | 6.2795 | 4.4364 | 2.6637 | 0.8721 | -1.5282 | -4.1845 | -6.8349 | -9.2026 | -17.0545 | -21.3601 | -24.6413
|  | EASTLEIGH NORTH | CT |  |  |  |  | 8.2253 | 7.3991 | 6.1679 | 4.4343 | 2.4655 | 0.88467 | -0.7568 | -3.2378 | -5.9136 | -8.1608 | -10.7025 | -21.4722 | -27.5548 | -31.3067 | 14.5818 | 13.9397 | 13.3038 | 12.3182 | 11.1444 | 10.1474 | 8.9783 | 7.4169 | 5.6645 | 4.2994 | 2.6368 | -4.0573 | -9.7222 | -17.2023 | 10.2026 | 9.4433 | 8.4373 | 6.9599 | 5.246 | 3.8247 | 2.2777 | 0.015362 | -2.4394 | -4.4643 | -6.7816 | -16.1607 | -21.3601 | -24.6413
|  | EASTLEIGH NORTH | LW |  |  |  |  | 8.0594 | 7.2501 | 5.7371 | 3.6167 | 1.453 | -0.49196 | -2.3981 | -5.034 | -7.9291 | -10.8365 | -13.4589 | -22.4238 | -26.1879 | -29.6038 | 14.5249 | 14.008 | 13.3355 | 12.2457 | 11.1562 | 10.0506 | 8.8594 | 7.4121 | 5.7407 | 4.0821 | 2.7018 | -1.4825 | -3.2184 | -5.1723 | 10.0579 | 9.331 | 8.093 | 6.2795 | 4.4364 | 2.6637 | 0.8721 | -1.5282 | -4.1845 | -6.8349 | -9.2026 | -17.0545 | -20.2817 | -23.3686
|  | EASTLEIGH NORTH | ST |  |  |  |  | 8.5233 | 7.9664 | 7.333 | 6.4547 | 5.5306 | 5.2214 | 4.6934 | 4.0418 | 3.2198 | 2.2083 | 1.1126 | -6.2421 | -11.5604 | -16.8436 | 14.7666 | 14.3218 | 13.8221 | 13.1544 | 12.4382 | 12.1411 | 11.6208 | 10.9914 | 10.1959 | 9.2033 | 8.1183 | 1.339 | -4.3541 | -12.3899 | 10.4922 | 10.0075 | 9.466 | 8.7134 | 7.9242 | 7.6896 | 7.2039 | 6.598 | 5.8286 | 4.8785 | 3.8493 | -2.9596 | -7.6915 | -12.3347
|  | EASTLEIGH NORTH | FS |  |  |  |  | 8.7295 | 8.3158 | 7.7907 | 7.0858 | 6.3251 | 5.701 | 5.4479 | 4.7226 | 3.8921 | 2.9089 | 1.8775 | -4.7243 | -11.0485 | -17.2609 | 14.9248 | 14.5506 | 14.1396 | 13.5863 | 12.9641 | 12.3657 | 12.021 | 11.302 | 10.4702 | 9.5146 | 8.5005 | 1.555 | -7.8343 | -22.3453 | 10.677 | 10.3175 | 9.8855 | 9.2945 | 8.6505 | 8.0859 | 7.9014 | 7.2472 | 6.4919 | 5.6004 | 4.6711 | -1.375 | -7.0908 | -12.5893
LOVEDEAN GSP | PORTSMOUTH BSP | EASTNEY | MINIMUM HEADROOM | SZ 66357 99040 | NO | YES | 0.12 | 11.859 | 11.7104 | 11.4007 | 10.9891 | 10.5639 | 10.0315 | 9.3927 | 8.5807 | 7.6172 | 6.6621 | 5.7896 | 2.8724 | 1.9523 | 0.83821 | 14.507 | 14.3326 | 14.1053 | 13.8459 | 13.5311 | 13.1672 | 12.6848 | 12.0667 | 11.3455 | 10.7753 | 10.0784 | 6.8967 | 2.7574 | -7.1748 | 12.1384 | 11.9876 | 11.7162 | 11.3387 | 10.9486 | 10.4528 | 9.8522 | 9.101 | 8.1994 | 7.3059 | 6.4939 | 3.8387 | 3.03 | 2.0192
|  | EASTNEY | CT |  |  |  |  | 11.859 | 11.7104 | 11.4577 | 11.1682 | 10.8219 | 10.4281 | 9.8982 | 9.0666 | 8.125 | 7.3928 | 6.5307 | 3.3665 | 1.9523 | 0.83821 | 14.507 | 14.3326 | 14.1053 | 13.8459 | 13.5311 | 13.1672 | 12.6848 | 12.0667 | 11.3455 | 10.7753 | 10.0784 | 6.8967 | 3.8299 | -1.2045 | 12.1384 | 11.9876 | 11.7502 | 11.48 | 11.1536 | 10.7774 | 10.2593 | 9.5069 | 8.6238 | 7.9488 | 7.1442 | 4.2648 | 3.03 | 2.0192
|  | EASTNEY | LW |  |  |  |  | 11.8722 | 11.7281 | 11.4007 | 10.9891 | 10.5639 | 10.0315 | 9.3927 | 8.5807 | 7.6172 | 6.6621 | 5.7896 | 2.8724 | 2.2079 | 1.1844 | 14.5724 | 14.463 | 14.2897 | 14.056 | 13.8132 | 13.4861 | 13.0755 | 12.6049 | 12.0129 | 11.4268 | 10.9058 | 9.3481 | 9.0266 | 8.3426 | 12.1552 | 12.009 | 11.7162 | 11.3387 | 10.9486 | 10.4528 | 9.8522 | 9.101 | 8.1994 | 7.3059 | 6.4939 | 3.8387 | 3.2645 | 2.3106
|  | EASTNEY | ST |  |  |  |  | 11.9723 | 11.9024 | 11.8535 | 11.7614 | 11.6739 | 11.5506 | 11.3941 | 11.1945 | 10.9771 | 10.668 | 10.3292 | 8.4785 | 7.2777 | 5.8596 | 14.5914 | 14.4769 | 14.3667 | 14.2176 | 14.0612 | 13.8642 | 13.6299 | 13.3562 | 13.0535 | 12.6598 | 12.2206 | 9.3965 | 6.3121 | 1.2922 | 12.2518 | 12.1827 | 12.1309 | 12.0379 | 11.9528 | 11.8282 | 11.6693 | 11.4708 | 11.256 | 10.9433 | 10.5994 | 8.7992 | 7.7624 | 6.6082
|  | EASTNEY | FS |  |  |  |  | 11.9969 | 11.9483 | 11.8947 | 11.8093 | 11.7142 | 11.6242 | 11.4993 | 11.3232 | 11.1067 | 10.8773 | 10.5998 | 8.6923 | 6.9889 | 5.5005 | 14.5902 | 14.4731 | 14.3477 | 14.1865 | 14.0047 | 13.8059 | 13.5357 | 13.2003 | 12.8053 | 12.3857 | 11.9023 | 8.4085 | 2.7574 | -7.1748 | 12.2744 | 12.2246 | 12.1736 | 12.0922 | 12.0013 | 11.9187 | 11.7977 | 11.6368 | 11.4338 | 11.219 | 10.9517 | 9.1514 | 7.5856 | 6.2358
LALEHAM | STAINES | EGHAM | MINIMUM HEADROOM | TQ 01030 71404 | NO | YES | 4.131 | -0.82459 | -1.7803 | -2.9938 | -4.382 | -5.7747 | -6.7355 | 20.1745 | 18.3234 | 16.1709 | 14.0716 | 12.2087 | 7.0144 | 4.9499 | 3.4141 | 4.6432 | 4.1888 | 3.633 | 2.9648 | 2.2384 | 1.659 | 27.3855 | 26.2213 | 24.5095 | 22.8465 | 21.3484 | 15.7906 | 12.9104 | 8.1405 | 0.12375 | -0.67764 | -1.7147 | -2.9318 | -4.1486 | -5.0453 | 21.1822 | 19.4567 | 17.4355 | 15.4652 | 13.7271 | 8.9846 | 6.7125 | 5.7942
|  | EGHAM | CT |  |  |  |  | -0.65315 | -1.531 | -2.6205 | -3.7793 | -5.2135 | -5.9309 | 21.0435 | 19.2379 | 17.2337 | 15.7421 | 13.9644 | 7.6187 | 5.044 | 3.4141 | 4.6944 | 4.2283 | 3.6748 | 3.0732 | 2.2384 | 1.7711 | 27.4813 | 26.2432 | 24.5377 | 23.3812 | 21.9033 | 18.1773 | 15.6962 | 11.9837 | 0.26937 | -0.4875 | -1.4323 | -2.4504 | -3.7363 | -4.3875 | 21.9136 | 20.2243 | 18.3442 | 16.9633 | 15.2975 | 9.6111 | 7.4964 | 6.0888
|  | EGHAM | LW |  |  |  |  | -0.82459 | -1.7803 | -2.9938 | -4.382 | -5.7747 | -6.7355 | 20.1745 | 18.3234 | 16.1709 | 14.0716 | 12.2087 | 7.0144 | 5.6945 | 4.2719 | 4.6432 | 4.1888 | 3.633 | 2.9648 | 2.2488 | 1.659 | 27.3855 | 26.2213 | 24.5095 | 22.8465 | 21.3484 | 18.1112 | 17.8927 | 17.5253 | 0.12375 | -0.67764 | -1.7147 | -2.9318 | -4.1486 | -5.0453 | 21.1822 | 19.4567 | 17.4355 | 15.4652 | 13.7271 | 8.9846 | 7.8911 | 6.5823
|  | EGHAM | ST |  |  |  |  | -0.41467 | -0.99874 | -1.5592 | -2.174 | -2.8134 | -3.3048 | 24.4374 | 23.713 | 23.1535 | 21.9639 | 19.7904 | 8.6373 | 4.9499 | 3.9724 | 4.826 | 4.5327 | 4.2237 | 3.8657 | 3.4664 | 3.1121 | 29.2889 | 28.6583 | 27.6097 | 26.1101 | 24.4283 | 15.7906 | 12.9104 | 12.0939 | 0.49689 | 0.028785 | -0.44218 | -0.96816 | -1.5191 | -1.9906 | 25.0249 | 24.3309 | 23.809 | 22.7436 | 21.0191 | 10.2561 | 6.7125 | 5.7942
|  | EGHAM | FS |  |  |  |  | -0.15814 | -0.59723 | -1.023 | -1.5125 | -2.0503 | -2.4194 | 25.4927 | 24.9095 | 24.2022 | 23.6622 | 22.7747 | 17.2125 | 10.6699 | 7.0051 | 4.9974 | 4.7677 | 4.5355 | 4.2555 | 3.9209 | 3.6269 | 29.9764 | 29.4518 | 28.8174 | 28.3173 | 27.5208 | 22.2894 | 16.1192 | 8.1405 | 0.70705 | 0.35264 | 0.0087461 | -0.40214 | -0.85921 | -1.1992 | 25.9921 | 25.4574 | 24.8051 | 24.3269 | 23.5017 | 18.2571 | 12.2656 | 8.7588
MANNINGTON GSP | BOURNEMOUTH | ELECTRIC HOUSE | MINIMUM HEADROOM | SZ 08757 91379 | NO | YES | 2.397 | 6.8046 | 6.5563 | 6.0946 | 5.7307 | 5.3519 | 4.7463 | 4.0803 | 3.3988 | 2.56 | 1.8293 | 1.1396 | -1.2979 | -2.221 | -3.0135 | 9.6778 | 9.4804 | 9.1528 | 8.8546 | 8.4731 | 8.0101 | 7.4323 | 6.771 | 6.0253 | 5.4348 | 4.733 | 0.69139 | -8.1702 | -24.266 | 9.492 | 9.3386 | 9.1374 | 8.9249 | 8.6938 | 8.2954 | 7.8524 | 7.2393 | 6.465 | 5.7689 | 5.1148 | 2.7456 | 1.9871 | 1.23
|  | ELECTRIC HOUSE | CT |  |  |  |  | 6.8453 | 6.6138 | 6.2521 | 5.9767 | 5.6176 | 5.1426 | 4.5096 | 3.6946 | 2.788 | 2.184 | 1.469 | -1.2979 | -2.221 | -3.0135 | 9.6778 | 9.4804 | 9.1528 | 8.8546 | 8.4731 | 8.0101 | 7.4323 | 6.771 | 6.0253 | 5.4348 | 4.733 | 0.85282 | -3.5882 | -11.618 | 9.5162 | 9.3538 | 9.156 | 8.9947 | 8.7588 | 8.4807 | 8.0692 | 7.361 | 6.5108 | 5.9466 | 5.2603 | 2.7456 | 1.9871 | 1.2472
|  | ELECTRIC HOUSE | LW |  |  |  |  | 6.8046 | 6.5563 | 6.0946 | 5.7307 | 5.3519 | 4.7463 | 4.0803 | 3.3988 | 2.56 | 1.8293 | 1.1396 | -1.0275 | -1.4071 | -2.2092 | 9.7104 | 9.5763 | 9.3544 | 9.1645 | 8.941 | 8.5689 | 8.1564 | 7.7378 | 7.2522 | 6.672 | 6.1063 | 4.9304 | 4.812 | 4.565 | 9.492 | 9.3386 | 9.1374 | 8.9249 | 8.6938 | 8.2954 | 7.8524 | 7.2393 | 6.465 | 5.7689 | 5.1148 | 3.1195 | 2.8061 | 2.0179
|  | ELECTRIC HOUSE | ST |  |  |  |  | 6.8949 | 6.7226 | 6.5553 | 6.4603 | 6.3415 | 6.1332 | 5.9007 | 5.6381 | 5.3053 | 4.976 | 4.6069 | 0.62369 | -0.83935 | -1.3204 | 9.7112 | 9.5582 | 9.3546 | 9.1501 | 8.9094 | 8.5885 | 8.2317 | 7.8334 | 7.3559 | 6.8412 | 6.2589 | 2.3914 | -2.0616 | -9.6996 | 9.559 | 9.4587 | 9.3103 | 9.1851 | 9.0331 | 8.8159 | 8.5686 | 8.3023 | 7.9574 | 7.5753 | 7.1452 | 3.4745 | 2.0792 | 1.633
|  | ELECTRIC HOUSE | FS |  |  |  |  | 6.9924 | 6.8951 | 6.764 | 6.6748 | 6.5671 | 6.401 | 6.2187 | 6.0093 | 5.7581 | 5.4911 | 5.2053 | 2.8841 | 0.5801 | -1.536 | 9.742 | 9.6099 | 9.3952 | 9.1677 | 8.9063 | 8.5678 | 8.1468 | 7.644 | 7.0642 | 6.4428 | 5.7674 | 0.69139 | -8.1702 | -24.266 | 9.5992 | 9.5347 | 9.4381 | 9.3578 | 9.2548 | 9.108 | 8.9445 | 8.7839 | 8.5792 | 8.3399 | 8.0763 | 6.3328 | 3.3062 | 1.23
BRAMLEY (FLEE) | WOKINGHAM BSP | ELMS ROAD | MINIMUM HEADROOM | SU 81057 68532 | NO | YES | 3.986 | 2.4268 | 1.9763 | 0.99268 | -0.38324 | -1.4153 | -2.89 | -4.6286 | -6.6791 | -8.8304 | -11.0091 | -12.9525 | -19.6758 | -23.8466 | -28.1878 | 6.3453 | 6.0011 | 5.3375 | 4.452 | 3.9149 | 2.9253 | 1.7276 | 0.52573 | -0.7156 | -2.0177 | -3.14 | -8.2558 | -13.8273 | -26.0639 | 3.6045 | 3.1711 | 2.2135 | 0.93656 | 0.049871 | -1.3604 | -3.0237 | -4.9029 | -6.8579 | -8.8623 | -10.638 | -16.8109 | -20.8501 | -25.1746
|  | ELMS ROAD | CT |  |  |  |  | 2.538 | 2.1364 | 1.4697 | 0.47212 | -0.38435 | -1.4197 | -2.7361 | -4.5009 | -6.482 | -8.1312 | -9.979 | -17.437 | -22.0996 | -25.8186 | 6.363 | 6.0011 | 5.5559 | 4.9065 | 4.3955 | 3.6742 | 2.7046 | 1.5367 | 0.13336 | -1.0213 | -2.3764 | -8.2558 | -13.8273 | -21.816 | 3.7132 | 3.3277 | 2.7255 | 1.8451 | 1.1337 | 0.1953 | -1.0333 | -2.639 | -4.4848 | -5.9998 | -7.7207 | -14.3374 | -18.6515 | -22.1821
|  | ELMS ROAD | LW |  |  |  |  | 2.4268 | 1.9763 | 0.99268 | -0.38324 | -1.4153 | -2.89 | -4.6286 | -6.6791 | -8.8304 | -11.0091 | -12.9525 | -19.6758 | -23.8466 | -28.1878 | 6.3453 | 6.0116 | 5.3375 | 4.452 | 3.9149 | 2.9253 | 1.7276 | 0.52573 | -0.7156 | -2.0177 | -3.14 | -7.1436 | -10.2046 | -13.6168 | 3.6045 | 3.1711 | 2.2135 | 0.93656 | 0.049871 | -1.3604 | -3.0237 | -4.9029 | -6.8579 | -8.8623 | -10.638 | -16.8109 | -20.8501 | -25.1746
|  | ELMS ROAD | ST |  |  |  |  | 2.6983 | 2.4947 | 2.07 | 1.5102 | 0.92789 | 0.4406 | -0.12519 | -0.50776 | -1.3099 | -2.2058 | -3.0724 | -8.6784 | -12.9446 | -17.2106 | 6.4584 | 6.2498 | 5.716 | 5.1702 | 4.6268 | 4.1494 | 3.5989 | 3.1602 | 2.3693 | 1.4909 | 0.64424 | -5.3809 | -11.3912 | -19.6487 | 3.8639 | 3.6847 | 3.2017 | 2.671 | 2.14 | 1.6967 | 1.1786 | 0.8348 | 0.075579 | -0.77222 | -1.5721 | -6.9952 | -11.1281 | -15.2167
|  | ELMS ROAD | FS |  |  |  |  | 2.7386 | 2.5822 | 2.3408 | 1.9172 | 1.4902 | 1.0536 | 0.55465 | -0.10345 | -0.49648 | -1.2529 | -1.9508 | -6.2947 | -10.312 | -14.7572 | 6.472 | 6.2762 | 5.997 | 5.5963 | 5.1817 | 4.7244 | 4.1581 | 3.4366 | 2.8896 | 2.0335 | 1.2321 | -4.2066 | -12.1708 | -26.0639 | 3.9003 | 3.7646 | 3.5332 | 3.1608 | 2.7926 | 2.4027 | 1.9491 | 1.3458 | 1.0036 | 0.29966 | -0.32478 | -4.2519 | -7.864 | -11.943
LOVEDEAN GSP | HAVANT | EMSWORTH | MINIMUM HEADROOM | SU 74861 05807 | NO | YES | 2.904 | -0.26891 | -0.73566 | -1.5751 | -2.5841 | -3.6012 | -4.4546 | -5.7237 | -7.3546 | -9.1814 | -10.9479 | -12.5652 | -17.4501 | -20.2442 | -22.3378 | 2.8537 | 2.5243 | 2.0701 | 1.5426 | 0.87094 | 0.50272 | -0.28731 | -1.2874 | -2.3912 | -3.2362 | -4.2659 | -8.1834 | -11.2982 | -19.1212 | 0.82668 | 0.41474 | -0.30945 | -1.1976 | -2.0902 | -2.8332 | -3.9865 | -5.4589 | -7.1219 | -8.7298 | -10.1816 | -14.4828 | -16.8399 | -18.5328
|  | EMSWORTH | CT |  |  |  |  | -0.20908 | -0.63545 | -1.3942 | -2.2427 | -3.2774 | -3.9147 | -5.0844 | -6.6843 | -8.4069 | -9.7725 | -11.3658 | -17.1966 | -20.2442 | -22.3378 | 2.8537 | 2.5243 | 2.0701 | 1.5426 | 0.87094 | 0.50272 | -0.28731 | -1.2874 | -2.3912 | -3.2362 | -4.2659 | -8.1834 | -11.2982 | -15.5018 | 0.87648 | 0.49546 | -0.16793 | -0.91497 | -1.8409 | -2.382 | -3.4474 | -4.8943 | -6.4584 | -7.6762 | -9.1122 | -14.2473 | -16.8399 | -18.5328
|  | EMSWORTH | LW |  |  |  |  | -0.26891 | -0.73566 | -1.5751 | -2.5841 | -3.6012 | -4.4546 | -5.7237 | -7.3546 | -9.1814 | -10.9479 | -12.5652 | -17.4501 | -19.4466 | -21.2203 | 2.8565 | 2.5478 | 2.1197 | 1.5597 | 1.0034 | 0.56301 | -0.2012 | -1.1115 | -2.1736 | -3.1954 | -4.0843 | -6.5124 | -7.3651 | -8.2449 | 0.82668 | 0.41474 | -0.30945 | -1.1976 | -2.0902 | -2.8332 | -3.9865 | -5.4589 | -7.1219 | -8.7298 | -10.1816 | -14.4828 | -16.1827 | -17.7208
|  | EMSWORTH | ST |  |  |  |  | -0.047457 | -0.34158 | -0.68011 | -1.1125 | -1.5491 | -2.0364 | -2.5974 | -3.2622 | -3.6935 | -4.5703 | -5.7579 | -13.1333 | -16.1209 | -17.9477 | 2.9763 | 2.7475 | 2.4939 | 2.1579 | 1.8147 | 1.4109 | 0.94197 | 0.39507 | -0.056673 | -1.0357 | -2.133 | -7.835 | -9.7835 | -14.0637 | 1.0328 | 0.77984 | 0.49866 | 0.12711 | -0.24673 | -0.68231 | -1.19 | -1.7901 | -2.1517 | -2.9575 | -4.3403 | -11.4172 | -14.0748 | -15.7175
|  | EMSWORTH | FS |  |  |  |  | 0.045448 | -0.16115 | -0.43454 | -0.77531 | -1.1463 | -1.4805 | -1.8864 | -2.3967 | -2.9989 | -3.3817 | -4.1017 | -8.4159 | -12.9789 | -16.5587 | 3.0188 | 2.8292 | 2.6134 | 2.332 | 2.0191 | 1.7156 | 1.324 | 0.84874 | 0.28531 | -0.10647 | -0.78241 | -5.1751 | -10.7622 | -19.1212 | 1.1138 | 0.93802 | 0.71377 | 0.42439 | 0.10805 | -0.1801 | -0.53864 | -0.98883 | -1.5252 | -1.8381 | -2.482 | -6.4357 | -11.0503 | -14.37
MELKSHAM GSP | AMESBURY | ENFORD | MINIMUM HEADROOM | SU 13728 51712 | NO | YES | 0.023 | 6.3941 | 6.2885 | 6.1992 | 6.0691 | 5.943 | 5.7705 | 5.6251 | 5.4475 | 5.2417 | 5.0802 | 4.9273 | 4.4529 | 4.1622 | 3.8936 | 7.5637 | 7.5013 | 7.4538 | 7.3869 | 7.31 | 7.2261 | 7.1436 | 7.0153 | 6.8667 | 6.7841 | 6.697 | 6.3828 | 6.0304 | 5.2103 | 6.4116 | 6.3147 | 6.2336 | 6.1145 | 6.0003 | 5.8399 | 5.7058 | 5.5389 | 5.3438 | 5.1939 | 5.0532 | 4.6327 | 4.3857 | 4.1543
|  | ENFORD | CT |  |  |  |  | 6.3941 | 6.2885 | 6.1992 | 6.0916 | 5.9732 | 5.8491 | 5.7321 | 5.5553 | 5.3622 | 5.2666 | 5.0978 | 4.569 | 4.2538 | 3.9946 | 7.5637 | 7.5013 | 7.4538 | 7.3869 | 7.31 | 7.2265 | 7.147 | 7.0153 | 6.8667 | 6.8206 | 6.697 | 6.3828 | 6.0635 | 5.604 | 6.4116 | 6.3147 | 6.2336 | 6.1348 | 6.0255 | 5.9103 | 5.8017 | 5.635 | 5.4515 | 5.366 | 5.2078 | 4.7378 | 4.4678 | 4.2454
|  | ENFORD | LW |  |  |  |  | 6.4078 | 6.3175 | 6.2088 | 6.0691 | 5.943 | 5.7705 | 5.6251 | 5.4475 | 5.2417 | 5.0802 | 4.9273 | 4.4529 | 4.1622 | 3.8936 | 7.5673 | 7.5175 | 7.4717 | 7.3947 | 7.3336 | 7.2261 | 7.1436 | 7.0246 | 6.878 | 6.7841 | 6.7006 | 6.5093 | 6.396 | 6.2673 | 6.4229 | 6.3401 | 6.2424 | 6.1145 | 6.0003 | 5.8399 | 5.7058 | 5.5389 | 5.3438 | 5.1939 | 5.0532 | 4.6327 | 4.3857 | 4.1543
|  | ENFORD | ST |  |  |  |  | 6.4325 | 6.3658 | 6.277 | 6.173 | 6.0663 | 5.9739 | 5.8658 | 5.7569 | 5.6309 | 5.5262 | 5.3807 | 4.8622 | 4.6312 | 4.4706 | 7.585 | 7.5545 | 7.5116 | 7.4547 | 7.3951 | 7.3458 | 7.2825 | 7.2116 | 7.1259 | 7.0559 | 6.9499 | 6.5053 | 6.21 | 5.7953 | 6.447 | 6.3875 | 6.3083 | 6.2143 | 6.1179 | 6.0355 | 5.937 | 5.8362 | 5.7184 | 5.6218 | 5.4849 | 5.0009 | 4.8014 | 4.6675
|  | ENFORD | FS |  |  |  |  | 6.4823 | 6.4426 | 6.4105 | 6.3825 | 6.3462 | 6.3059 | 6.2824 | 6.1998 | 6.1145 | 6.0091 | 5.9305 | 5.364 | 4.8522 | 4.598 | 7.6017 | 7.5807 | 7.5537 | 7.531 | 7.4993 | 7.4621 | 7.4375 | 7.3762 | 7.3098 | 7.2251 | 7.1626 | 6.635 | 6.0304 | 5.2103 | 6.4911 | 6.4557 | 6.4258 | 6.4005 | 6.3669 | 6.3289 | 6.3078 | 6.232 | 6.1535 | 6.055 | 5.9834 | 5.4491 | 4.9912 | 4.7695
COWLEY GSP | YARNTON BSP | EYNSHAM | MINIMUM HEADROOM | SP 42236 10266 | NO | NO | 9.423 | 4.9727 | 4.3228 | 3.4148 | 2.2529 | 1.1185 | -0.22386 | -0.94679 | -2.3237 | -3.6107 | -4.958 | -6.2037 | -10.5995 | -12.3756 | -13.6356 | 5.793 | 5.305 | 4.7925 | 4.0593 | 3.4352 | 2.6404 | 2.2917 | 1.5212 | 0.85421 | 0.1787 | -0.46015 | -3.3742 | -5.0441 | -7.0337 | 4.8876 | 4.331 | 3.5768 | 2.5745 | 1.6227 | 0.47606 | -0.14275 | -1.3581 | -2.4658 | -3.6275 | -4.7212 | -8.6098 | -10.3892 | -11.4928
|  | EYNSHAM | CT |  |  |  |  | 5.0407 | 4.5141 | 3.703 | 2.7499 | 1.6792 | 0.45703 | -0.24668 | -1.6866 | -2.9609 | -4.1313 | -5.3685 | -10.4317 | -12.3756 | -13.6356 | 5.8308 | 5.4289 | 4.9301 | 4.3193 | 3.6758 | 2.876 | 2.4642 | 1.5682 | 0.85421 | 0.21826 | -0.46015 | -3.3742 | -5.0441 | -7.0337 | 4.9454 | 4.4995 | 3.816 | 2.9946 | 2.0875 | 1.0172 | 0.39764 | -0.88259 | -1.9824 | -2.9978 | -4.06 | -8.5652 | -10.3892 | -11.4928
|  | EYNSHAM | LW |  |  |  |  | 4.9727 | 4.3228 | 3.4148 | 2.2529 | 1.1185 | -0.22386 | -0.94679 | -2.3237 | -3.6107 | -4.958 | -6.2037 | -10.5995 | -11.88 | -12.9971 | 5.793 | 5.305 | 4.7925 | 4.0593 | 3.4352 | 2.6404 | 2.2917 | 1.5212 | 0.86777 | 0.1787 | -0.45757 | -2.6588 | -3.2531 | -3.7874 | 4.8876 | 4.331 | 3.5768 | 2.5745 | 1.6227 | 0.47606 | -0.14275 | -1.3581 | -2.4658 | -3.6275 | -4.7212 | -8.6098 | -9.779 | -10.7579
|  | EYNSHAM | ST |  |  |  |  | 5.1372 | 4.6718 | 4.1799 | 3.5276 | 2.8949 | 2.1845 | 1.6244 | 0.84261 | 0.19612 | -0.10471 | -0.75224 | -4.255 | -6.0096 | -7.583 | 5.883 | 5.5146 | 5.1691 | 4.6882 | 4.249 | 3.692 | 3.2783 | 2.6704 | 2.229 | 2.0335 | 1.6054 | -0.76852 | -2.4057 | -4.5486 | 5.0285 | 4.6333 | 4.245 | 3.7147 | 3.2174 | 2.6243 | 2.1748 | 1.5247 | 1.0266 | 0.8259 | 0.34241 | -2.5371 | -4.1236 | -5.5409
|  | EYNSHAM | FS |  |  |  |  | 5.1985 | 4.8498 | 4.4424 | 3.9716 | 3.4955 | 2.9724 | 2.5834 | 2.0052 | 1.4506 | 0.79455 | 0.44114 | -3.1269 | -4.9875 | -6.7672 | 5.9227 | 5.6335 | 5.3401 | 4.9761 | 4.6339 | 4.2323 | 3.9154 | 3.4442 | 3.0234 | 2.5355 | 2.2414 | -0.55724 | -3.0475 | -6.7924 | 5.0801 | 4.788 | 4.468 | 4.0856 | 3.7154 | 3.2938 | 2.9821 | 2.4986 | 2.0594 | 1.5447 | 1.2809 | -1.5422 | -3.1897 | -4.8111
MINETY GSP | CIRENCESTER BSP | FAIRFORD | MINIMUM HEADROOM | SP 14418 00559 | NO | YES | 2.695 | 4.2154 | 3.9919 | 3.7326 | 3.3517 | 3.0096 | 2.5418 | 2.0433 | 1.4528 | 1.1497 | 0.56655 | 0.047977 | -1.9557 | -3.1262 | -4.101 | 7.1305 | 6.9994 | 6.8655 | 6.6957 | 6.5139 | 6.299 | 6.015 | 5.6773 | 5.5975 | 5.279 | 5.0126 | 3.7317 | 2.573 | 0.41888 | 5.0329 | 4.8226 | 4.5955 | 4.2509 | 3.95 | 3.5138 | 3.0409 | 2.4871 | 2.2447 | 1.6996 | 1.2365 | -0.42571 | -1.3398 | -2.1376
|  | FAIRFORD | CT |  |  |  |  | 4.2154 | 3.9919 | 3.7379 | 3.4334 | 3.1177 | 2.7641 | 2.343 | 1.8022 | 1.5767 | 1.1512 | 0.66377 | -1.5918 | -3.0891 | -4.101 | 7.1305 | 6.9994 | 6.8655 | 6.6957 | 6.5139 | 6.299 | 6.0261 | 5.6782 | 5.6083 | 5.3598 | 5.0589 | 3.7317 | 2.573 | 1.1208 | 5.0329 | 4.8226 | 4.599 | 4.3229 | 4.033 | 3.7063 | 3.3011 | 2.7866 | 2.6124 | 2.2307 | 1.7785 | -0.075808 | -1.2436 | -2.0572
|  | FAIRFORD | LW |  |  |  |  | 4.2256 | 4.025 | 3.7326 | 3.3517 | 3.0096 | 2.5418 | 2.0433 | 1.4528 | 1.1497 | 0.56655 | 0.047977 | -1.9557 | -3.1262 | -4.0948 | 7.1421 | 7.0375 | 6.903 | 6.7141 | 6.5526 | 6.2995 | 6.015 | 5.6773 | 5.5975 | 5.279 | 5.0126 | 4.1101 | 3.6299 | 3.1856 | 5.0413 | 4.8533 | 4.5955 | 4.2509 | 3.95 | 3.5138 | 3.0409 | 2.4871 | 2.2447 | 1.6996 | 1.2365 | -0.42571 | -1.3398 | -2.1376
|  | FAIRFORD | ST |  |  |  |  | 4.2997 | 4.1668 | 3.981 | 3.7623 | 3.5614 | 3.3198 | 3.0657 | 2.867 | 2.5919 | 2.2819 | 1.9442 | 0.58747 | -0.5887 | -1.5412 | 7.1748 | 7.1007 | 6.9992 | 6.8735 | 6.7612 | 6.6168 | 6.4602 | 6.3263 | 6.1282 | 5.8969 | 5.6423 | 4.5945 | 3.4982 | 2.0851 | 5.1148 | 4.9976 | 4.8346 | 4.6375 | 4.4675 | 4.2495 | 4.0159 | 3.8283 | 3.5622 | 3.2555 | 2.9233 | 1.7131 | 0.74671 | -0.010901
|  | FAIRFORD | FS |  |  |  |  | 4.3802 | 4.3019 | 4.2129 | 4.1072 | 3.9909 | 3.9004 | 3.7685 | 3.5622 | 3.3291 | 3.1144 | 2.843 | 1.6059 | 0.12484 | -1.0539 | 7.2073 | 7.1509 | 7.0848 | 7.0057 | 6.917 | 6.8395 | 6.7289 | 6.567 | 6.3809 | 6.2042 | 5.9835 | 4.8261 | 3.0186 | 0.41888 | 5.1852 | 5.1119 | 5.0298 | 4.9351 | 4.8292 | 4.7493 | 4.6274 | 4.4384 | 4.2226 | 4.0191 | 3.7665 | 2.6368 | 1.3359 | 0.35142
MINETY GSP | STRATTON (2 X 60) | FARINGDON | MINIMUM HEADROOM | SU 28819 94924 | NO | YES | 11.212 | -8.0004 | -8.4077 | -8.9277 | -9.4755 | -10.0525 | -10.7858 | -11.1385 | -11.9366 | -12.9189 | -13.9188 | -14.8308 | -17.9267 | -19.7113 | -21.3659 | -4.5853 | -4.8098 | -5.0787 | -5.3652 | -5.6746 | -6.0992 | -6.2448 | -6.6859 | -7.2435 | -7.8053 | -8.2861 | -10.1921 | -12.0225 | -15.1614 | -7.8262 | -8.172 | -8.6074 | -9.0796 | -9.5822 | -10.2526 | -10.5055 | -11.2208 | -12.1029 | -12.9927 | -13.7712 | -16.4857 | -18.0261 | -19.4213
|  | FARINGDON | CT |  |  |  |  | -7.947 | -8.3313 | -8.7882 | -9.2288 | -9.7875 | -10.3688 | -10.6637 | -11.4215 | -12.2739 | -12.9932 | -13.8421 | -17.1348 | -19.5758 | -21.3659 | -4.5652 | -4.8019 | -5.0718 | -5.3269 | -5.6746 | -6.039 | -6.1917 | -6.6584 | -7.1929 | -7.6192 | -8.1461 | -10.1921 | -12.0225 | -14.3169 | -7.7754 | -8.1082 | -8.5032 | -8.881 | -9.385 | -9.9086 | -10.1115 | -10.7934 | -11.5625 | -12.18 | -12.9278 | -15.8125 | -17.9241 | -19.4213
|  | FARINGDON | LW |  |  |  |  | -8.0004 | -8.4077 | -8.9277 | -9.4755 | -10.0525 | -10.7858 | -11.1385 | -11.9366 | -12.9189 | -13.9188 | -14.8308 | -17.9267 | -19.7113 | -21.303 | -4.5853 | -4.8098 | -5.0787 | -5.3652 | -5.6711 | -6.0992 | -6.2448 | -6.6859 | -7.2435 | -7.8053 | -8.2861 | -9.7668 | -10.5438 | -11.3066 | -7.8262 | -8.172 | -8.6074 | -9.0796 | -9.5822 | -10.2526 | -10.5055 | -11.2208 | -12.1029 | -12.9927 | -13.7712 | -16.4857 | -18.0261 | -19.408
|  | FARINGDON | ST |  |  |  |  | -7.832 | -8.1384 | -8.3774 | -8.6023 | -8.8766 | -9.1426 | -9.4321 | -9.7196 | -10.0957 | -10.1842 | -10.6122 | -13.0369 | -14.9109 | -16.5414 | -4.4906 | -4.6737 | -4.831 | -4.9793 | -5.1697 | -5.3563 | -5.5764 | -5.8101 | -6.1125 | -6.1858 | -6.5337 | -8.5278 | -10.2597 | -12.502 | -7.6631 | -7.9164 | -8.1217 | -8.3112 | -8.5563 | -8.7876 | -9.0602 | -9.341 | -9.7082 | -9.733 | -10.139 | -12.3693 | -13.9209 | -15.2305
|  | FARINGDON | FS |  |  |  |  | -7.6712 | -7.8819 | -8.0385 | -8.1859 | -8.3712 | -8.5761 | -8.7704 | -9.0159 | -9.3262 | -9.6902 | -10.0781 | -11.8516 | -14.0841 | -16.1525 | -4.421 | -4.5637 | -4.6862 | -4.8036 | -4.9545 | -5.1268 | -5.3137 | -5.5223 | -5.7945 | -6.1143 | -6.4618 | -8.2588 | -11.0606 | -15.1614 | -7.5402 | -7.7181 | -7.8553 | -7.98 | -8.1437 | -8.3286 | -8.5117 | -8.7097 | -8.9958 | -9.3394 | -9.7084 | -11.2715 | -13.1682 | -14.8973
LOVEDEAN GSP | WYMERING BSP | FARLINGTON | MINIMUM HEADROOM | SU 67400 04843 | NO | YES | 2.521 | 13.3521 | 13.2662 | 13.1653 | 13.011 | 12.8513 | 12.5941 | 12.2808 | 11.9191 | 11.4648 | 11.0576 | 10.5311 | 9.2357 | 8.9641 | 8.8107 | 16.4769 | 16.418 | 16.3582 | 16.2608 | 16.1611 | 15.9811 | 15.7247 | 15.4257 | 15.052 | 14.7909 | 14.4673 | 13.7292 | 12.2002 | 7.2179 | 14.3228 | 14.2327 | 14.1095 | 13.9328 | 13.7508 | 13.4784 | 13.144 | 12.7 | 12.1327 | 11.7343 | 11.2404 | 10.0395 | 9.7973 | 9.6627
|  | FARLINGTON | CT |  |  |  |  | 13.3906 | 13.3004 | 13.1989 | 13.0717 | 12.8866 | 12.692 | 12.4089 | 12.0583 | 11.6493 | 11.4731 | 11.0296 | 9.5909 | 9.1085 | 8.8578 | 16.494 | 16.4355 | 16.371 | 16.2881 | 16.1652 | 16.0439 | 15.8223 | 15.5317 | 15.1942 | 15.0424 | 14.7517 | 13.956 | 13.0692 | 10.6564 | 14.3623 | 14.2679 | 14.1468 | 14.0004 | 13.7956 | 13.5896 | 13.2887 | 12.8937 | 12.3876 | 12.1463 | 11.7074 | 10.3797 | 9.9528 | 9.7332
|  | FARLINGTON | LW |  |  |  |  | 13.3521 | 13.2662 | 13.1653 | 13.011 | 12.8513 | 12.5941 | 12.2808 | 11.9191 | 11.4648 | 11.0576 | 10.5311 | 9.2357 | 8.9641 | 8.8107 | 16.4769 | 16.418 | 16.3582 | 16.2608 | 16.1611 | 15.9811 | 15.7247 | 15.4257 | 15.052 | 14.7909 | 14.4673 | 13.7292 | 13.59 | 13.5143 | 14.3228 | 14.2327 | 14.1095 | 13.9328 | 13.7508 | 13.4784 | 13.144 | 12.7 | 12.1327 | 11.7343 | 11.2404 | 10.0395 | 9.7973 | 9.6627
|  | FARLINGTON | ST |  |  |  |  | 13.4438 | 13.4153 | 13.3725 | 13.3043 | 13.2162 | 13.1156 | 12.979 | 12.8101 | 12.5904 | 12.2983 | 11.9667 | 10.4235 | 9.9271 | 9.6709 | 16.5175 | 16.4908 | 16.4618 | 16.4168 | 16.3617 | 16.2968 | 16.2001 | 16.0807 | 15.9333 | 15.7308 | 15.4726 | 14.18 | 13.7127 | 11.472 | 14.4226 | 14.3938 | 14.3512 | 14.2836 | 14.1962 | 14.0964 | 13.9608 | 13.7922 | 13.5804 | 13.2905 | 12.9617 | 11.3769 | 10.7571 | 10.4026
|  | FARLINGTON | FS |  |  |  |  | 13.4487 | 13.4341 | 13.4098 | 13.3653 | 13.3142 | 13.2484 | 13.1698 | 13.0883 | 12.9662 | 12.7977 | 12.6164 | 11.3799 | 10.3457 | 9.3134 | 16.5183 | 16.4955 | 16.472 | 16.4335 | 16.3919 | 16.3405 | 16.2767 | 16.21 | 16.1175 | 16.003 | 15.8888 | 14.815 | 12.2002 | 7.2179 | 14.425 | 14.4089 | 14.3794 | 14.3306 | 14.2751 | 14.205 | 14.1219 | 14.0318 | 13.9011 | 13.7238 | 13.5416 | 12.2306 | 11.0457 | 10.0865
BRAMLEY (FLEE) | CAMBERLEY RESERVE | FARNBOROUGH | MINIMUM HEADROOM | SU 88404 53930 | NO | YES | 6.123 | 7.4694 | 7.0232 | 6.2752 | 5.1214 | 4.1906 | 3.1273 | 1.5833 | -0.29646 | -2.4105 | -4.4995 | -6.411 | -12.4736 | -15.2475 | -17.0727 | 10.3416 | 9.9751 | 9.5295 | 8.8749 | 8.3738 | 7.6934 | 6.7433 | 5.5585 | 4.2218 | 3.1701 | 1.8995 | -3.3701 | -7.933 | -20.4943 | 7.974 | 7.5505 | 6.8938 | 5.8077 | 4.956 | 4.0272 | 2.6235 | 0.90879 | -1.0373 | -2.9591 | -4.6965 | -10.0113 | -12.1127 | -13.6784
|  | FARNBOROUGH | CT |  |  |  |  | 7.6008 | 7.1557 | 6.4844 | 5.58 | 4.9418 | 3.8524 | 2.5004 | 0.70171 | -1.2796 | -2.8756 | -4.7247 | -12.037 | -15.2475 | -17.0727 | 10.3674 | 9.9751 | 9.5295 | 8.8749 | 8.4341 | 7.6934 | 6.7433 | 5.5585 | 4.2218 | 3.1701 | 1.8995 | -3.3701 | -7.5738 | -13.6516 | 8.0892 | 7.6589 | 7.067 | 6.2213 | 5.6452 | 4.6662 | 3.4319 | 1.7876 | -0.030045 | -1.4674 | -3.1498 | -9.4742 | -12.1127 | -13.6784
|  | FARNBOROUGH | LW |  |  |  |  | 7.4694 | 7.0232 | 6.2752 | 5.1214 | 4.1906 | 3.1273 | 1.5833 | -0.29646 | -2.4105 | -4.4995 | -6.411 | -12.4736 | -14.1711 | -15.7097 | 10.3416 | 10.0268 | 9.6395 | 8.8984 | 8.3738 | 7.8246 | 6.8994 | 5.8319 | 4.5769 | 3.3407 | 2.2596 | -0.81793 | -1.551 | -2.4109 | 7.974 | 7.5505 | 6.8938 | 5.8077 | 4.956 | 4.0272 | 2.6235 | 0.90879 | -1.0373 | -2.9591 | -4.6965 | -10.0113 | -11.422 | -12.814
|  | FARNBOROUGH | ST |  |  |  |  | 7.7981 | 7.5991 | 7.406 | 7.0038 | 6.7057 | 6.2043 | 5.627 | 5.3338 | 4.5903 | 3.7089 | 2.6359 | -4.8008 | -7.2597 | -9.1275 | 10.4992 | 10.2991 | 10.0683 | 9.6457 | 9.3134 | 8.8497 | 8.3125 | 8.0036 | 7.3082 | 6.4871 | 5.5639 | 0.021411 | -4.4154 | -10.7785 | 8.2774 | 8.0979 | 7.9054 | 7.5018 | 7.2146 | 6.7541 | 6.2172 | 6.0136 | 5.3221 | 4.4952 | 3.5707 | -3.1153 | -5.8113 | -7.4786
|  | FARNBOROUGH | FS |  |  |  |  | 7.894 | 7.7518 | 7.5445 | 7.1837 | 6.9132 | 6.4952 | 6.036 | 5.4882 | 4.8552 | 4.4671 | 3.7068 | -1.4923 | -5.842 | -9.7597 | 10.538 | 10.3577 | 10.1279 | 9.7485 | 9.4385 | 9.0222 | 8.5254 | 7.9321 | 7.2331 | 6.7172 | 5.8863 | 0.057162 | -7.933 | -20.4943 | 8.3567 | 8.2291 | 8.0386 | 7.6934 | 7.4507 | 7.083 | 6.6748 | 6.1874 | 5.6083 | 5.2941 | 4.602 | -0.1134 | -4.1287 | -7.994
BRAMLEY (FLEE) | ALDERSHOT BSP | FARNHAM | MINIMUM HEADROOM | SU 84517 47217 | NO | YES | 3.812 | 3.9136 | 3.4636 | 2.6853 | 1.6081 | 0.518 | -0.54038 | -1.9367 | -3.5037 | -5.2735 | -7.0278 | -8.5801 | -13.138 | -15.1005 | -16.5959 | 9.6446 | 9.2896 | 8.8456 | 8.2532 | 7.5606 | 6.8261 | 6.1666 | 5.2025 | 4.0872 | 2.787 | 1.538 | -3.432 | -5.8727 | -11.6957 | 6.6571 | 6.2228 | 5.6637 | 4.7084 | 3.7433 | 2.8039 | 1.511 | 0.056476 | -1.6051 | -3.2477 | -4.6918 | -10.3933 | -13.3749 | -14.1566
|  | FARNHAM | CT |  |  |  |  | 4.0364 | 3.5799 | 2.8619 | 1.9803 | 0.87865 | -0.21336 | -1.1434 | -2.641 | -4.2417 | -5.4834 | -6.9607 | -12.5855 | -15.1005 | -16.5959 | 9.7121 | 9.3136 | 8.8456 | 8.2887 | 7.5606 | 6.8261 | 6.2125 | 5.2025 | 4.0872 | 3.2103 | 1.9762 | -1.6244 | -4.2087 | -7.8177 | 6.7955 | 6.311 | 5.8216 | 5.0369 | 4.0372 | 3.0385 | 2.1989 | 0.67069 | -1.107 | -2.3362 | -3.9005 | -8.7678 | -10.155 | -11.4021
|  | FARNHAM | LW |  |  |  |  | 3.9136 | 3.4636 | 2.6853 | 1.6081 | 0.518 | -0.54038 | -1.9367 | -3.5037 | -5.2735 | -7.0278 | -8.5801 | -13.138 | -14.5074 | -15.8636 | 9.6446 | 9.2896 | 8.867 | 8.2532 | 7.642 | 7.0494 | 6.1666 | 5.2172 | 4.0935 | 2.787 | 1.538 | -1.2091 | -1.4619 | -1.7583 | 6.6571 | 6.2228 | 5.6637 | 4.7084 | 3.7433 | 2.8039 | 1.511 | 0.056476 | -1.6051 | -3.2477 | -4.6918 | -8.8734 | -9.904 | -11.11
|  | FARNHAM | ST |  |  |  |  | 4.2487 | 3.9726 | 3.6773 | 3.2181 | 2.7003 | 2.1889 | 1.5901 | 0.98421 | 0.55928 | -0.34177 | -2.0457 | -11.522 | -14.6287 | -15.4641 | 9.855 | 9.5857 | 9.3357 | 8.9813 | 8.5717 | 8.1516 | 7.6478 | 7.116 | 6.6251 | 5.354 | 3.9237 | -3.432 | -5.8727 | -6.9319 | 6.9732 | 6.728 | 6.4234 | 5.9971 | 5.4676 | 4.8505 | 4.0957 | 3.213 | 2.1034 | 0.52198 | -1.2573 | -10.3933 | -13.3749 | -14.1566
|  | FARNHAM | FS |  |  |  |  | 4.3297 | 4.1327 | 3.8898 | 3.5314 | 3.1405 | 2.7305 | 2.3424 | 1.8736 | 1.325 | 0.61688 | 0.19936 | -4.3197 | -10.0689 | -13.4378 | 9.9206 | 9.708 | 9.4999 | 9.2125 | 8.8883 | 8.5246 | 8.144 | 7.6883 | 7.1561 | 6.497 | 6.0612 | 1.59 | -4.0138 | -11.6957 | 7.0909 | 6.9472 | 6.7816 | 6.5005 | 6.1575 | 5.783 | 5.4238 | 4.9817 | 4.4641 | 3.6171 | 2.7665 | -3.4234 | -8.9512 | -12.1219
IVER 132KV | SLOUGH | FARNHAM ROYAL | MINIMUM HEADROOM | SU 95597 82844 | NO | YES | 9.569 | 2.1425 | 1.4189 | 0.14894 | -9.6931 | -19.3131 | -23.4337 | -28.2898 | -33.0976 | -37.6305 | -41.8921 | -45.495 | -58.1141 | -64.4324 | -69.2738 | 10.5441 | 9.9743 | 9.368 | -1.8907 | -12.9646 | -17.0412 | -21.9725 | -26.2022 | -29.8996 | -33.2734 | -36.0046 | -46.9069 | -55.7497 | -66.4589 | 4.4997 | 3.7815 | 2.6959 | -9.0549 | -20.5791 | -25.1888 | -30.6901 | -35.8004 | -40.4759 | -44.8116 | -48.3702 | -61.3785 | -68.3922 | -73.7464
|  | FARNHAM ROYAL | CT |  |  |  |  | 2.1523 | 1.4533 | 0.63566 | -8.7414 | -18.2163 | -21.7888 | -26.1505 | -30.7407 | -35.1771 | -38.7266 | -42.3513 | -55.2059 | -62.6083 | -67.2119 | 10.5441 | 9.9743 | 9.5381 | -1.4414 | -12.5404 | -16.2922 | -20.911 | -25.1806 | -29.1963 | -32.3533 | -35.4833 | -46.9069 | -55.7497 | -66.0729 | 4.4997 | 3.7968 | 3.1946 | -8.0766 | -19.4758 | -23.5021 | -28.4615 | -33.3662 | -38.041 | -41.6786 | -45.3506 | -57.9733 | -65.1898 | -69.7415
|  | FARNHAM ROYAL | LW |  |  |  |  | 2.1425 | 1.4189 | 0.14894 | -9.6931 | -19.3131 | -23.4337 | -28.2898 | -33.0976 | -37.6305 | -41.8921 | -45.495 | -58.1141 | -64.4324 | -69.2738 | 10.6274 | 10.1084 | 9.368 | -1.8907 | -12.9646 | -17.0412 | -21.9725 | -26.2022 | -29.8996 | -33.2734 | -36.0046 | -46.005 | -52.0445 | -56.7367 | 4.5044 | 3.7815 | 2.6959 | -9.0549 | -20.5791 | -25.1888 | -30.6901 | -35.8004 | -40.4759 | -44.8116 | -48.3702 | -61.3785 | -68.3922 | -73.7464
|  | FARNHAM ROYAL | ST |  |  |  |  | 2.6344 | 2.3705 | 1.7246 | -7.0369 | -15.3284 | -17.6779 | -20.4284 | -23.0798 | -25.4068 | -27.5363 | -29.3662 | -38.6004 | -45.8455 | -52.7465 | 10.8437 | 10.5795 | 9.8372 | -1.0313 | -11.5202 | -14.4692 | -17.9086 | -21.2029 | -24.046 | -26.5906 | -28.7479 | -39.2901 | -49.1282 | -60.6984 | 4.9531 | 4.7098 | 3.9858 | -6.8723 | -17.1762 | -20.0464 | -23.4072 | -26.6257 | -29.4112 | -31.9169 | -34.0258 | -43.841 | -51.3243 | -57.8797
|  | FARNHAM ROYAL | FS |  |  |  |  | 2.6444 | 2.3974 | 2.0222 | -6.5995 | -15.1873 | -17.4703 | -19.7282 | -22.4054 | -24.7275 | -26.8457 | -28.6165 | -36.9884 | -43.3599 | -49.8786 | 10.838 | 10.5574 | 10.193 | -0.46108 | -11.1261 | -13.939 | -16.9428 | -20.2425 | -23.0979 | -25.661 | -27.806 | -37.7624 | -48.7148 | -66.4589 | 4.9725 | 4.7314 | 4.411 | -6.2166 | -16.8271 | -19.5577 | -22.2862 | -25.4265 | -28.1031 | -30.4985 | -32.4502 | -40.8979 | -46.5504 | -52.4837
LALEHAM | EAST BEDFONT A | FELTHAM | MINIMUM HEADROOM | TQ 10628 72811 | NO | YES | 1.523 | -30.8534 | -31.4013 | -32.2036 | -33.1099 | -34.0588 | -35.3453 | -36.8528 | -38.8084 | -41.1234 | -43.1945 | -45.141 | -51.077 | -54.5748 | -55.3615 | 2.0611 | 1.627 | 1.1325 | 0.53645 | -0.28213 | -1.1927 | -2.5359 | -4.3251 | -6.6079 | -8.0303 | -9.7299 | -16.0392 | -18.8085 | -23.0829 | -6.4991 | -7.0238 | -7.7701 | -8.6273 | -9.524 | -10.7995 | -12.1239 | -13.9776 | -16.2472 | -18.2132 | -20.0402 | -23.882 | -24.9375 | -25.5664
|  | FELTHAM | CT |  |  |  |  | -30.7937 | -31.3335 | -32.0666 | -32.8244 | -33.8304 | -34.9042 | -36.318 | -38.4261 | -40.8741 | -42.706 | -44.7158 | -49.0649 | -50.2903 | -50.9872 | 2.1558 | 1.6606 | 1.1325 | 0.57551 | -0.28213 | -1.1927 | -2.5359 | -4.3251 | -6.6079 | -8.0303 | -9.7299 | -13.2606 | -14.0167 | -17.8128 | -6.4616 | -6.9994 | -7.7135 | -8.4439 | -9.45 | -10.521 | -11.7946 | -13.8394 | -16.2472 | -17.9745 | -19.9127 | -23.882 | -24.9375 | -25.5664
|  | FELTHAM | LW |  |  |  |  | -30.8534 | -31.4013 | -32.2036 | -33.1099 | -34.0588 | -35.3453 | -36.8528 | -38.8084 | -41.1234 | -43.1945 | -45.141 | -48.7439 | -49.3293 | -49.7824 | 2.0611 | 1.627 | 1.1589 | 0.53645 | -0.084696 | -1.1782 | -2.4732 | -4.0191 | -6.0968 | -7.8712 | -9.504 | -12.7285 | -12.9379 | -13.1797 | -6.4991 | -7.0238 | -7.7701 | -8.6273 | -9.524 | -10.7995 | -12.1239 | -13.9776 | -16.2202 | -18.2132 | -20.0402 | -23.4322 | -23.9557 | -24.5134
|  | FELTHAM | ST |  |  |  |  | -30.5978 | -30.9413 | -31.3166 | -31.7392 | -32.2369 | -32.8176 | -33.6258 | -34.7365 | -36.6532 | -38.805 | -41.0043 | -51.077 | -54.5748 | -55.3615 | 2.3444 | 2.102 | 1.7605 | 1.3333 | 0.79014 | 0.11315 | -0.84591 | -2.0941 | -3.917 | -5.7512 | -7.6104 | -16.0392 | -18.8085 | -19.5453 | -6.2305 | -6.5586 | -6.9305 | -7.3366 | -7.8372 | -8.429 | -9.2556 | -10.3836 | -11.9299 | -13.4449 | -14.6492 | -20.2577 | -22.4254 | -23.7082
|  | FELTHAM | FS |  |  |  |  | -30.5458 | -30.7591 | -31.0349 | -31.3537 | -31.6865 | -32.0734 | -32.6153 | -33.265 | -34.1666 | -35.0925 | -36.0759 | -42.5881 | -48.2953 | -51.3463 | 2.4374 | 2.292 | 2.0951 | 1.8115 | 1.4986 | 1.1073 | 0.55788 | -0.089899 | -0.98937 | -1.8985 | -2.9085 | -9.0495 | -14.6444 | -23.0829 | -6.1857 | -6.3876 | -6.6525 | -6.9678 | -7.2756 | -7.6608 | -8.2046 | -8.8389 | -9.7366 | -10.6654 | -11.6559 | -16.5349 | -20.4512 | -22.7725
MANNINGTON GSP | MANNINGTON BSP | FERNDOWN | MINIMUM HEADROOM | SU 06593 00685 | NO | YES | 8.365 | -0.81521 | -1.2263 | -2.0736 | -2.9299 | -3.8883 | -5.4462 | -7.1558 | -8.9835 | -11.3789 | -13.9021 | -16.1697 | -25.9222 | -32.8616 | -39.0463 | 4.9733 | 4.6034 | 3.7708 | 2.9309 | 2.0363 | 0.69325 | -0.78761 | -2.0569 | -3.1677 | -4.5029 | -5.9231 | -11.9776 | -17.2903 | -24.2091 | 1.8713 | 1.479 | 0.6276 | -0.45313 | -1.8506 | -3.6745 | -5.6977 | -8.0048 | -10.1898 | -12.545 | -14.6496 | -23.9097 | -31.0631 | -37.7903
|  | FERNDOWN | CT |  |  |  |  | -0.71363 | -1.0262 | -1.4407 | -1.8386 | -2.5966 | -3.6593 | -4.9262 | -6.5855 | -8.7541 | -10.8112 | -13.0925 | -23.9259 | -31.2878 | -36.0283 | 5.0498 | 4.8097 | 4.5166 | 4.2055 | 3.584 | 2.7205 | 1.74 | 0.55731 | -0.91053 | -2.0677 | -3.4266 | -10.4028 | -16.864 | -24.2091 | 1.957 | 1.6936 | 1.3815 | 0.90029 | -0.19832 | -1.4572 | -2.9057 | -4.9174 | -7.2502 | -9.2011 | -11.3904 | -21.4008 | -28.3634 | -33.2197
|  | FERNDOWN | LW |  |  |  |  | -0.81521 | -1.2263 | -2.0736 | -2.9299 | -3.8883 | -5.4462 | -7.1558 | -8.9835 | -11.3789 | -13.9021 | -16.1697 | -25.9222 | -32.8616 | -39.0463 | 4.9733 | 4.6034 | 3.7708 | 2.9309 | 2.0363 | 0.69325 | -0.78761 | -2.0569 | -3.1677 | -4.5029 | -5.9231 | -11.9776 | -17.2903 | -22.4813 | 1.8713 | 1.479 | 0.6276 | -0.45313 | -1.8506 | -3.6745 | -5.6977 | -8.0048 | -10.1898 | -12.545 | -14.6496 | -23.9097 | -31.0631 | -37.7903
|  | FERNDOWN | ST |  |  |  |  | -0.54495 | -0.67032 | -1.3873 | -2.0372 | -2.6879 | -3.3011 | -3.9119 | -4.9299 | -6.008 | -7.2356 | -8.3925 | -16.2978 | -21.3987 | -25.8485 | 5.1741 | 5.0767 | 4.2703 | 3.5883 | 2.9409 | 2.3344 | 1.7933 | 0.81677 | -0.15909 | -1.2254 | -2.1475 | -9.1798 | -14.0726 | -22.3219 | 2.095 | 1.9811 | 1.1623 | 0.45833 | -0.19998 | -0.78342 | -1.3547 | -2.3609 | -3.4063 | -4.6043 | -5.7253 | -13.8339 | -19.1359 | -25.0066
|  | FERNDOWN | FS |  |  |  |  | -0.51715 | -0.59831 | -0.79194 | -1.0515 | -1.4088 | -1.8488 | -2.2911 | -2.7686 | -3.4315 | -4.2567 | -4.9836 | -10.057 | -14.9363 | -20.518 | 5.1979 | 5.1356 | 4.9625 | 4.7295 | 4.3961 | 3.981 | 3.5714 | 3.1027 | 2.4918 | 1.7462 | 1.1548 | -3.243 | -9.8789 | -21.0338 | 2.1259 | 2.054 | 1.8714 | 1.6381 | 1.3034 | 0.89186 | 0.46863 | 0.0048547 | -0.63045 | -1.5261 | -2.2691 | -7.4054 | -12.1931 | -17.9794
BRAMLEY (FLEE) | FERNHURST | FIVE OAKS | MINIMUM HEADROOM | TQ 10647 29057 | NO | YES | 1.395 | 4.3643 | 4.13 | 3.7921 | 3.3097 | 2.7813 | 2.0262 | 1.2062 | 0.5589 | -0.1367 | -0.75222 | -1.3172 | -3.3859 | -4.6415 | -5.7384 | 4.9159 | 4.75 | 4.5742 | 4.3268 | 4.0495 | 3.6407 | 3.166 | 2.7416 | 2.5882 | 2.2246 | 1.9337 | 0.55153 | -0.80004 | -3.8265 | 4.9271 | 4.7098 | 4.4191 | 3.9859 | 3.5495 | 2.8723 | 2.1253 | 1.7324 | 1.0949 | 0.5243 | 0.044244 | -1.5639 | -2.5009 | -3.3652
|  | FIVE OAKS | CT |  |  |  |  | 4.3643 | 4.13 | 3.8343 | 3.4418 | 2.9781 | 2.3806 | 1.701 | 0.84905 | 0.44815 | -0.040878 | -0.56901 | -2.9633 | -4.4442 | -5.5067 | 4.9183 | 4.75 | 4.5742 | 4.3288 | 4.0495 | 3.6924 | 3.2567 | 2.7416 | 2.6451 | 2.3539 | 2.0073 | 0.55153 | -0.80004 | -2.6299 | 4.9402 | 4.7136 | 4.4602 | 4.1087 | 3.7034 | 3.1788 | 2.5515 | 1.7901 | 1.5986 | 1.1876 | 0.71547 | -1.0993 | -2.183 | -3.0022
|  | FIVE OAKS | LW |  |  |  |  | 4.366 | 4.1421 | 3.7921 | 3.3097 | 2.7813 | 2.0262 | 1.2062 | 0.5589 | -0.1367 | -0.75222 | -1.3172 | -3.3859 | -4.6415 | -5.7384 | 4.9159 | 4.7706 | 4.5988 | 4.3268 | 4.0683 | 3.6407 | 3.166 | 2.9928 | 2.5882 | 2.2246 | 1.9337 | 1.0366 | 0.51511 | 0.0034344 | 4.9271 | 4.7098 | 4.4191 | 3.9859 | 3.5495 | 2.8723 | 2.1253 | 1.7324 | 1.0949 | 0.5243 | 0.044244 | -1.5639 | -2.5009 | -3.3652
|  | FIVE OAKS | ST |  |  |  |  | 4.4357 | 4.2707 | 4.0451 | 3.7529 | 3.4386 | 3.0418 | 2.6312 | 2.216 | 1.864 | 1.522 | 1.1619 | -0.35453 | -1.5457 | -2.485 | 4.9623 | 4.8602 | 4.7194 | 4.53 | 4.3459 | 4.0903 | 3.8145 | 3.5434 | 3.2627 | 2.9636 | 2.6399 | 1.4231 | 0.15465 | -1.6121 | 5.0101 | 4.8733 | 4.6783 | 4.4188 | 4.1644 | 3.8158 | 3.4459 | 3.0882 | 2.7415 | 2.3837 | 2.0027 | 0.77092 | -0.16328 | -0.90463
|  | FIVE OAKS | FS |  |  |  |  | 4.5204 | 4.4098 | 4.2897 | 4.1296 | 3.9365 | 3.7253 | 3.4874 | 3.1689 | 2.9143 | 2.6295 | 2.3254 | 0.91022 | -0.61533 | -1.8377 | 4.9895 | 4.9063 | 4.7977 | 4.6607 | 4.4976 | 4.3385 | 4.1274 | 3.8741 | 3.6569 | 3.3879 | 3.0949 | 1.6723 | -0.48121 | -3.8265 | 5.0732 | 4.9798 | 4.8632 | 4.712 | 4.5306 | 4.3544 | 4.1299 | 3.8467 | 3.6242 | 3.3445 | 3.0431 | 1.8443 | 0.5785 | -0.40063
AMERSHAM | LOUDWATER BSP | FLACKWELL HEATH | MINIMUM HEADROOM | SU 90667 89318 | NO | YES | 1.304 | 16.2681 | 16.1549 | 15.8677 | 15.3592 | 14.8629 | 14.4367 | 13.8319 | 12.8667 | 11.8181 | 10.7731 | 9.8144 | 6.6412 | 4.6325 | 3.452 | 17.3815 | 17.2187 | 16.969 | 16.6817 | 16.3306 | 15.9738 | 15.8229 | 15.2844 | 14.6907 | 14.1613 | 13.6518 | 11.2537 | 9.2494 | 4.9386 | 16.2803 | 16.0468 | 15.6782 | 15.1923 | 14.7409 | 14.2902 | 13.871 | 12.9982 | 11.994 | 11.0095 | 10.2142 | 7.9121 | 6.8986 | 6.0399
|  | FLACKWELL HEATH | CT |  |  |  |  | 16.2983 | 16.1886 | 15.9231 | 15.4797 | 14.9831 | 14.4804 | 14.1224 | 13.285 | 12.3993 | 11.6208 | 10.7681 | 6.8841 | 4.6325 | 3.452 | 17.3815 | 17.2187 | 16.969 | 16.6817 | 16.3306 | 15.9738 | 15.8229 | 15.2844 | 14.6907 | 14.2176 | 13.6518 | 11.2537 | 9.2494 | 6.6793 | 16.284 | 16.0709 | 15.7122 | 15.2991 | 14.7957 | 14.2902 | 14.1387 | 13.3527 | 12.4936 | 11.85 | 11.0708 | 8.3474 | 6.8986 | 6.0399
|  | FLACKWELL HEATH | LW |  |  |  |  | 16.2681 | 16.1549 | 15.8677 | 15.3592 | 14.8629 | 14.4367 | 13.8319 | 12.8667 | 11.8181 | 10.7731 | 9.8144 | 6.6412 | 5.3933 | 4.4393 | 17.4008 | 17.2566 | 17.0337 | 16.7391 | 16.4622 | 16.3031 | 15.9166 | 15.3851 | 14.7688 | 14.1613 | 13.6578 | 12.219 | 11.7302 | 11.2404 | 16.2803 | 16.0468 | 15.6782 | 15.1923 | 14.7409 | 14.4912 | 13.871 | 12.9982 | 11.994 | 11.0095 | 10.2142 | 7.9121 | 7.0929 | 6.3026
|  | FLACKWELL HEATH | ST |  |  |  |  | 16.3693 | 16.3261 | 16.2738 | 16.1886 | 16.0849 | 15.9699 | 15.8108 | 15.6109 | 15.3399 | 15.1289 | 14.7505 | 12.5977 | 11.0972 | 9.0254 | 17.4846 | 17.3883 | 17.3094 | 17.1875 | 17.0511 | 16.925 | 16.7428 | 16.5198 | 16.2352 | 16.1888 | 15.8642 | 13.7201 | 11.7642 | 8.9868 | 16.4559 | 16.3486 | 16.283 | 16.1534 | 16.0122 | 15.8962 | 15.6963 | 15.4421 | 15.1037 | 15.1797 | 14.8176 | 12.5764 | 11.2036 | 9.9003
|  | FLACKWELL HEATH | FS |  |  |  |  | 16.3778 | 16.3515 | 16.3242 | 16.2718 | 16.2112 | 16.0784 | 15.9656 | 15.7339 | 15.4748 | 15.1734 | 15.0445 | 13.0605 | 10.8951 | 8.5946 | 17.4758 | 17.3797 | 17.2832 | 17.1497 | 17.0079 | 16.848 | 16.6875 | 16.4365 | 16.1431 | 15.7983 | 15.6774 | 13.3627 | 10.0788 | 4.9386 | 16.4516 | 16.3564 | 16.2733 | 16.1398 | 16.0057 | 15.8512 | 15.7326 | 15.496 | 15.2127 | 14.8599 | 14.8991 | 12.8944 | 11.1542 | 9.5597
NURSLING GSP | ROWNHAMS | FLETCHWOOD | MINIMUM HEADROOM | SU 33800 12142 | NO | YES | 2.913 | 13.1765 | 12.8568 | 11.9611 | 11.1604 | 10.3808 | 9.3554 | 8.0845 | 6.3221 | 4.4217 | 2.5475 | 0.87072 | -4.3707 | -8.3376 | -10.7145 | 16.231 | 15.9758 | 15.5155 | 15.0159 | 14.7717 | 14.2794 | 13.6047 | 12.6963 | 11.7124 | 10.83 | 9.9753 | 6.3409 | 3.3709 | -1.6204 | 14.1009 | 13.776 | 13.0162 | 12.3018 | 11.6887 | 10.7408 | 9.5792 | 8.0063 | 6.2757 | 4.5781 | 3.1241 | -1.2404 | -4.4616 | -6.474
|  | FLETCHWOOD | CT |  |  |  |  | 13.2122 | 12.8642 | 12.0434 | 11.1604 | 10.6202 | 9.774 | 8.6444 | 7.0094 | 5.2901 | 3.8084 | 2.1789 | -4.3515 | -8.3376 | -10.7145 | 16.231 | 15.9758 | 15.5155 | 15.0159 | 14.7717 | 14.2794 | 13.6047 | 12.6963 | 11.7124 | 10.91 | 9.9753 | 6.3409 | 3.3709 | -0.24081 | 14.1445 | 13.7867 | 13.0706 | 12.3018 | 11.8671 | 11.0995 | 10.0608 | 8.5894 | 7.0241 | 5.7424 | 4.2862 | -1.1332 | -4.4616 | -6.474
|  | FLETCHWOOD | LW |  |  |  |  | 13.1765 | 12.8568 | 11.9611 | 11.2493 | 10.3808 | 9.3554 | 8.0845 | 6.3221 | 4.4217 | 2.5475 | 0.87072 | -4.3707 | -6.8716 | -8.9098 | 16.2322 | 16.0364 | 15.5965 | 15.3211 | 14.9029 | 14.3561 | 13.6741 | 12.7931 | 11.8012 | 10.83 | 10.0176 | 7.7514 | 6.7667 | 5.8466 | 14.1009 | 13.776 | 13.0162 | 12.4499 | 11.6887 | 10.7408 | 9.5792 | 8.0063 | 6.2757 | 4.5781 | 3.1241 | -1.2404 | -3.3254 | -5.0791
|  | FLETCHWOOD | ST |  |  |  |  | 13.4492 | 13.2533 | 12.9638 | 12.6574 | 12.3438 | 12.0031 | 11.8646 | 11.3956 | 10.8482 | 10.2135 | 9.5358 | 5.2686 | 1.9396 | -1.1492 | 16.3723 | 16.2144 | 15.9988 | 15.7719 | 15.5188 | 15.2405 | 15.1427 | 14.7792 | 14.3453 | 13.8333 | 13.2743 | 9.9366 | 7.0356 | 3.168 | 14.3825 | 14.1885 | 13.917 | 13.6362 | 13.3283 | 12.9814 | 12.9326 | 12.4873 | 11.9496 | 11.3109 | 10.6223 | 6.6656 | 4.0253 | 1.5081
|  | FLETCHWOOD | FS |  |  |  |  | 13.4637 | 13.325 | 13.0639 | 12.7949 | 12.5212 | 12.2384 | 11.8731 | 11.3475 | 11.1144 | 10.5186 | 9.8899 | 6.0818 | 2.5162 | -1.1706 | 16.3648 | 16.2376 | 16.0352 | 15.8239 | 15.5919 | 15.3451 | 15.0222 | 14.6011 | 14.402 | 13.9053 | 13.3694 | 9.8637 | 5.3233 | -1.6204 | 14.3831 | 14.2588 | 14.0243 | 13.7899 | 13.5382 | 13.2683 | 12.9262 | 12.4557 | 12.3374 | 11.7922 | 11.213 | 7.6719 | 4.5437 | 1.4574
MANNINGTON GSP | MANNINGTON BSP | FORDINGBRIDGE | MINIMUM HEADROOM | SU 14069 15523 | NO | YES | 2.935 | 4.5642 | 4.239 | 3.8964 | 3.3359 | 2.8151 | 2.1209 | 1.2458 | 0.61302 | -0.29356 | -1.1963 | -2.025 | -4.5758 | -5.8573 | -6.7196 | 6.0102 | 5.8915 | 5.8103 | 5.6482 | 5.4924 | 5.0791 | 4.5557 | 4.1617 | 3.8119 | 3.2993 | 2.8676 | 1.2015 | 0.079931 | -1.7306 | 5.0884 | 4.8005 | 4.5004 | 4.0057 | 3.5547 | 2.9177 | 2.1249 | 1.6145 | 0.79047 | -0.028851 | -0.75895 | -2.995 | -4.0944 | -4.8748
|  | FORDINGBRIDGE | CT |  |  |  |  | 4.5962 | 4.2795 | 3.9916 | 3.5305 | 3.0326 | 2.4858 | 1.7204 | 0.80003 | 0.22072 | -0.53709 | -1.3701 | -4.4852 | -5.8573 | -6.7196 | 6.0307 | 5.9106 | 5.8414 | 5.7083 | 5.532 | 5.2042 | 4.724 | 4.1617 | 3.9329 | 3.5124 | 3.0133 | 1.2015 | 0.079931 | -1.3111 | 5.1198 | 4.8366 | 4.5821 | 4.1797 | 3.7372 | 3.2432 | 2.5492 | 1.7225 | 1.2492 | 0.5892 | -0.15635 | -2.8727 | -4.0944 | -4.8748
|  | FORDINGBRIDGE | LW |  |  |  |  | 4.5642 | 4.239 | 3.8964 | 3.3359 | 2.8151 | 2.1209 | 1.2458 | 0.61302 | -0.29356 | -1.1963 | -2.025 | -4.5758 | -5.5831 | -6.4967 | 6.0102 | 5.8915 | 5.8103 | 5.6482 | 5.4924 | 5.0791 | 4.5557 | 4.3283 | 3.8119 | 3.2993 | 2.8676 | 1.5929 | 1.0733 | 0.5271 | 5.0884 | 4.8005 | 4.5004 | 4.0057 | 3.5547 | 2.9177 | 2.1249 | 1.6145 | 0.79047 | -0.028851 | -0.75895 | -2.995 | -3.9172 | -4.7702
|  | FORDINGBRIDGE | ST |  |  |  |  | 4.6826 | 4.4674 | 4.3192 | 4.0357 | 3.7768 | 3.494 | 3.109 | 2.7183 | 2.2716 | 1.7553 | 1.2104 | -1.1512 | -2.5922 | -3.7131 | 6.0613 | 5.9892 | 5.9235 | 5.8041 | 5.6924 | 5.5689 | 5.3954 | 5.1747 | 4.8352 | 4.4337 | 4.0053 | 2.0938 | 0.9755 | -0.53187 | 5.2048 | 5.0303 | 4.8827 | 4.6309 | 4.4121 | 4.154 | 3.8099 | 3.4672 | 3.0459 | 2.5511 | 2.0266 | -0.092644 | -1.3783 | -2.3585
|  | FORDINGBRIDGE | FS |  |  |  |  | 4.7431 | 4.5799 | 4.505 | 4.3193 | 4.1287 | 3.9803 | 3.725 | 3.3812 | 3.0837 | 2.6971 | 2.2852 | 0.24367 | -1.5495 | -3.0803 | 6.076 | 6.0184 | 5.9919 | 5.9164 | 5.8334 | 5.7667 | 5.6466 | 5.5002 | 5.2985 | 4.9898 | 4.6607 | 2.9981 | 1.0094 | -1.7306 | 5.2543 | 5.1233 | 5.045 | 4.8831 | 4.713 | 4.5878 | 4.3607 | 4.0636 | 3.805 | 3.4489 | 3.0705 | 1.2772 | -0.3501 | -1.7087
LOVEDEAN GSP | PORTSMOUTH BSP | FRATTON PARK | MINIMUM HEADROOM | SU 66139 00180 | NO | YES | 2.146 | 1.9903 | 1.4359 | 0.20215 | -1.0166 | -2.314 | -4.0256 | -5.5218 | -7.9834 | -10.8266 | -13.597 | -16.1712 | -24.6854 | -27.8239 | -30.8699 | 5.5763 | 5.3375 | 5.0772 | 4.8118 | 4.4245 | 3.6319 | 2.6305 | 0.88303 | -1.0515 | -2.5084 | -4.2969 | -11.3036 | -16.2209 | -28.5882 | 3.3643 | 2.7852 | 1.7733 | 0.64594 | -0.55713 | -2.2401 | -3.6897 | -6.0201 | -8.6654 | -11.2513 | -13.6441 | -21.4071 | -24.2331 | -26.9997
|  | FRATTON PARK | CT |  |  |  |  | 1.9903 | 1.4359 | 0.5466 | -0.30837 | -1.4189 | -2.7747 | -4.0913 | -6.7618 | -9.6216 | -11.8327 | -14.42 | -23.8251 | -27.8239 | -30.8699 | 5.5763 | 5.3375 | 5.0772 | 4.8118 | 4.4245 | 3.6319 | 2.6305 | 0.88303 | -1.0515 | -2.5084 | -4.2969 | -11.3036 | -16.2209 | -23.7199 | 3.3643 | 2.7852 | 1.934 | 1.0792 | -0.077953 | -1.3443 | -2.5718 | -5.045 | -7.7151 | -9.7527 | -12.1645 | -20.7376 | -24.2331 | -26.9997
|  | FRATTON PARK | LW |  |  |  |  | 2.0068 | 1.4594 | 0.20215 | -1.0166 | -2.314 | -4.0256 | -5.5218 | -7.9834 | -10.8266 | -13.597 | -16.1712 | -24.6854 | -26.5446 | -29.2846 | 5.5911 | 5.3978 | 5.172 | 4.93 | 4.6667 | 3.9337 | 3.0039 | 1.5469 | -0.17044 | -1.85 | -3.3753 | -7.9298 | -8.7913 | -10.6078 | 3.4172 | 2.8841 | 1.7733 | 0.64594 | -0.55713 | -2.2401 | -3.6897 | -6.0201 | -8.6654 | -11.2513 | -13.6441 | -21.4071 | -23.0191 | -25.5804
|  | FRATTON PARK | ST |  |  |  |  | 2.2977 | 1.9669 | 1.6803 | 1.4171 | 1.0877 | 0.68761 | 0.22304 | -0.43773 | -1.3097 | -1.9838 | -3.0649 | -9.528 | -13.549 | -17.8778 | 5.6838 | 5.5437 | 5.3823 | 5.2038 | 4.9839 | 4.7181 | 4.4016 | 4.0242 | 3.5478 | 3.0773 | 2.0168 | -4.5028 | -9.874 | -17.4661 | 3.7268 | 3.4147 | 3.1394 | 2.8471 | 2.4849 | 2.0559 | 1.5321 | 0.87446 | 0.046146 | -0.59225 | -1.6356 | -7.7744 | -11.4006 | -15.1842
|  | FRATTON PARK | FS |  |  |  |  | 2.404 | 2.1897 | 1.9037 | 1.6667 | 1.3689 | 1.0143 | 0.67587 | 0.11182 | -0.54179 | -1.3086 | -2.2279 | -7.9778 | -13.4347 | -18.1815 | 5.7094 | 5.5933 | 5.4534 | 5.3189 | 5.1475 | 4.9366 | 4.7029 | 4.4134 | 4.0577 | 3.1324 | 2.1124 | -4.6039 | -14.1271 | -28.5882 | 3.8187 | 3.6106 | 3.3438 | 3.1118 | 2.8122 | 2.453 | 2.0997 | 1.5543 | 0.90021 | 0.099717 | -0.77138 | -6.1594 | -11.2596 | -15.5985
COWLEY GSP | OXFORD BSP | FRENCHAY ROAD | MINIMUM HEADROOM | SP 50426 08256 | NO | YES | 1.172 | 8.4157 | 8.3116 | 8.2554 | 8.1803 | 8.011 | 7.5513 | 6.8835 | 6.0182 | 5.1446 | 4.7096 | 4.033 | 2.0571 | 1.683 | 1.1225 | 10.5323 | 10.4554 | 10.3904 | 10.2352 | 10.0349 | 9.7581 | 9.3445 | 8.8473 | 8.3038 | 8.2291 | 7.8654 | 6.6721 | 4.3463 | -1.247 | 9.0831 | 8.9821 | 8.9297 | 8.853 | 8.7802 | 8.6453 | 8.022 | 7.235 | 6.404 | 6.0662 | 5.4454 | 3.6797 | 3.3471 | 2.8121
|  | FRENCHAY ROAD | CT |  |  |  |  | 8.4484 | 8.3545 | 8.3008 | 8.2428 | 8.157 | 8.0751 | 7.5682 | 6.7936 | 6.0571 | 5.8933 | 5.3335 | 3.1126 | 2.1868 | 1.522 | 10.5438 | 10.4578 | 10.3904 | 10.3131 | 10.0951 | 9.9073 | 9.5545 | 9.0781 | 8.5944 | 8.6753 | 8.3255 | 6.6721 | 4.8991 | 2.0517 | 9.1145 | 9.0218 | 8.9706 | 8.9112 | 8.8228 | 8.7466 | 8.5836 | 7.9276 | 7.2398 | 7.1841 | 6.6734 | 4.7193 | 3.903 | 3.2958
|  | FRENCHAY ROAD | LW |  |  |  |  | 8.4157 | 8.3116 | 8.2554 | 8.1803 | 8.011 | 7.5513 | 6.8835 | 6.0182 | 5.1446 | 4.7096 | 4.033 | 2.0571 | 1.683 | 1.1225 | 10.5323 | 10.4554 | 10.3971 | 10.2352 | 10.0349 | 9.7581 | 9.3445 | 8.8473 | 8.3038 | 8.2291 | 7.8654 | 6.9681 | 6.8264 | 6.4925 | 9.0831 | 8.9821 | 8.9297 | 8.853 | 8.7802 | 8.6453 | 8.022 | 7.235 | 6.404 | 6.0662 | 5.4454 | 3.6797 | 3.3471 | 2.8121
|  | FRENCHAY ROAD | ST |  |  |  |  | 8.4697 | 8.4027 | 8.3732 | 8.3397 | 8.2969 | 8.255 | 8.1578 | 8.0281 | 7.9163 | 7.7872 | 7.6473 | 6.6978 | 6.093 | 5.2275 | 10.5616 | 10.4992 | 10.4656 | 10.4218 | 10.368 | 10.3145 | 10.2199 | 10.0293 | 9.8451 | 9.5929 | 9.3179 | 8.1763 | 6.4639 | 3.6179 | 9.1368 | 9.0731 | 9.045 | 9.0098 | 8.9656 | 8.9257 | 8.8312 | 8.7063 | 8.6016 | 8.4708 | 8.3288 | 7.7684 | 7.1808 | 6.4684
|  | FRENCHAY ROAD | FS |  |  |  |  | 8.4877 | 8.4371 | 8.4194 | 8.3964 | 8.3702 | 8.3327 | 8.2709 | 8.1823 | 8.1121 | 8.0327 | 7.9535 | 6.4061 | 5.3856 | 4.2211 | 10.5711 | 10.5171 | 10.4821 | 10.4356 | 10.3841 | 10.3181 | 10.2322 | 10.1098 | 9.9254 | 9.6995 | 9.5002 | 7.4477 | 4.3463 | -1.247 | 9.153 | 9.1046 | 9.0881 | 9.0639 | 9.0372 | 8.9991 | 8.9436 | 8.8601 | 8.7904 | 8.7094 | 8.6364 | 7.5323 | 6.721 | 5.7186
FAWLEY GSP | COWES & WOOTTON COMMON BSP | FRESHWATER | MINIMUM HEADROOM | SZ 34325 86965 | NO | YES | 0.555 | 6.9119 | 6.8465 | 6.7651 | 6.6991 | 6.6169 | 6.4838 | 6.3209 | 6.2745 | 6.0764 | 5.8836 | 5.4537 | 2.6698 | 0.39247 | -1.0328 | 6.1308 | 6.0846 | 6.0221 | 5.9765 | 5.8957 | 5.8096 | 5.6844 | 5.6509 | 5.5071 | 5.3747 | 5.2661 | 4.9693 | 3.6555 | 0.79939 | 7.3398 | 7.18 | 6.8208 | 6.4888 | 6.125 | 5.6242 | 5.0714 | 4.6931 | 3.9216 | 3.1629 | 2.5045 | 0.17835 | -1.6655 | -2.8885
|  | FRESHWATER | CT |  |  |  |  | 6.9254 | 6.8571 | 6.7738 | 6.7176 | 6.6169 | 6.5082 | 6.3508 | 6.3054 | 6.1233 | 6.0071 | 5.8486 | 2.7681 | 0.39247 | -1.0328 | 6.1379 | 6.0852 | 6.0221 | 5.9765 | 5.8957 | 5.8096 | 5.6844 | 5.6509 | 5.5071 | 5.4149 | 5.2889 | 4.9693 | 3.6555 | 1.5417 | 7.3542 | 7.1813 | 6.8418 | 6.5629 | 6.1768 | 5.7761 | 5.2546 | 4.9406 | 4.2414 | 3.6846 | 3.0318 | 0.24653 | -1.6655 | -2.8885
|  | FRESHWATER | LW |  |  |  |  | 6.9119 | 6.8465 | 6.7651 | 6.6991 | 6.6233 | 6.4838 | 6.3209 | 6.2745 | 6.0764 | 5.8836 | 5.4537 | 2.6698 | 1.1111 | -0.22835 | 6.1308 | 6.0846 | 6.0276 | 5.9777 | 5.9211 | 5.8155 | 5.6914 | 5.6653 | 5.5178 | 5.3747 | 5.2661 | 5.0025 | 4.8917 | 4.7632 | 7.3398 | 7.18 | 6.8208 | 6.4888 | 6.125 | 5.6242 | 5.0714 | 4.6931 | 3.9216 | 3.1629 | 2.5045 | 0.17835 | -1.0363 | -2.1545
|  | FRESHWATER | ST |  |  |  |  | 6.9583 | 6.9183 | 6.8691 | 6.8379 | 6.788 | 6.7214 | 6.6583 | 6.5678 | 6.4488 | 6.3013 | 6.2671 | 5.5496 | 5.234 | 4.5358 | 6.164 | 6.1338 | 6.096 | 6.0684 | 6.0262 | 5.9718 | 5.9199 | 5.8458 | 5.7487 | 5.6278 | 5.5982 | 5.001 | 4.6917 | 3.6744 | 7.457 | 7.352 | 7.2449 | 7.178 | 7.0672 | 6.9259 | 6.8072 | 6.6127 | 6.3618 | 6.0538 | 6.1469 | 4.3888 | 3.0307 | 1.7714
|  | FRESHWATER | FS |  |  |  |  | 6.9701 | 6.9387 | 6.9033 | 6.8707 | 6.8446 | 6.7974 | 6.7434 | 6.6789 | 6.6188 | 6.5251 | 6.4224 | 5.9539 | 5.4893 | 4.1218 | 6.1709 | 6.1457 | 6.1178 | 6.0886 | 6.0648 | 6.0246 | 5.977 | 5.9201 | 5.8649 | 5.7815 | 5.6897 | 5.238 | 4.6283 | 0.79939 | 7.4863 | 7.4008 | 7.299 | 7.1902 | 7.1176 | 6.9918 | 6.851 | 6.6485 | 6.4681 | 6.2024 | 5.9182 | 4.6172 | 3.028 | 1.3772
BRAMLEY (FLEE) | CAMBERLEY RESERVE | FRIMLEY | MINIMUM HEADROOM | SU 87745 57942 | NO | YES | 10.74 | -0.85969 | -1.4778 | -2.5158 | -3.2527 | -4.2998 | -5.6988 | -7.2419 | -9.3827 | -11.4692 | -13.4473 | -15.1528 | -20.3108 | -23.7729 | -25.8468 | 2.3097 | 1.9303 | 1.3009 | 0.66569 | 0.18458 | -0.54807 | -1.4635 | -2.7136 | -3.92 | -5.13 | -6.568 | -10.8149 | -15.0563 | -26.964 | -0.27198 | -0.79056 | -1.7699 | -2.5083 | -3.4841 | -4.7404 | -6.1276 | -8.0193 | -9.9239 | -11.7515 | -13.3553 | -18.0424 | -20.9154 | -22.6868
|  | FRIMLEY | CT |  |  |  |  | -0.71029 | -1.2928 | -2.2538 | -3.2355 | -3.9108 | -5.0587 | -6.4758 | -8.4864 | -10.3658 | -11.7843 | -13.4126 | -20.0759 | -23.7729 | -25.8468 | 2.3451 | 1.9303 | 1.3009 | 0.66569 | 0.18458 | -0.54807 | -1.4635 | -2.7136 | -3.92 | -4.857 | -5.9562 | -10.8149 | -15.0563 | -20.8732 | -0.1427 | -0.63363 | -1.5361 | -2.4556 | -3.1507 | -4.1908 | -5.4674 | -7.2353 | -8.9444 | -10.2661 | -11.7716 | -17.7593 | -20.9154 | -22.6868
|  | FRIMLEY | LW |  |  |  |  | -0.85969 | -1.4778 | -2.5158 | -3.2527 | -4.2998 | -5.6988 | -7.2419 | -9.3827 | -11.4692 | -13.4473 | -15.1528 | -20.3108 | -22.2497 | -23.958 | 2.3097 | 1.9475 | 1.3438 | 0.94496 | 0.3795 | -0.39066 | -1.2533 | -2.4157 | -3.5753 | -5.13 | -6.568 | -9.7635 | -10.2684 | -10.6998 | -0.27198 | -0.79056 | -1.7699 | -2.5083 | -3.4841 | -4.7404 | -6.1276 | -8.0193 | -9.9239 | -11.7515 | -13.3553 | -18.0424 | -19.7229 | -21.2326
|  | FRIMLEY | ST |  |  |  |  | -0.43827 | -0.81133 | -1.1796 | -1.5312 | -1.9551 | -2.4553 | -2.6286 | -3.3859 | -4.0356 | -4.7662 | -5.5665 | -13.7009 | -17.3712 | -19.4127 | 2.4984 | 2.2121 | 1.8871 | 1.5721 | 1.2039 | 0.77788 | 0.51671 | -0.11029 | -0.70301 | -1.3809 | -2.1351 | -8.1408 | -11.6856 | -18.0061 | 0.10618 | -0.19712 | -0.5073 | -0.79982 | -1.1556 | -1.578 | -1.7499 | -2.3686 | -2.9679 | -3.6645 | -4.4307 | -11.605 | -15.0113 | -16.8235
|  | FRIMLEY | FS |  |  |  |  | -0.39836 | -0.65769 | -1.0113 | -1.3448 | -1.7257 | -2.1492 | -2.615 | -3.4423 | -3.6752 | -4.322 | -5.0219 | -9.5689 | -15.2191 | -19.7897 | 2.5107 | 2.2733 | 1.9524 | 1.6366 | 1.2795 | 0.87916 | 0.4018 | -0.33637 | -0.7714 | -1.4661 | -2.2246 | -7.454 | -15.0268 | -26.964 | 0.1345 | -0.078859 | -0.39121 | -0.68263 | -1.0152 | -1.3838 | -1.7893 | -2.4747 | -2.7263 | -3.3233 | -3.967 | -8.199 | -12.8447 | -17.0755
MELKSHAM GSP | FROME BSP | FROME | MINIMUM HEADROOM | ST 78850 48051 | NO | NO | 5.619 | 13.9241 | 12.5719 | 10.547 | 8.9263 | 7.0644 | 4.9762 | 2.671 | 0.0035245 | -2.7269 | -5.591 | -8.2099 | -18.267 | -24.7608 | -30.829 | 20.6895 | 19.7126 | 18.2608 | 16.9289 | 15.61 | 14.1971 | 12.5224 | 10.9246 | 9.3611 | 7.6503 | 6.1836 | 0.03324 | -6.3154 | -14.0493 | 14.494 | 13.2023 | 11.1357 | 9.2699 | 7.4026 | 5.3015 | 2.9165 | 0.39542 | -2.1368 | -4.8099 | -7.181 | -16.3409 | -22.8327 | -29.2769
|  | FROME | CT |  |  |  |  | 13.9948 | 12.9006 | 11.4384 | 10.4614 | 8.9164 | 7.4053 | 5.5441 | 3.126 | 0.23408 | -2.3266 | -5.1093 | -16.6035 | -23.7606 | -29.043 | 20.7124 | 19.9293 | 18.9813 | 18.2106 | 17.1165 | 16.063 | 14.7306 | 13.1137 | 11.0949 | 9.4638 | 7.5722 | 0.03324 | -6.3154 | -14.0493 | 14.5744 | 13.5525 | 12.1522 | 11.0126 | 9.4739 | 7.9682 | 6.134 | 3.7255 | 0.88876 | -1.4499 | -4.0686 | -14.205 | -20.5407 | -25.6297
|  | FROME | LW |  |  |  |  | 13.9241 | 12.5719 | 10.547 | 8.9263 | 7.0644 | 4.9762 | 2.671 | 0.0035245 | -2.7269 | -5.591 | -8.2099 | -18.267 | -24.7608 | -30.829 | 20.6895 | 19.7126 | 18.2608 | 16.9289 | 15.61 | 14.1971 | 12.5224 | 10.9246 | 9.3611 | 7.6503 | 6.1836 | 0.19534 | -4.8982 | -10.2604 | 14.494 | 13.2023 | 11.1357 | 9.2699 | 7.4026 | 5.3015 | 2.9165 | 0.39542 | -2.1368 | -4.8099 | -7.181 | -16.3409 | -22.8327 | -29.2769
|  | FROME | ST |  |  |  |  | 14.3335 | 13.4785 | 12.2577 | 11.0564 | 10.0126 | 9.6645 | 8.8772 | 7.8379 | 6.625 | 5.3073 | 4.0948 | -3.9131 | -10.1672 | -16.8954 | 20.9038 | 20.2573 | 19.1097 | 18.0347 | 17.1008 | 16.6398 | 16.0134 | 15.1207 | 14.0873 | 12.9521 | 11.9529 | 4.4414 | -2.4769 | -10.9887 | 14.8793 | 14.0742 | 12.7726 | 11.5315 | 10.4846 | 10.013 | 9.2546 | 8.2194 | 7.0318 | 5.7668 | 4.6485 | -3.5482 | -10.1309 | -16.537
|  | FROME | FS |  |  |  |  | 14.5913 | 13.964 | 13.3411 | 12.6103 | 11.917 | 11.2492 | 11.046 | 10.1497 | 9.1172 | 7.9252 | 6.8435 | 0.70835 | -4.3758 | -10.718 | 21.0645 | 20.5568 | 20.028 | 19.3997 | 18.772 | 18.1775 | 17.7635 | 16.9033 | 15.9175 | 14.8128 | 13.8647 | 8.0161 | 0.91264 | -11.0055 | 15.1377 | 14.5625 | 13.9584 | 13.2498 | 12.5783 | 11.9432 | 11.6113 | 10.7018 | 9.6644 | 8.4861 | 7.4737 | 1.6497 | -3.3546 | -9.1839
COWLEY GSP | HIGH WYCOMBE BSP | FRYERS LANE | MINIMUM HEADROOM | SU 84935 93873 | NO | YES | 1.23 | 10.6617 | 10.3 | 9.3747 | 8.3544 | 7.7801 | 6.6409 | 5.3209 | 3.7588 | 2.1357 | 0.44471 | -1.0304 | -6.4236 | -9.5919 | -12.8486 | 14.4633 | 14.1924 | 13.5386 | 12.8185 | 12.4913 | 11.6751 | 10.6721 | 9.7152 | 8.7645 | 7.7209 | 6.8505 | 2.7774 | -1.144 | -6.2259 | 11.466 | 11.1006 | 10.1826 | 9.1833 | 8.7091 | 7.5926 | 6.2674 | 4.8108 | 3.2948 | 1.689 | 0.29801 | -4.9774 | -8.4593 | -12.1044
|  | FRYERS LANE | CT |  |  |  |  | 10.6999 | 10.3548 | 9.7183 | 9.0292 | 8.5822 | 7.8083 | 6.7845 | 5.34 | 3.6243 | 2.2613 | 0.6935 | -5.4941 | -9.0913 | -11.7811 | 14.4633 | 14.1924 | 13.7852 | 13.3228 | 13.0581 | 12.5159 | 11.7392 | 10.7771 | 9.5436 | 8.5865 | 7.4344 | 2.7774 | -1.144 | -6.2259 | 11.4932 | 11.1605 | 10.5684 | 9.9221 | 9.5804 | 8.8628 | 7.8688 | 6.531 | 4.8938 | 3.6226 | 2.1026 | -3.7948 | -7.3162 | -10.1127
|  | FRYERS LANE | LW |  |  |  |  | 10.6617 | 10.3 | 9.3747 | 8.3544 | 7.7801 | 6.6409 | 5.3209 | 3.7588 | 2.1357 | 0.44471 | -1.0304 | -6.4236 | -9.5919 | -12.8486 | 14.4803 | 14.2042 | 13.5386 | 12.8185 | 12.4913 | 11.6751 | 10.6721 | 9.7152 | 8.7645 | 7.7209 | 6.8505 | 3.3346 | 0.42286 | -2.7831 | 11.466 | 11.1006 | 10.1826 | 9.1833 | 8.7091 | 7.5926 | 6.2674 | 4.8108 | 3.2948 | 1.689 | 0.29801 | -4.9774 | -8.4593 | -12.1044
|  | FRYERS LANE | ST |  |  |  |  | 10.9541 | 10.8301 | 10.3871 | 9.9994 | 9.7232 | 9.4286 | 9.0765 | 8.9389 | 8.3698 | 7.7283 | 7.1381 | 2.6187 | -0.91561 | -4.7119 | 14.623 | 14.5027 | 13.9848 | 13.5537 | 13.2315 | 12.9302 | 12.5775 | 12.3056 | 11.7242 | 11.0867 | 10.5207 | 5.9108 | 1.478 | -4.183 | 11.7364 | 11.6188 | 11.1066 | 10.6758 | 10.3756 | 10.0771 | 9.7209 | 9.5534 | 8.962 | 8.3034 | 7.72 | 3.1068 | -0.53685 | -4.2261
|  | FRYERS LANE | FS |  |  |  |  | 11.0372 | 10.9397 | 10.7345 | 10.498 | 10.2444 | 10.0089 | 9.6742 | 9.1839 | 8.6272 | 8.3518 | 7.8533 | 4.3284 | 0.9959 | -2.7072 | 14.6606 | 14.5483 | 14.3449 | 14.1112 | 13.8519 | 13.5904 | 13.2175 | 12.7099 | 12.1253 | 11.7567 | 11.2422 | 7.5678 | 2.6484 | -5.5722 | 11.8061 | 11.7144 | 11.5126 | 11.2813 | 11.0323 | 10.8031 | 10.4695 | 9.983 | 9.4237 | 9.1955 | 8.7251 | 5.4559 | 2.4775 | -1.0822
COWLEY GSP | DRAYTON BSP | FULSCOT | MINIMUM HEADROOM | SU 54413 89511 | NO | NO | 8.2 | -0.78727 | -1.3339 | -2.1189 | -3.1334 | -4.1722 | -4.9494 | -5.7743 | -6.8452 | -8.0247 | -9.1959 | -10.2243 | -13.491 | -16.1475 | -17.8574 | 3.1697 | 2.8255 | 2.4268 | 1.9036 | 1.329 | 1.0502 | 0.52174 | -0.13586 | -0.87571 | -1.4403 | -2.1094 | -4.8239 | -7.3011 | -13.4686 | 0.29774 | -0.195 | -0.85736 | -1.7373 | -2.625 | -3.2437 | -4.044 | -5.0465 | -6.1814 | -7.29 | -8.223 | -10.9733 | -12.9325 | -14.3935
|  | FULSCOT | CT |  |  |  |  | -0.73248 | -1.2188 | -1.9172 | -2.7792 | -3.7691 | -4.3792 | -5.1672 | -6.1832 | -7.2894 | -8.1986 | -9.2038 | -13.4795 | -16.1475 | -17.8574 | 3.1882 | 2.8255 | 2.4268 | 1.9292 | 1.329 | 1.0701 | 0.52174 | -0.13586 | -0.87571 | -1.4307 | -2.1094 | -4.8239 | -7.3011 | -10.7285 | 0.3599 | -0.10742 | -0.70923 | -1.4539 | -2.3334 | -2.7777 | -3.5343 | -4.4927 | -5.5472 | -6.3553 | -7.2961 | -10.8084 | -12.9325 | -14.3935
|  | FULSCOT | LW |  |  |  |  | -0.78727 | -1.3339 | -2.1189 | -3.1334 | -4.1722 | -4.9494 | -5.7743 | -6.8452 | -8.0247 | -9.1959 | -10.2243 | -13.491 | -15.1932 | -16.6979 | 3.1697 | 2.828 | 2.4414 | 1.9036 | 1.3725 | 1.0502 | 0.53928 | -0.057486 | -0.75956 | -1.4403 | -1.9785 | -3.4141 | -4.0795 | -4.8151 | 0.29774 | -0.195 | -0.85736 | -1.7373 | -2.625 | -3.2437 | -4.044 | -5.0465 | -6.1814 | -7.29 | -8.223 | -10.9733 | -12.3247 | -13.6198
|  | FULSCOT | ST |  |  |  |  | -0.68265 | -0.91444 | -1.2144 | -1.6188 | -2.0096 | -2.4006 | -2.7168 | -3.0537 | -3.0879 | -3.7061 | -4.3964 | -7.9094 | -9.0721 | -10.9197 | 3.2777 | 3.0464 | 2.8134 | 2.5095 | 2.2177 | 1.8903 | 1.5903 | 1.2679 | 1.188 | 0.77182 | 0.31483 | -2.4796 | -4.9308 | -8.4544 | 0.50563 | 0.21831 | -0.050099 | -0.40874 | -0.74496 | -1.1099 | -1.4175 | -1.7396 | -1.752 | -2.1658 | -2.6124 | -5.3381 | -7.117 | -8.8135
|  | FULSCOT | FS |  |  |  |  | -0.60228 | -0.72368 | -0.94016 | -1.2655 | -1.6085 | -1.8949 | -2.1325 | -2.4839 | -2.9093 | -3.085 | -3.5674 | -6.3576 | -8.8471 | -11.3968 | 3.3338 | 3.1191 | 2.9399 | 2.6769 | 2.3949 | 2.1381 | 1.8581 | 1.5039 | 1.084 | 0.87861 | 0.39505 | -2.7124 | -6.8878 | -13.4686 | 0.6008 | 0.3635 | 0.17764 | -0.10632 | -0.40424 | -0.65254 | -0.88941 | -1.2206 | -1.6135 | -1.7318 | -2.1762 | -4.7542 | -7.0186 | -9.1831
COWLEY GSP | WITNEY BSP | FYFIELD | MINIMUM HEADROOM | SU 42256 99551 | NO | NO | 2.309 | 2.4985 | 2.1573 | 1.6424 | 1.0993 | 0.52308 | -0.18218 | -0.82093 | -1.0388 | -1.6915 | -2.3476 | -2.9216 | -4.8524 | -5.997 | -7.0252 | 4.9637 | 4.7795 | 4.5199 | 4.2494 | 3.9596 | 3.5654 | 3.1805 | 3.1795 | 2.8027 | 2.4312 | 2.1437 | 1.0365 | -0.12289 | -2.5596 | 3.1616 | 2.8781 | 2.4383 | 1.9732 | 1.4776 | 0.85572 | 0.27512 | 0.097218 | -0.50286 | -1.1028 | -1.6174 | -3.3056 | -4.274 | -5.1492
|  | FYFIELD | CT |  |  |  |  | 2.5204 | 2.1993 | 1.7571 | 1.2801 | 0.77803 | 0.21185 | -0.35648 | -0.56294 | -1.1099 | -1.5681 | -2.1155 | -4.2983 | -5.7614 | -6.7865 | 4.9761 | 4.7844 | 4.5348 | 4.265 | 3.9855 | 3.6592 | 3.2904 | 3.2561 | 2.9055 | 2.6398 | 2.3005 | 1.0365 | -0.12289 | -1.7487 | 3.1817 | 2.9096 | 2.5285 | 2.1165 | 1.6826 | 1.1883 | 0.67275 | 0.50515 | 0.00052346 | -0.41184 | -0.90818 | -2.8205 | -4.074 | -4.9466
|  | FYFIELD | LW |  |  |  |  | 2.4985 | 2.1573 | 1.6424 | 1.0993 | 0.52308 | -0.18218 | -0.82093 | -1.0388 | -1.6915 | -2.3476 | -2.9216 | -4.8524 | -5.997 | -7.0252 | 4.9637 | 4.7795 | 4.5199 | 4.2494 | 3.9596 | 3.5654 | 3.1805 | 3.1795 | 2.8027 | 2.4312 | 2.1437 | 1.3142 | 0.85705 | 0.40069 | 3.1616 | 2.8781 | 2.4383 | 1.9732 | 1.4776 | 0.85572 | 0.27512 | 0.097218 | -0.50286 | -1.1028 | -1.6174 | -3.3056 | -4.274 | -5.1492
|  | FYFIELD | ST |  |  |  |  | 2.6188 | 2.3601 | 2.0603 | 1.7709 | 1.4445 | 1.0948 | 0.8288 | 0.59848 | 0.31771 | -0.021612 | -0.030914 | -1.7528 | -2.9772 | -4.0197 | 5.0378 | 4.8883 | 4.7146 | 4.5503 | 4.3513 | 4.1321 | 3.9614 | 3.7772 | 3.5473 | 3.2668 | 3.2983 | 1.9048 | 0.76176 | -0.7568 | 3.2738 | 3.0608 | 2.8105 | 2.572 | 2.2973 | 2.0003 | 1.7698 | 1.5541 | 1.2904 | 0.96397 | 0.98565 | -0.57808 | -1.6332 | -2.5189
|  | FYFIELD | FS |  |  |  |  | 2.675 | 2.5031 | 2.3236 | 2.1212 | 1.9517 | 1.7376 | 1.5567 | 1.3363 | 1.119 | 0.81603 | 0.49104 | -0.76836 | -2.2445 | -3.5483 | 5.0488 | 4.9415 | 4.8184 | 4.6731 | 4.5549 | 4.3953 | 4.2369 | 4.0544 | 3.877 | 3.6227 | 3.3455 | 2.1372 | 0.27309 | -2.5596 | 3.3199 | 3.1819 | 3.0356 | 2.8673 | 2.7326 | 2.5541 | 2.391 | 2.1908 | 2.0036 | 1.7239 | 1.4228 | 0.31262 | -0.99787 | -2.136
LOVEDEAN GSP | HAVANT | GABLE HEAD | MINIMUM HEADROOM | SZ 72204 99904 | NO | YES | 2.066 | 14.819 | 14.3857 | 13.6242 | 12.6833 | 11.911 | 11.3449 | 10.3766 | 9.0227 | 7.5246 | 6.0423 | 4.7413 | 0.3345 | -3.2062 | -5.4943 | 16.9319 | 16.6244 | 16.2234 | 15.748 | 15.3829 | 15.0436 | 14.4575 | 13.6966 | 12.8634 | 12.2122 | 11.4306 | 8.1896 | 5.3092 | -0.058732 | 15.0026 | 14.6226 | 13.9614 | 13.1339 | 12.4399 | 11.9535 | 11.0673 | 9.8409 | 8.4739 | 7.1242 | 5.9564 | 2.0801 | -0.64947 | -2.5431
|  | GABLE HEAD | CT |  |  |  |  | 14.8594 | 14.4411 | 13.7416 | 12.9301 | 12.462 | 11.7112 | 10.8093 | 9.543 | 8.1979 | 7.0926 | 5.8415 | 0.6003 | -3.2062 | -5.4943 | 16.9319 | 16.6244 | 16.2234 | 15.748 | 15.5073 | 15.0436 | 14.4575 | 13.6966 | 12.8634 | 12.2122 | 11.4306 | 8.1896 | 5.3092 | 1.5897 | 15.0388 | 14.6642 | 14.0501 | 13.3362 | 12.9386 | 12.2619 | 11.4361 | 10.2849 | 9.0564 | 8.0669 | 6.9313 | 2.3246 | -0.64947 | -2.5431
|  | GABLE HEAD | LW |  |  |  |  | 14.819 | 14.3857 | 13.6242 | 12.6833 | 11.911 | 11.3449 | 10.3766 | 9.0227 | 7.5246 | 6.0423 | 4.7413 | 0.3345 | -2.1534 | -4.4568 | 16.9379 | 16.6691 | 16.2914 | 15.7922 | 15.3829 | 15.145 | 14.5871 | 13.872 | 13.0453 | 12.2339 | 11.5704 | 9.5443 | 8.5412 | 7.4855 | 15.0026 | 14.6226 | 13.9614 | 13.1339 | 12.4399 | 11.9535 | 11.0673 | 9.8409 | 8.4739 | 7.1242 | 5.9564 | 2.0801 | 0.052004 | -1.8741
|  | GABLE HEAD | ST |  |  |  |  | 15.015 | 14.7839 | 14.5305 | 14.2104 | 14.0146 | 13.7425 | 13.4314 | 13.3917 | 13.007 | 12.5479 | 12.0545 | 8.7416 | 6.0823 | 3.7019 | 17.0299 | 16.8595 | 16.6562 | 16.4039 | 16.2153 | 15.9641 | 15.6751 | 15.607 | 15.2528 | 14.8294 | 14.3651 | 11.4676 | 8.7914 | 5.1376 | 15.1861 | 14.9941 | 14.78 | 14.5081 | 14.3356 | 14.0881 | 13.8014 | 13.791 | 13.438 | 13.0121 | 12.5481 | 9.477 | 7.2235 | 5.1839
|  | GABLE HEAD | FS |  |  |  |  | 15.0434 | 14.8352 | 14.6254 | 14.3369 | 14.1054 | 13.8931 | 13.623 | 13.2288 | 12.7727 | 12.6082 | 12.1268 | 9.1278 | 6.1112 | 2.963 | 17.0388 | 16.8629 | 16.6932 | 16.458 | 16.2425 | 16.0364 | 15.7572 | 15.394 | 14.9679 | 14.7715 | 14.3019 | 11.1627 | 6.8204 | -0.058732 | 15.2105 | 15.0333 | 14.8606 | 14.6161 | 14.4111 | 14.226 | 13.983 | 13.6308 | 13.2205 | 13.1039 | 12.6686 | 9.9227 | 7.2316 | 4.4727
MINETY GSP |  | GALILEO | MINIMUM HEADROOM | SU 10596 83733 | NO | YES | 2.455 | 45.245 | 45.245 | 45.245 | 45.245 | 45.245 | 45.245 | 45.245 | 45.245 | 45.245 | 27.7354 | 45.245 | 45.245 | 45.245 | 45.245 | 45.245 | 45.245 | 45.245 | 45.245 | 45.245 | 45.245 | 45.245 | 45.245 | 45.245 | 28.5633 | 45.245 | 45.245 | 45.245 | 45.245 | 45.245 | 45.245 | 45.245 | 45.245 | 45.245 | 45.245 | 45.245 | 45.245 | 45.245 | 28.41 | 45.245 | 45.245 | 45.245 | 45.245
|  | GALILEO | CT |  |  |  |  | 30.571 | 30.4904 | 30.4186 | 30.2891 | 30.0265 | 29.7307 | 29.3744 | 28.8652 | 28.5472 | 28.1228 | 27.6563 | 25.4654 | 23.9817 | 22.9615 | 30.566 | 30.4748 | 30.3888 | 30.2813 | 30.1448 | 29.8902 | 29.578 | 29.18 | 28.9229 | 28.5633 | 28.1501 | 25.6174 | 22.4256 | 17.0725 | 31.3661 | 31.2412 | 31.0253 | 30.7764 | 30.5149 | 30.2212 | 29.8575 | 29.3506 | 29.1386 | 28.7443 | 28.3013 | 26.3422 | 25.0512 | 24.1529
|  | GALILEO | LW |  |  |  |  | 30.5498 | 30.4761 | 30.4091 | 30.2432 | 29.9932 | 29.6446 | 29.2641 | 28.7049 | 28.3076 | 27.7354 | 27.1881 | 25.0728 | 24.0381 | 23.1695 | 30.5724 | 30.5138 | 30.4615 | 30.3747 | 30.3021 | 30.1569 | 29.9844 | 29.7163 | 29.5454 | 29.234 | 28.9509 | 27.831 | 27.4783 | 27.0538 | 31.3558 | 31.2426 | 31.0218 | 30.7446 | 30.5051 | 30.1566 | 29.7722 | 29.2309 | 28.9487 | 28.41 | 27.911 | 26.0595 | 25.191 | 24.4236
|  | GALILEO | ST |  |  |  |  | 30.6135 | 30.5898 | 30.552 | 30.4988 | 30.4504 | 30.373 | 30.2772 | 30.1725 | 30.0142 | 29.8098 | 29.579 | 27.6824 | 26.5309 | 25.7653 | 30.5997 | 30.5537 | 30.4925 | 30.4152 | 30.3369 | 30.2311 | 30.1062 | 29.9679 | 29.7806 | 29.5198 | 29.1999 | 26.907 | 23.7419 | 18.3393 | 31.4681 | 31.4386 | 31.3973 | 31.338 | 31.2978 | 31.2199 | 31.1247 | 31.0365 | 30.886 | 30.6946 | 30.4812 | 28.6317 | 27.5733 | 26.9002
|  | GALILEO | FS |  |  |  |  | 30.6198 | 30.6059 | 30.5797 | 30.5472 | 30.5077 | 30.4741 | 30.4188 | 30.3526 | 30.264 | 30.1154 | 29.9244 | 28.802 | 26.9419 | 25.4128 | 30.5982 | 30.5525 | 30.4916 | 30.4198 | 30.3365 | 30.2499 | 30.0372 | 29.7561 | 29.4344 | 29.1032 | 28.718 | 25.7677 | 19.9913 | 9.5108 | 31.452 | 31.421 | 31.3525 | 31.2793 | 31.1992 | 31.1359 | 31.0412 | 30.9088 | 30.7544 | 30.6007 | 30.4065 | 29.3945 | 27.996 | 26.5867
LOVEDEAN GSP | WYMERING BSP | GAMBLE ROAD | MINIMUM HEADROOM | SU 64771 01769 | NO | YES | 2.455 | 6.3084 | 5.7865 | 5.147 | 4.0953 | 3.0192 | 1.6685 | 0.11224 | -1.9445 | -3.8955 | -6.1465 | -8.2606 | -16.0272 | -19.3756 | -21.8667 | 11.6316 | 11.2308 | 10.7759 | 10.2151 | 9.4494 | 8.5768 | 7.3969 | 6.1452 | 4.4229 | 3.078 | 1.4549 | -5.3953 | -10.5728 | -26.5059 | 7.6913 | 7.2082 | 6.5919 | 5.634 | 4.6544 | 3.4051 | 1.9543 | 0.057816 | -1.7305 | -3.8189 | -5.7735 | -13.0379 | -15.9585 | -18.2251
|  | GAMBLE ROAD | CT |  |  |  |  | 6.3084 | 5.7865 | 5.165 | 4.4158 | 3.4621 | 2.4049 | 0.9779 | -0.97522 | -3.4306 | -5.3788 | -7.6296 | -16.0272 | -19.3756 | -21.8667 | 11.6316 | 11.2308 | 10.7759 | 10.2151 | 9.4494 | 8.5768 | 7.3969 | 6.1452 | 4.4229 | 3.078 | 1.4549 | -5.3953 | -10.5728 | -18.7268 | 7.6913 | 7.2082 | 6.6027 | 5.8919 | 4.9794 | 3.9728 | 2.6138 | 0.80387 | -1.4906 | -3.2832 | -5.3795 | -13.0379 | -15.9585 | -18.2251
|  | GAMBLE ROAD | LW |  |  |  |  | 6.4009 | 5.952 | 5.147 | 4.0953 | 3.0192 | 1.6685 | 0.11224 | -1.9445 | -3.8955 | -6.1465 | -8.2606 | -15.6281 | -17.0177 | -19.2183 | 11.7453 | 11.4726 | 11.0442 | 10.4942 | 9.9305 | 9.1967 | 8.2657 | 7.0837 | 5.9893 | 4.6508 | 3.4193 | -0.56355 | -1.2588 | -2.7826 | 7.7726 | 7.3624 | 6.5919 | 5.634 | 4.6544 | 3.4051 | 1.9543 | 0.057816 | -1.7305 | -3.8189 | -5.7735 | -12.4722 | -13.6675 | -15.7263
|  | GAMBLE ROAD | ST |  |  |  |  | 6.6269 | 6.3841 | 6.2206 | 5.9635 | 5.693 | 5.321 | 4.8759 | 4.374 | 3.6661 | 2.7911 | 1.8397 | -3.1129 | -6.3928 | -9.956 | 11.8092 | 11.5696 | 11.3606 | 11.0834 | 10.7776 | 10.3787 | 9.9179 | 9.396 | 8.6559 | 7.7556 | 6.7625 | 0.92314 | -4.5963 | -12.9241 | 7.9932 | 7.7686 | 7.6155 | 7.3806 | 7.131 | 6.7867 | 6.3732 | 5.8998 | 5.2345 | 4.4063 | 3.5023 | -1.268 | -4.231 | -7.3333
|  | GAMBLE ROAD | FS |  |  |  |  | 6.73 | 6.577 | 6.4177 | 6.2042 | 5.9479 | 5.6829 | 5.3351 | 4.8487 | 4.2722 | 3.6134 | 2.8561 | -2.603 | -7.5678 | -11.7306 | 11.8518 | 11.6455 | 11.42 | 11.1417 | 10.8192 | 10.4445 | 9.9538 | 9.3201 | 8.5869 | 7.7733 | 6.8208 | -0.15301 | -10.2479 | -26.5059 | 8.098 | 7.9633 | 7.8086 | 7.608 | 7.3709 | 7.1262 | 6.8054 | 6.3492 | 5.8058 | 5.1751 | 4.4538 | -0.6599 | -5.2783 | -9.0718
IVER 132KV | DENHAM | GERRARDS CROSS | MINIMUM HEADROOM | SU 99973 87964 | NO | YES | 7.53 | -8.7457 | -8.9132 | -9.3025 | -9.7102 | -10.1853 | -10.8225 | -11.1166 | -11.9725 | -13.0034 | -14.0301 | -14.9088 | -17.7564 | -18.8948 | -19.9431 | -5.2818 | -5.4096 | -5.6296 | -5.8612 | -6.1611 | -6.5993 | -6.9666 | -7.1901 | -7.8393 | -8.4837 | -8.9913 | -11.0507 | -12.6999 | -16.9227 | -7.7277 | -7.8877 | -8.2458 | -8.6207 | -9.0816 | -9.6974 | -9.9693 | -10.7586 | -11.7367 | -12.7101 | -13.5141 | -16.0581 | -16.9095 | -17.6815
|  | GERRARDS CROSS | CT |  |  |  |  | -8.6729 | -8.8372 | -9.1879 | -9.5044 | -9.9594 | -10.4393 | -11.0344 | -11.4048 | -12.285 | -13.051 | -13.86 | -17.1054 | -18.8948 | -19.9431 | -5.2411 | -5.3909 | -5.6201 | -5.818 | -6.1488 | -6.5052 | -6.9666 | -7.1274 | -7.7539 | -8.2888 | -8.8566 | -11.0507 | -12.6999 | -14.9201 | -7.6563 | -7.8137 | -8.1373 | -8.4257 | -8.8636 | -9.3337 | -9.9167 | -10.2452 | -11.0965 | -11.829 | -12.5936 | -15.3684 | -16.7664 | -17.6204
|  | GERRARDS CROSS | LW |  |  |  |  | -8.7457 | -8.9132 | -9.3025 | -9.7102 | -10.1853 | -10.8225 | -11.1166 | -11.9725 | -13.0034 | -14.0301 | -14.9088 | -17.7564 | -18.775 | -19.6999 | -5.2818 | -5.4096 | -5.6296 | -5.8612 | -6.1611 | -6.5993 | -6.6914 | -7.1901 | -7.8393 | -8.4837 | -8.9913 | -10.4917 | -10.9672 | -11.4325 | -7.7277 | -7.8877 | -8.2458 | -8.6207 | -9.0816 | -9.6974 | -9.9693 | -10.7586 | -11.7367 | -12.7101 | -13.5141 | -16.0581 | -16.9095 | -17.6815
|  | GERRARDS CROSS | ST |  |  |  |  | -8.572 | -8.6613 | -8.7642 | -8.8539 | -9.0231 | -9.2452 | -9.4407 | -9.7198 | -10.145 | -10.6768 | -10.7284 | -13.0642 | -14.4335 | -15.8551 | -5.1725 | -5.2643 | -5.3731 | -5.4717 | -5.6492 | -5.8777 | -6.0823 | -6.3657 | -6.7953 | -7.3268 | -7.4256 | -9.6542 | -11.2374 | -13.5722 | -7.5606 | -7.6457 | -7.7443 | -7.8285 | -8.0036 | -8.2389 | -8.4458 | -8.7358 | -9.1988 | -9.7776 | -9.8591 | -12.1757 | -13.3843 | -14.553
|  | GERRARDS CROSS | FS |  |  |  |  | -8.5707 | -8.6475 | -8.7618 | -8.8609 | -9.0147 | -9.189 | -9.3775 | -9.5835 | -9.9025 | -10.2882 | -10.6904 | -12.7167 | -14.5794 | -16.3674 | -5.1711 | -5.256 | -5.3634 | -5.4604 | -5.613 | -5.7878 | -5.9933 | -6.2114 | -6.5422 | -6.9355 | -7.3507 | -9.6443 | -12.4993 | -16.9227 | -7.5582 | -7.6306 | -7.7366 | -7.8261 | -7.9776 | -8.15 | -8.3367 | -8.5353 | -8.8598 | -9.2549 | -9.6649 | -11.7282 | -13.3372 | -14.7902
MANNINGTON GSP | SHAFTESBURY BSP | GILLINGHAM | MINIMUM HEADROOM | ST 80185 25765 | NO | YES | 1.672 | 31.052 | 30.8983 | 30.1531 | 29.4205 | 28.7144 | 27.9022 | 27.1174 | 26.2052 | 25.2187 | 24.5659 | 23.714 | 20.166 | 19.1336 | 18.4293 | 30.9236 | 30.8176 | 30.1597 | 29.6193 | 29.1312 | 28.7358 | 28.3229 | 27.8689 | 27.3754 | 27.0157 | 26.4846 | 24.178 | 23.1085 | 21.4633 | 30.4762 | 30.3408 | 29.726 | 29.1675 | 28.5232 | 27.8361 | 27.1123 | 26.2954 | 25.4166 | 24.9098 | 24.1721 | 21.1997 | 20.2949 | 19.6593
|  | GILLINGHAM | CT |  |  |  |  | 31.0795 | 30.9704 | 30.3698 | 29.7662 | 29.1088 | 28.3915 | 27.6683 | 26.7134 | 25.7098 | 24.8625 | 24.2467 | 20.166 | 19.1336 | 18.4293 | 30.9349 | 30.8749 | 30.3327 | 29.8817 | 29.4057 | 29.0068 | 28.5866 | 28.0602 | 27.496 | 27.0508 | 26.7215 | 24.2699 | 23.26 | 21.958 | 30.5014 | 30.4084 | 29.9099 | 29.4671 | 28.8944 | 28.272 | 27.6008 | 26.7426 | 25.8327 | 25.103 | 24.6331 | 21.1997 | 20.2949 | 19.6593
|  | GILLINGHAM | LW |  |  |  |  | 31.052 | 30.8983 | 30.1531 | 29.4205 | 28.7144 | 27.9022 | 27.1174 | 26.2052 | 25.2187 | 24.5659 | 23.714 | 20.2211 | 19.4934 | 18.7676 | 30.9236 | 30.8176 | 30.1597 | 29.6193 | 29.1312 | 28.7358 | 28.3229 | 27.8689 | 27.3754 | 27.0157 | 26.4846 | 24.6949 | 24.3101 | 23.8909 | 30.4762 | 30.3408 | 29.726 | 29.1675 | 28.5232 | 27.8361 | 27.1123 | 26.2954 | 25.4166 | 24.9098 | 24.1721 | 21.2266 | 20.5573 | 19.8632
|  | GILLINGHAM | ST |  |  |  |  | 31.1149 | 31.0539 | 30.5861 | 30.1694 | 29.7326 | 29.306 | 28.9276 | 28.4449 | 27.849 | 27.1339 | 26.3672 | 22.188 | 20.7993 | 20.1315 | 30.9639 | 30.94 | 30.4413 | 30.028 | 29.6368 | 29.3645 | 29.118 | 28.8075 | 28.4772 | 28.0339 | 27.4501 | 24.178 | 23.1085 | 22.5582 | 30.5345 | 30.4896 | 30.0205 | 29.615 | 29.2239 | 28.904 | 28.6026 | 28.2246 | 27.6713 | 26.9962 | 26.2732 | 22.3179 | 20.9759 | 20.3279
|  | GILLINGHAM | FS |  |  |  |  | 31.1483 | 31.1358 | 30.7663 | 30.479 | 30.191 | 29.8874 | 29.6372 | 29.2891 | 28.8708 | 28.4338 | 27.9548 | 24.7926 | 22.4618 | 20.826 | 30.9839 | 31.001 | 30.6005 | 30.3052 | 30.0384 | 29.8538 | 29.6838 | 29.4382 | 29.1197 | 28.7737 | 28.4102 | 26.1121 | 24.1306 | 21.4633 | 30.5638 | 30.5637 | 30.1982 | 29.9166 | 29.6564 | 29.4415 | 29.2542 | 28.9991 | 28.6712 | 28.3077 | 27.8875 | 24.8463 | 22.6278 | 21.0627
BRAMLEY (FLEE) | ALDERSHOT BSP | GODALMING | MINIMUM HEADROOM | SU 96743 44375 | NO | YES | 10.262 | -0.57815 | -0.97437 | -1.415 | -2.1127 | -3.0713 | -4.0211 | -5.4608 | -7.4183 | -9.6788 | -11.9097 | -13.8719 | -19.6311 | -22.3582 | -24.552 | 4.2754 | 3.9309 | 3.4032 | 2.8697 | 2.3466 | 1.8082 | 0.88291 | -0.30676 | -1.6484 | -2.9204 | -4.0296 | -8.3867 | -11.6661 | -19.9359 | 0.47281 | 0.071112 | -0.7539 | -1.6699 | -2.5568 | -3.4292 | -4.7495 | -6.5513 | -8.6253 | -10.6728 | -12.496 | -17.8784 | -20.4295 | -22.3539
|  | GODALMING | CT |  |  |  |  | -0.45045 | -0.91693 | -1.415 | -1.9257 | -2.7032 | -3.6714 | -5.0983 | -6.7993 | -8.7602 | -10.1688 | -12.0178 | -18.863 | -22.3582 | -24.552 | 4.3192 | 3.9309 | 3.4032 | 2.8697 | 2.477 | 1.8082 | 0.88291 | -0.30676 | -1.6484 | -2.6203 | -3.8444 | -8.3867 | -11.6661 | -16.0621 | 0.57233 | 0.14383 | -0.61747 | -1.367 | -2.0001 | -2.9067 | -4.0954 | -5.7937 | -7.6562 | -9.1085 | -10.815 | -17.2522 | -20.4295 | -22.3539
|  | GODALMING | LW |  |  |  |  | -0.57815 | -0.97437 | -1.4086 | -2.1127 | -3.0713 | -4.0211 | -5.4608 | -7.4183 | -9.6788 | -11.9097 | -13.8719 | -19.6311 | -21.5887 | -23.4583 | 4.2754 | 3.9594 | 3.4749 | 2.894 | 2.3466 | 1.8583 | 0.93324 | -0.20209 | -1.5775 | -2.9204 | -4.0296 | -6.9378 | -7.7548 | -8.7345 | 0.47281 | 0.071112 | -0.7539 | -1.6699 | -2.5568 | -3.4292 | -4.7495 | -6.5513 | -8.6253 | -10.6728 | -12.496 | -17.8784 | -19.6806 | -21.363
|  | GODALMING | ST |  |  |  |  | -0.2599 | -0.44809 | -0.74284 | -1.1007 | -1.5773 | -2.1902 | -2.9636 | -3.8245 | -5.1307 | -6.828 | -8.7283 | -18.3452 | -21.4694 | -22.3036 | 4.4643 | 4.2666 | 4.0099 | 3.7452 | 3.4001 | 2.9765 | 2.4636 | 2.185 | 1.4806 | 0.59317 | -0.51942 | -7.9912 | -10.4452 | -14.4142 | 0.76751 | 0.56146 | 0.31379 | 0.068764 | -0.26049 | -0.67471 | -1.1843 | -1.6007 | -2.8616 | -4.5002 | -6.3351 | -15.6159 | -18.611 | -19.8996
|  | GODALMING | FS |  |  |  |  | -0.15855 | -0.25801 | -0.41358 | -0.61275 | -0.85644 | -1.178 | -1.5703 | -2.0126 | -2.6492 | -3.4433 | -4.4525 | -11.0091 | -16.7648 | -20.4328 | 4.5108 | 4.349 | 4.1239 | 3.8678 | 3.6193 | 3.2907 | 2.8896 | 2.3843 | 1.7723 | 1.3748 | 0.62936 | -4.4532 | -10.9545 | -19.9359 | 0.8517 | 0.71304 | 0.4897 | 0.24727 | 0.016906 | -0.28779 | -0.63791 | -1.1275 | -1.7141 | -2.1011 | -2.8183 | -8.517 | -14.5066 | -18.5503
WILLESDEN GSP | ACTON LANE | GOLDSMITHS | MINIMUM HEADROOM | TQ 21089 80758 | NO | YES | 3.283 | 3.187 | 3.0637 | 2.6946 | 2.3097 | 1.9075 | 1.4004 | 0.87446 | 0.1267 | -0.70703 | -1.5337 | -2.4196 | -5.4927 | -6.7595 | -7.5343 | 5.3399 | 5.1526 | 4.8983 | 4.6583 | 4.3094 | 3.9315 | 3.4789 | 2.8451 | 2.1313 | 1.5818 | 1.1707 | -2.3975 | -9.6113 | -22.4706 | 3.7518 | 3.6134 | 3.2826 | 2.928 | 2.5516 | 2.0395 | 1.5018 | 0.76812 | -0.07816 | -0.91446 | -1.7289 | -4.3807 | -5.2751 | -5.9957
|  | GOLDSMITHS | CT |  |  |  |  | 3.2074 | 3.0854 | 2.8151 | 2.5659 | 2.2336 | 1.8899 | 1.4861 | 0.74441 | -0.070106 | -0.71955 | -1.2852 | -5.0113 | -6.7595 | -7.5343 | 5.3399 | 5.1526 | 4.8983 | 4.6583 | 4.3094 | 3.9315 | 3.4789 | 2.8451 | 2.1313 | 1.5818 | 1.1707 | -2.3975 | -6.4491 | -12.8845 | 3.7576 | 3.6134 | 3.343 | 3.0992 | 2.7475 | 2.3823 | 1.936 | 1.1902 | 0.37411 | -0.23792 | -0.71539 | -3.9008 | -5.2751 | -5.9957
|  | GOLDSMITHS | LW |  |  |  |  | 3.187 | 3.0637 | 2.6946 | 2.3097 | 1.9075 | 1.4004 | 0.87446 | 0.1267 | -0.70703 | -1.5337 | -2.4196 | -5.4927 | -6.2243 | -6.8413 | 5.4076 | 5.3033 | 5.1221 | 4.9215 | 4.7031 | 4.3642 | 4.0134 | 3.5541 | 2.9956 | 2.4473 | 1.9341 | 0.41994 | 0.029813 | -0.48198 | 3.7518 | 3.6151 | 3.2826 | 2.928 | 2.5516 | 2.0395 | 1.5018 | 0.76812 | -0.07816 | -0.91446 | -1.7289 | -4.3807 | -4.9352 | -5.5707
|  | GOLDSMITHS | ST |  |  |  |  | 3.2978 | 3.2272 | 3.1945 | 3.1364 | 3.0727 | 2.986 | 2.906 | 2.7724 | 2.5966 | 2.4005 | 1.9683 | -0.1847 | -1.4991 | -2.5781 | 5.4388 | 5.3076 | 5.1909 | 5.0342 | 4.8595 | 4.6404 | 4.4168 | 4.1273 | 3.7716 | 3.3865 | 2.8561 | -0.48553 | -4.2344 | -10.7339 | 3.8721 | 3.7945 | 3.7501 | 3.674 | 3.5919 | 3.4802 | 3.3771 | 3.2146 | 2.9891 | 2.7444 | 2.3373 | 0.32544 | -0.77862 | -1.6803
|  | GOLDSMITHS | FS |  |  |  |  | 3.3392 | 3.3066 | 3.2387 | 3.1771 | 3.0973 | 3.011 | 2.9089 | 2.7378 | 2.5708 | 2.3443 | 2.0322 | -0.62361 | -3.144 | -4.8521 | 5.4333 | 5.3084 | 5.1565 | 4.9978 | 4.8033 | 4.5706 | 4.2676 | 3.8836 | 3.4715 | 2.9741 | 2.3903 | -1.9995 | -9.6113 | -22.4706 | 3.9044 | 3.8643 | 3.7935 | 3.7294 | 3.6436 | 3.5508 | 3.4369 | 3.2666 | 3.1013 | 2.8594 | 2.5472 | 0.060313 | -2.1372 | -3.6247
NURSLING GSP | WINCHESTER | GORDON ROAD | MINIMUM HEADROOM | SU 48217 29991 | NO | YES | 6.215 | 8.2863 | 8.1268 | 7.8668 | 7.393 | 6.5459 | 5.4079 | 4.1499 | 3.0071 | 1.585 | 0.15227 | -1.3368 | -6.4119 | -8.3412 | -10.3243 | 15.1689 | 15.0413 | 14.8794 | 14.6453 | 14.3433 | 13.9227 | 13.389 | 12.8111 | 11.6898 | 10.5764 | 9.5363 | 6.5687 | 4.5478 | -1.8691 | 11.9981 | 11.8427 | 11.6563 | 11.3064 | 10.7647 | 9.8506 | 8.6501 | 7.6086 | 6.1651 | 4.7315 | 3.3596 | -1.1732 | -2.7777 | -4.478
|  | GORDON ROAD | CT |  |  |  |  | 8.3382 | 8.1553 | 7.9261 | 7.6048 | 7.0405 | 6.2024 | 5.1738 | 4.0851 | 2.8264 | 1.7689 | 0.53967 | -4.9797 | -8.0398 | -10.1546 | 15.206 | 15.0524 | 14.8794 | 14.6706 | 14.3433 | 13.9784 | 13.4658 | 13.0176 | 11.9693 | 11.1989 | 10.2326 | 7.2804 | 4.5497 | 0.89601 | 12.0492 | 11.87 | 11.669 | 11.4185 | 10.7808 | 10.0697 | 9.0649 | 8.0423 | 6.7456 | 5.8109 | 4.6305 | 0.096312 | -2.5152 | -4.3178
|  | GORDON ROAD | LW |  |  |  |  | 8.2863 | 8.1268 | 7.8668 | 7.393 | 6.5459 | 5.4079 | 4.1499 | 3.0071 | 1.585 | 0.15227 | -1.3368 | -6.4119 | -8.3412 | -10.3243 | 15.1689 | 15.0413 | 14.8869 | 14.6453 | 14.3786 | 13.9227 | 13.389 | 12.8111 | 11.6898 | 10.5764 | 9.5363 | 6.9727 | 6.4366 | 5.8455 | 11.9981 | 11.8427 | 11.6563 | 11.3064 | 10.7647 | 9.8506 | 8.6501 | 7.6086 | 6.1651 | 4.7315 | 3.3596 | -1.1732 | -2.7777 | -4.478
|  | GORDON ROAD | ST |  |  |  |  | 8.4178 | 8.3384 | 8.2253 | 8.0427 | 7.7624 | 7.4129 | 7.0196 | 6.6146 | 6.1128 | 5.4148 | 4.2326 | -2.81 | -5.3027 | -6.5057 | 15.271 | 15.2022 | 15.1046 | 14.9622 | 14.7543 | 14.4926 | 14.1866 | 13.852 | 13.423 | 12.8618 | 12.0667 | 6.5687 | 4.5478 | 3.3214 | 12.1278 | 12.0509 | 11.9405 | 11.77 | 11.5131 | 11.1635 | 10.5805 | 9.9214 | 9.0556 | 7.9184 | 6.7593 | -0.013655 | -2.3804 | -3.179
|  | GORDON ROAD | FS |  |  |  |  | 8.4441 | 8.4111 | 8.3566 | 8.2402 | 8.0704 | 7.8512 | 7.6036 | 7.3894 | 7.1446 | 6.77 | 6.3353 | 2.0243 | -3.1012 | -7.1654 | 15.2919 | 15.2583 | 15.2066 | 15.1138 | 14.9884 | 14.8234 | 14.6302 | 14.4389 | 14.2054 | 13.8728 | 13.4918 | 10.228 | 5.3528 | -1.8691 | 12.1548 | 12.1224 | 12.07 | 11.9636 | 11.8128 | 11.6158 | 11.3905 | 11.1852 | 10.7509 | 10.1109 | 9.3797 | 4.6567 | -0.0073346 | -3.215
BRAMLEY (FLEE) | BURGHFIELD RESERVE | GORING | MINIMUM HEADROOM | SU 60305 82895 | NO | YES | 3.207 | 7.0031 | 6.9402 | 6.7839 | 6.6295 | 6.4608 | 6.2331 | 6.0213 | 5.6729 | 5.2819 | 4.9045 | 4.6094 | 3.7012 | 2.9688 | 2.3956 | 7.0113 | 6.9517 | 6.8571 | 6.7524 | 6.6565 | 6.5344 | 6.3584 | 6.1795 | 5.9357 | 5.7228 | 5.5548 | 4.7388 | 3.6548 | 0.96084 | 7.2847 | 7.2221 | 7.0824 | 6.9459 | 6.7947 | 6.5774 | 6.3815 | 6.0611 | 5.6935 | 5.3408 | 5.0826 | 4.2764 | 3.7442 | 3.2756
|  | GORING | CT |  |  |  |  | 7.0227 | 6.9571 | 6.8153 | 6.6631 | 6.525 | 6.3564 | 6.1435 | 5.8688 | 5.5378 | 5.2873 | 4.9906 | 3.8618 | 2.9688 | 2.3956 | 7.0135 | 6.9517 | 6.8571 | 6.7524 | 6.6565 | 6.5344 | 6.3584 | 6.1795 | 5.9357 | 5.7717 | 5.5548 | 4.7388 | 3.7546 | 2.3272 | 7.3065 | 7.2404 | 7.1114 | 6.9721 | 6.8487 | 6.6918 | 6.4855 | 6.2414 | 5.9314 | 5.7119 | 5.4403 | 4.4657 | 3.7442 | 3.2756
|  | GORING | LW |  |  |  |  | 7.0031 | 6.9402 | 6.7839 | 6.6295 | 6.4608 | 6.2331 | 6.0213 | 5.6729 | 5.2819 | 4.9045 | 4.6094 | 3.7012 | 3.1161 | 2.6056 | 7.0113 | 6.9679 | 6.8862 | 6.8068 | 6.7106 | 6.5542 | 6.4243 | 6.2145 | 5.9618 | 5.7228 | 5.5735 | 5.225 | 5.025 | 4.8052 | 7.2847 | 7.2221 | 7.0824 | 6.9459 | 6.7947 | 6.5774 | 6.3815 | 6.0611 | 5.6935 | 5.3408 | 5.0826 | 4.2764 | 3.8021 | 3.3783
|  | GORING | ST |  |  |  |  | 7.0589 | 7.0254 | 6.9809 | 6.948 | 6.9021 | 6.8407 | 6.8022 | 6.7209 | 6.6185 | 6.4935 | 6.4025 | 5.5635 | 4.8836 | 4.2401 | 7.0367 | 6.9978 | 6.9473 | 6.9042 | 6.8475 | 6.7767 | 6.7215 | 6.6297 | 6.5047 | 6.3512 | 6.2323 | 5.3293 | 4.4452 | 3.0214 | 7.343 | 7.3096 | 7.2635 | 7.2318 | 7.1843 | 7.1201 | 7.0812 | 6.9958 | 6.8866 | 6.752 | 6.6589 | 5.8418 | 5.2836 | 4.7659
|  | GORING | FS |  |  |  |  | 7.065 | 7.0383 | 6.9913 | 6.956 | 6.9059 | 6.8567 | 6.7963 | 6.7064 | 6.6388 | 6.5238 | 6.4015 | 5.7122 | 5.0696 | 4.3596 | 7.0371 | 6.9987 | 6.9455 | 6.8984 | 6.8356 | 6.77 | 6.6839 | 6.5719 | 6.4708 | 6.3279 | 6.1729 | 5.1739 | 3.6548 | 0.96084 | 7.3492 | 7.3229 | 7.2779 | 7.2472 | 7.1993 | 7.1518 | 7.0923 | 7.0075 | 6.9474 | 6.8344 | 6.7135 | 6.0576 | 5.5059 | 4.8997
IVER 132KV | DENHAM | GRASSINGHAM ROAD | MINIMUM HEADROOM | TQ 00165 90988 | NO | YES | 0.338 | 0.97148 | 0.74673 | 0.29068 | -0.266 | -0.79067 | -1.1322 | -1.8012 | -2.8102 | -3.9333 | -5.0384 | -5.9711 | -8.919 | -10.8151 | -12.1309 | 4.6465 | 4.4694 | 4.2152 | 3.9229 | 3.5662 | 3.4822 | 3.0909 | 2.5609 | 1.9776 | 1.3816 | 0.91048 | -1.2991 | -3.3656 | -8.0625 | 1.5554 | 1.3252 | 0.93384 | 0.43022 | -0.035218 | -0.27984 | -0.9011 | -1.825 | -2.8613 | -3.8793 | -4.7258 | -7.3449 | -8.8136 | -9.8673
|  | GRASSINGHAM ROAD | CT |  |  |  |  | 1.0266 | 0.79968 | 0.36674 | -0.10902 | -0.65762 | -0.86683 | -1.4511 | -2.3199 | -3.2475 | -4.0037 | -4.8703 | -8.4766 | -10.8151 | -12.1309 | 4.6621 | 4.4694 | 4.2152 | 3.9229 | 3.5662 | 3.4822 | 3.0909 | 2.5609 | 1.9776 | 1.5265 | 0.97738 | -1.2991 | -3.3656 | -6.0372 | 1.6142 | 1.3803 | 1.0047 | 0.58073 | 0.077878 | -0.031528 | -0.57255 | -1.3699 | -2.2252 | -2.9094 | -3.703 | -6.8955 | -8.8136 | -9.8673
|  | GRASSINGHAM ROAD | LW |  |  |  |  | 0.97148 | 0.74673 | 0.29068 | -0.266 | -0.79067 | -1.1322 | -1.8012 | -2.8102 | -3.9333 | -5.0384 | -5.9711 | -8.919 | -10.1756 | -11.2611 | 4.6465 | 4.4884 | 4.2626 | 3.957 | 3.6773 | 3.5467 | 3.1528 | 2.6163 | 1.991 | 1.3816 | 0.91048 | -0.40048 | -0.91288 | -1.4054 | 1.5554 | 1.3252 | 0.93384 | 0.43022 | -0.035218 | -0.27984 | -0.9011 | -1.825 | -2.8613 | -3.8793 | -4.7258 | -7.3449 | -8.4348 | -9.3721
|  | GRASSINGHAM ROAD | ST |  |  |  |  | 1.1489 | 1.046 | 0.97674 | 0.84634 | 0.74423 | 0.58197 | 0.38974 | 0.15203 | 0.19862 | -0.098012 | -0.42509 | -2.8556 | -4.7615 | -6.6161 | 4.7315 | 4.6239 | 4.5375 | 4.398 | 4.2755 | 4.1038 | 3.9026 | 3.6602 | 3.64 | 3.3364 | 2.9983 | 0.81116 | -1.1996 | -4.0794 | 1.7289 | 1.6223 | 1.552 | 1.4154 | 1.315 | 1.1464 | 0.94493 | 0.69515 | 0.7797 | 0.47348 | 0.1356 | -2.1346 | -3.7174 | -5.2434
|  | GRASSINGHAM ROAD | FS |  |  |  |  | 1.1308 | 1.0321 | 0.92669 | 0.77209 | 0.61644 | 0.44261 | 0.29644 | 0.02722 | -0.28149 | -0.64901 | -0.6686 | -2.7731 | -4.8002 | -6.9293 | 4.7223 | 4.6155 | 4.5142 | 4.3669 | 4.2119 | 4.0381 | 3.8651 | 3.5994 | 3.2885 | 2.9238 | 2.8272 | 0.49149 | -2.7919 | -8.0625 | 1.7184 | 1.6207 | 1.5287 | 1.3838 | 1.2389 | 1.0746 | 0.94451 | 0.697 | 0.40618 | 0.051408 | 0.10109 | -1.8264 | -3.6369 | -5.5186
BRAMLEY (FLEE) | BURGHFIELD MAIN | GREEN PARK | MINIMUM HEADROOM | SU 70508 70222 | NO | YES | 0.366 | 27.2513 | 27.1535 | 27.0518 | 26.9922 | 26.9776 | 26.9708 | 26.9602 | 26.9553 | 26.9506 | 26.9462 | 26.9498 | 26.9319 | 26.9185 | 26.8937 | 25.1374 | 25.0901 | 25.0332 | 24.9906 | 24.9631 | 24.9324 | 24.8967 | 24.8437 | 24.7801 | 24.7131 | 24.6041 | 23.4133 | 21.043 | 16.5089 | 28.7876 | 28.7172 | 28.6432 | 28.5992 | 28.5879 | 28.5818 | 28.5728 | 28.5687 | 28.5647 | 28.561 | 28.5636 | 28.5488 | 28.5382 | 28.518
|  | GREEN PARK | CT |  |  |  |  | 27.2716 | 27.1957 | 27.1134 | 27.0633 | 27.0473 | 27.0316 | 27.017 | 27.0071 | 26.9901 | 26.978 | 26.9706 | 26.9427 | 26.9264 | 26.9152 | 25.1412 | 25.0901 | 25.0332 | 24.9906 | 24.9631 | 24.9324 | 24.9007 | 24.8688 | 24.8304 | 24.7913 | 24.7502 | 24.0133 | 22.7299 | 20.4681 | 28.8023 | 28.7476 | 28.6877 | 28.6507 | 28.6384 | 28.626 | 28.6142 | 28.6063 | 28.5932 | 28.584 | 28.5781 | 28.5567 | 28.5435 | 28.5348
|  | GREEN PARK | LW |  |  |  |  | 27.2513 | 27.1535 | 27.0518 | 26.9922 | 26.9776 | 26.9708 | 26.9602 | 26.9553 | 26.9506 | 26.9462 | 26.9498 | 26.9319 | 26.9185 | 26.9029 | 25.1409 | 25.0906 | 25.0372 | 25.0043 | 24.9946 | 24.9883 | 24.9789 | 24.9741 | 24.9694 | 24.965 | 24.967 | 24.949 | 24.9346 | 24.9181 | 28.7876 | 28.7172 | 28.6432 | 28.5992 | 28.5879 | 28.5818 | 28.5728 | 28.5687 | 28.5647 | 28.561 | 28.5636 | 28.5488 | 28.5382 | 28.5255
|  | GREEN PARK | ST |  |  |  |  | 27.2716 | 27.1958 | 27.1144 | 27.0666 | 27.0513 | 27.0382 | 27.029 | 27.0192 | 27.0052 | 26.9926 | 26.9843 | 26.9471 | 26.9212 | 26.8937 | 25.1413 | 25.0902 | 25.0339 | 24.9931 | 24.9662 | 24.9376 | 24.9102 | 24.8783 | 24.8423 | 24.8027 | 24.761 | 24.0662 | 22.7754 | 20.4964 | 28.8023 | 28.7477 | 28.6888 | 28.654 | 28.6425 | 28.6324 | 28.6254 | 28.6178 | 28.6072 | 28.5976 | 28.591 | 28.5619 | 28.5409 | 28.518
|  | GREEN PARK | FS |  |  |  |  | 27.2864 | 27.2399 | 27.1744 | 27.1321 | 27.1143 | 27.102 | 27.0864 | 27.0712 | 27.0489 | 27.0257 | 27.0093 | 26.9571 | 26.9318 | 26.9068 | 25.1374 | 25.1063 | 25.0544 | 25.0111 | 24.9772 | 24.9426 | 24.8967 | 24.8437 | 24.7801 | 24.7131 | 24.6041 | 23.4133 | 21.043 | 16.5089 | 28.8077 | 28.7798 | 28.7328 | 28.7021 | 28.689 | 28.6796 | 28.6678 | 28.6568 | 28.6403 | 28.6231 | 28.6109 | 28.5711 | 28.5507 | 28.5298
WILLESDEN GSP |  | GREENFORD | MINIMUM HEADROOM | TQ 14695 83785 | NO | NO | 17.368 | -16.0843 | -17.0545 | -18.2551 | -19.9098 | -21.5512 | -23.7456 | -26.1136 | -28.8634 | -31.8518 | -34.7721 | -37.1896 | -44.4795 | -48.6784 | -51.0766 | -10.1162 | -10.8836 | -11.4743 | -12.3764 | -13.5087 | -14.7408 | -16.3039 | -18.2035 | -20.2765 | -21.8533 | -23.7269 | -31.0716 | -39.9231 | -61.2855 | -12.4663 | -13.3345 | -14.24 | -15.6469 | -17.028 | -18.9452 | -21.0411 | -23.471 | -26.1841 | -28.8856 | -31.1073 | -37.7453 | -41.1933 | -43.2365
|  | GREENFORD | CT |  |  |  |  | -15.9941 | -16.9798 | -17.9641 | -19.3289 | -20.9732 | -22.7606 | -24.9479 | -27.7767 | -30.7579 | -33.0659 | -35.6479 | -44.4795 | -48.6784 | -51.0766 | -10.1162 | -10.8836 | -11.4743 | -12.3764 | -13.5087 | -14.7408 | -16.3039 | -18.2035 | -20.2765 | -21.8533 | -23.7269 | -31.0716 | -37.6362 | -47.9313 | -12.4109 | -13.3299 | -14.0826 | -15.2605 | -16.7148 | -18.281 | -20.2576 | -22.7929 | -25.5013 | -27.5003 | -29.8416 | -37.7453 | -41.1933 | -43.2365
|  | GREENFORD | LW |  |  |  |  | -16.0843 | -17.0545 | -18.2551 | -19.9098 | -21.5512 | -23.7456 | -26.1136 | -28.8634 | -31.8518 | -34.7721 | -37.1896 | -44.2828 | -45.969 | -47.471 | -10.0514 | -10.6553 | -11.1799 | -12.0602 | -12.9188 | -14.1718 | -15.5592 | -17.0967 | -18.8547 | -20.5592 | -21.8903 | -25.3431 | -26.0632 | -26.9749 | -12.4663 | -13.3345 | -14.24 | -15.6469 | -17.028 | -18.9452 | -21.0411 | -23.471 | -26.1841 | -28.8856 | -31.1073 | -37.3918 | -38.8008 | -40.1738
|  | GREENFORD | ST |  |  |  |  | -15.5027 | -16.0138 | -16.5577 | -17.1856 | -17.5214 | -18.2798 | -19.116 | -19.9255 | -20.9167 | -22.1548 | -23.4525 | -30.9392 | -35.0729 | -39.6399 | -9.7963 | -10.2217 | -10.7068 | -11.2768 | -11.6333 | -12.3399 | -13.1367 | -13.9745 | -14.9965 | -16.2471 | -17.6077 | -25.8937 | -33.0715 | -44.0403 | -11.934 | -12.3661 | -12.8484 | -13.4186 | -13.6394 | -14.3112 | -15.0666 | -15.8303 | -16.7865 | -17.9879 | -19.2666 | -26.3396 | -29.8961 | -33.6251
|  | GREENFORD | FS |  |  |  |  | -15.3261 | -15.7195 | -16.1989 | -16.7758 | -17.3807 | -17.7509 | -18.4384 | -19.1984 | -20.0515 | -21.1027 | -22.2126 | -29.9122 | -36.4808 | -42.0183 | -9.7207 | -10.1199 | -10.5626 | -11.1067 | -11.6968 | -12.1319 | -12.913 | -13.8177 | -14.8567 | -16.0733 | -17.3906 | -26.7729 | -39.9231 | -61.2855 | -11.7885 | -12.1332 | -12.5315 | -13.0344 | -13.5608 | -13.7897 | -14.384 | -15.0497 | -15.8158 | -16.7749 | -17.7979 | -24.851 | -30.6471 | -35.6359
LOVEDEAN GSP | PORTSMOUTH BSP | GREETHAM STREET | MINIMUM HEADROOM | SU 64445 00178 | NO | YES | 0.551 | 14.2326 | 14.1427 | 13.8625 | 13.4824 | 13.073 | 12.5746 | 12.0466 | 11.3875 | 10.6707 | 9.9654 | 9.3214 | 6.6527 | 5.3317 | 4.2646 | 16.3751 | 16.0314 | 15.6264 | 15.1476 | 14.5625 | 13.9024 | 13.1486 | 12.1833 | 11.0272 | 9.7911 | 8.4506 | -2.4557 | -23.2256 | -61.7578 | 15.5136 | 15.3657 | 15.1308 | 14.8056 | 14.4091 | 13.8978 | 13.3622 | 12.7168 | 11.9096 | 11.2821 | 10.5697 | 7.8401 | 6.7289 | 5.8052
|  | GREETHAM STREET | CT |  |  |  |  | 14.2726 | 14.1638 | 13.9648 | 13.6973 | 13.3596 | 12.99 | 12.566 | 11.9002 | 11.191 | 10.5174 | 9.713 | 6.6527 | 5.3317 | 4.2646 | 16.3751 | 16.0314 | 15.6264 | 15.1476 | 14.5625 | 13.9024 | 13.1486 | 12.2212 | 11.1928 | 10.221 | 8.9892 | 0.83711 | -10.3332 | -29.6963 | 15.5136 | 15.3657 | 15.1308 | 14.8349 | 14.4354 | 13.9931 | 13.4683 | 12.7229 | 11.9096 | 11.3055 | 10.5697 | 7.8401 | 6.7289 | 5.8052
|  | GREETHAM STREET | LW |  |  |  |  | 14.2326 | 14.1427 | 13.8625 | 13.4824 | 13.073 | 12.5746 | 12.0466 | 11.3875 | 10.6707 | 9.9654 | 9.3214 | 6.9247 | 6.1813 | 5.2779 | 16.5629 | 16.4851 | 16.3243 | 16.1011 | 15.859 | 15.5441 | 15.2076 | 14.8148 | 14.3706 | 13.9325 | 13.5489 | 12.1606 | 11.6878 | 11.0788 | 15.5399 | 15.4369 | 15.1686 | 14.8056 | 14.4091 | 13.8978 | 13.3622 | 12.7168 | 11.9941 | 11.2821 | 10.657 | 8.3679 | 7.76 | 6.8699
|  | GREETHAM STREET | ST |  |  |  |  | 14.3291 | 14.264 | 14.2299 | 14.1343 | 14.0161 | 13.8878 | 13.7386 | 13.5465 | 13.3123 | 13.0569 | 12.7628 | 11.1084 | 10.11 | 9.1411 | 16.4349 | 16.1337 | 15.8229 | 15.4374 | 14.987 | 14.4798 | 13.913 | 13.261 | 12.5142 | 11.681 | 10.7304 | 3.0883 | -8.1193 | -27.4338 | 15.6271 | 15.5505 | 15.4968 | 15.3828 | 15.2388 | 15.0905 | 14.9107 | 14.6953 | 14.4285 | 14.1498 | 13.814 | 12.0947 | 11.0404 | 10.2361
|  | GREETHAM STREET | FS |  |  |  |  | 14.3837 | 14.3578 | 14.3147 | 14.2286 | 14.123 | 14.0073 | 13.8681 | 13.6862 | 13.4792 | 13.2442 | 13.0179 | 11.1305 | 9.2613 | 7.6396 | 16.4093 | 16.0689 | 15.6797 | 15.2094 | 14.6702 | 14.0361 | 13.2079 | 12.1833 | 11.0272 | 9.7911 | 8.4506 | -2.4557 | -23.2256 | -61.7578 | 15.6704 | 15.6315 | 15.5763 | 15.4784 | 15.357 | 15.2319 | 15.0715 | 14.8854 | 14.663 | 14.4019 | 14.1588 | 12.1055 | 10.2592 | 8.8209
COWLEY GSP | DRAYTON BSP | GROVE | MINIMUM HEADROOM | SU 39515 89611 | NO | YES | 7.808 | -10.0923 | -10.7973 | -11.8381 | -12.9937 | -14.1851 | -15.2562 | -17.0442 | -18.5132 | -19.9198 | -21.4058 | -22.805 | -28.5985 | -32.1817 | -35.3137 | -7.8163 | -8.2352 | -8.8928 | -9.6103 | -10.296 | -10.912 | -11.9985 | -12.8032 | -13.5278 | -14.3417 | -15.0913 | -18.5104 | -21.296 | -24.63 | -9.4901 | -10.1048 | -11.0329 | -12.0862 | -13.1301 | -14.001 | -15.6033 | -16.8927 | -18.132 | -19.454 | -20.6363 | -25.8413 | -29.4543 | -32.7484
|  | GROVE | CT |  |  |  |  | -10.0239 | -10.5744 | -11.2962 | -12.1322 | -13.1322 | -13.8655 | -15.2885 | -16.6661 | -18.0989 | -19.4006 | -20.8253 | -27.1671 | -30.8977 | -33.5406 | -7.7966 | -8.1131 | -8.4987 | -8.9645 | -9.5244 | -9.8846 | -10.6963 | -11.4612 | -12.3458 | -13.1334 | -14.0213 | -18.0403 | -21.1617 | -24.63 | -9.4411 | -9.9032 | -10.5002 | -11.216 | -12.0875 | -12.5924 | -13.8185 | -15.0054 | -16.3061 | -17.4206 | -18.6832 | -24.3015 | -27.7822 | -30.387
|  | GROVE | LW |  |  |  |  | -10.0923 | -10.7973 | -11.8381 | -12.9937 | -14.1851 | -15.2562 | -17.0442 | -18.5132 | -19.9198 | -21.4058 | -22.805 | -28.5985 | -32.1817 | -35.3137 | -7.8163 | -8.2352 | -8.8928 | -9.6103 | -10.296 | -10.912 | -11.9985 | -12.8032 | -13.5278 | -14.3417 | -15.0913 | -18.5104 | -21.296 | -23.9934 | -9.4901 | -10.1048 | -11.0329 | -12.0862 | -13.1301 | -14.001 | -15.6033 | -16.8927 | -18.132 | -19.454 | -20.6363 | -25.8413 | -29.4543 | -32.7484
|  | GROVE | ST |  |  |  |  | -9.8889 | -10.3607 | -11.008 | -11.6348 | -12.2155 | -12.8075 | -13.5699 | -14.2697 | -14.5976 | -15.2793 | -15.9204 | -20.4822 | -23.996 | -27.1709 | -7.7211 | -7.9953 | -8.5236 | -8.9996 | -9.4108 | -9.797 | -10.2846 | -10.8105 | -11.0826 | -11.6012 | -12.0541 | -15.6546 | -19.0118 | -22.8883 | -9.3032 | -9.6877 | -10.3085 | -10.9052 | -11.4254 | -11.9537 | -12.6239 | -13.302 | -13.5375 | -14.2041 | -14.8113 | -19.144 | -22.4477 | -25.4789
|  | GROVE | FS |  |  |  |  | -9.7135 | -10.0459 | -10.3784 | -10.7615 | -11.1913 | -11.6045 | -12.1855 | -12.7683 | -13.3623 | -13.6937 | -14.2542 | -17.8215 | -20.4733 | -23.3104 | -7.6405 | -7.8514 | -8.0781 | -8.3453 | -8.649 | -8.9477 | -9.3731 | -9.824 | -10.3034 | -10.5945 | -11.0098 | -13.7673 | -16.7886 | -21.7264 | -9.1726 | -9.444 | -9.7202 | -10.058 | -10.4365 | -10.7934 | -11.308 | -11.8414 | -12.4057 | -12.6265 | -13.123 | -16.238 | -18.4642 | -20.9658
MANNINGTON GSP | SHAFTESBURY BSP | GUSSAGE ST MICHAEL | MINIMUM HEADROOM | ST 98638 11417 | YES | YES | 0.086 | 1.6504 | 1.6233 | 1.5743 | 1.5218 | 1.4655 | 1.4023 | 1.3204 | 1.2508 | 1.2019 | 1.1332 | 1.0871 | 0.86305 | 0.63652 | 0.40678 | 1.7922 | 1.7709 | 1.727 | 1.6917 | 1.6544 | 1.6081 | 1.5414 | 1.4884 | 1.4625 | 1.4116 | 1.3851 | 1.2266 | 1.0326 | 0.81744 | 1.7537 | 1.7332 | 1.6804 | 1.6312 | 1.5785 | 1.5158 | 1.4303 | 1.3592 | 1.3179 | 1.2489 | 1.21 | 1.0027 | 0.77434 | 0.53777
|  | GUSSAGE ST MICHAEL | CT |  |  |  |  | 1.6504 | 1.6233 | 1.5887 | 1.5618 | 1.5158 | 1.48 | 1.4186 | 1.3734 | 1.2967 | 1.2415 | 1.1803 | 0.95203 | 0.78622 | 0.61966 | 1.7922 | 1.7709 | 1.7456 | 1.7312 | 1.699 | 1.6764 | 1.628 | 1.5964 | 1.5331 | 1.4884 | 1.4375 | 1.261 | 1.0916 | 0.87353 | 1.7546 | 1.7353 | 1.7 | 1.6765 | 1.6319 | 1.5999 | 1.5379 | 1.4958 | 1.4176 | 1.3624 | 1.3007 | 1.0971 | 0.94322 | 0.78417
|  | GUSSAGE ST MICHAEL | LW |  |  |  |  | 1.6548 | 1.6275 | 1.5743 | 1.5218 | 1.4655 | 1.4023 | 1.3204 | 1.2508 | 1.2019 | 1.1332 | 1.0871 | 0.86305 | 0.63652 | 0.40678 | 1.7939 | 1.7718 | 1.727 | 1.6917 | 1.6544 | 1.6081 | 1.5414 | 1.4884 | 1.4625 | 1.4116 | 1.3851 | 1.2266 | 1.0326 | 0.82936 | 1.7537 | 1.7332 | 1.6804 | 1.6312 | 1.5785 | 1.5158 | 1.4303 | 1.3592 | 1.3179 | 1.2489 | 1.21 | 1.0027 | 0.77434 | 0.53777
|  | GUSSAGE ST MICHAEL | ST |  |  |  |  | 1.6597 | 1.6404 | 1.5922 | 1.5438 | 1.4937 | 1.4555 | 1.4087 | 1.3587 | 1.3124 | 1.2563 | 1.2032 | 0.96144 | 0.78962 | 0.63368 | 1.7983 | 1.7862 | 1.7442 | 1.711 | 1.6778 | 1.6608 | 1.6312 | 1.5917 | 1.5567 | 1.5096 | 1.4674 | 1.2471 | 1.0504 | 0.81744 | 1.7614 | 1.7539 | 1.7047 | 1.6599 | 1.6139 | 1.5859 | 1.5433 | 1.4926 | 1.4478 | 1.3879 | 1.3328 | 1.0945 | 0.92212 | 0.75945
|  | GUSSAGE ST MICHAEL | FS |  |  |  |  | 1.6726 | 1.6609 | 1.6495 | 1.6352 | 1.622 | 1.6001 | 1.5744 | 1.5498 | 1.5082 | 1.4709 | 1.4319 | 1.2341 | 1.0606 | 0.92917 | 1.8032 | 1.7948 | 1.7825 | 1.7651 | 1.7542 | 1.7358 | 1.7127 | 1.6933 | 1.6582 | 1.6272 | 1.5955 | 1.4232 | 1.2426 | 0.96502 | 1.7626 | 1.7574 | 1.7464 | 1.7299 | 1.723 | 1.7065 | 1.6824 | 1.6601 | 1.619 | 1.5834 | 1.5455 | 1.3587 | 1.2152 | 1.095
BOTLEY WOOD GSP | NETLEY COMMON BSP | HAMBLE | MINIMUM HEADROOM | SU 47370 08794 | NO | YES | 0.929 | 12.5289 | 12.4056 | 12.1347 | 11.7501 | 11.3554 | 10.8528 | 10.249 | 9.6672 | 8.7561 | 7.8489 | 7.0205 | 4.3496 | 2.6086 | 1.3863 | 13.6943 | 13.6283 | 13.549 | 13.4484 | 13.3236 | 13.1466 | 12.8552 | 12.6259 | 12.0998 | 11.682 | 11.1741 | 9.081 | 7.0029 | 1.4756 | 12.4679 | 12.3864 | 12.2866 | 12.1604 | 12.0268 | 11.7843 | 11.4807 | 10.9909 | 10.1659 | 9.3429 | 8.5861 | 6.5757 | 5.0725 | 4.0202
|  | HAMBLE | CT |  |  |  |  | 12.5813 | 12.4487 | 12.1746 | 11.8482 | 11.4457 | 11.0405 | 10.5042 | 10.0074 | 9.2134 | 8.5267 | 7.7622 | 4.6203 | 2.6086 | 1.3863 | 13.7181 | 13.6412 | 13.5518 | 13.4664 | 13.3236 | 13.1723 | 12.8552 | 12.6259 | 12.0998 | 11.682 | 11.1741 | 9.081 | 7.0591 | 4.2335 | 12.5008 | 12.4097 | 12.3021 | 12.2001 | 12.028 | 11.8463 | 11.5636 | 11.2532 | 10.5138 | 9.9176 | 9.2306 | 6.8103 | 5.0725 | 4.0202
|  | HAMBLE | LW |  |  |  |  | 12.5289 | 12.4056 | 12.1347 | 11.7501 | 11.3554 | 10.8528 | 10.249 | 9.6672 | 8.7561 | 7.8489 | 7.0205 | 4.3496 | 3.124 | 2.1409 | 13.6943 | 13.6283 | 13.549 | 13.4484 | 13.3417 | 13.1466 | 12.9037 | 12.737 | 12.317 | 11.8149 | 11.4023 | 10.2447 | 9.7751 | 9.3082 | 12.4679 | 12.3864 | 12.2866 | 12.1604 | 12.0268 | 11.7843 | 11.4807 | 10.9909 | 10.1659 | 9.3429 | 8.5861 | 6.5757 | 5.532 | 4.6872
|  | HAMBLE | ST |  |  |  |  | 12.6689 | 12.6237 | 12.5516 | 12.466 | 12.3473 | 12.1969 | 12.0136 | 11.7683 | 11.4401 | 11.0148 | 10.6696 | 8.1298 | 6.8517 | 5.8938 | 13.763 | 13.7335 | 13.6871 | 13.6344 | 13.5607 | 13.4678 | 13.3581 | 13.2088 | 13.0097 | 12.7527 | 12.5674 | 10.7301 | 8.69 | 5.7513 | 12.5566 | 12.5242 | 12.4715 | 12.4116 | 12.3266 | 12.2186 | 12.0893 | 11.9118 | 11.6737 | 11.3651 | 11.1464 | 8.9963 | 7.8089 | 6.9633
|  | HAMBLE | FS |  |  |  |  | 12.6793 | 12.6503 | 12.5943 | 12.5121 | 12.4304 | 12.3147 | 12.1677 | 11.9561 | 11.7542 | 11.4876 | 11.2057 | 9.4573 | 7.3681 | 5.5472 | 13.7695 | 13.7483 | 13.7204 | 13.6794 | 13.6414 | 13.5847 | 13.5083 | 13.4175 | 13.2201 | 12.8922 | 12.5356 | 10.404 | 7.0029 | 1.4756 | 12.5656 | 12.5446 | 12.5158 | 12.4719 | 12.4324 | 12.3712 | 12.2875 | 12.1888 | 12.0774 | 11.9061 | 11.7144 | 10.322 | 8.3278 | 6.6591
MANNINGTON GSP | POOLE PS (HAMWORTHY) | HAMWORTHY | MINIMUM HEADROOM | SZ 00104 90800 | NO | YES | 1.907 | 5.4094 | 4.9932 | 3.7393 | 2.3111 | 1.2169 | -0.49706 | -2.3714 | -4.7146 | -7.4347 | -9.6069 | -11.5474 | -17.7085 | -21.3041 | -23.4681 | 9.9805 | 9.6144 | 8.9234 | 8.1797 | 7.5608 | 6.657 | 5.5238 | 4.0931 | 2.4355 | 1.349 | 0.058772 | -4.8893 | -8.4719 | -16.6364 | 6.4983 | 6.082 | 5.04 | 3.8216 | 2.9836 | 1.4492 | -0.25009 | -2.3437 | -4.7942 | -6.8174 | -8.5676 | -13.9707 | -16.9254 | -18.7321
|  | HAMWORTHY | CT |  |  |  |  | 5.5187 | 5.0553 | 3.9163 | 2.6959 | 1.6216 | 0.18308 | -1.5568 | -3.905 | -6.5966 | -8.3289 | -10.2861 | -17.7085 | -21.3041 | -23.4681 | 9.9976 | 9.6144 | 8.9234 | 8.1797 | 7.5608 | 6.657 | 5.5238 | 4.0931 | 2.4355 | 1.349 | 0.058772 | -4.8893 | -8.4719 | -13.218 | 6.5763 | 6.0985 | 5.118 | 4.07 | 3.2333 | 1.9532 | 0.35584 | -1.7691 | -4.2052 | -5.7647 | -7.5786 | -13.9707 | -16.9254 | -18.7321
|  | HAMWORTHY | LW |  |  |  |  | 5.4094 | 4.9932 | 3.7393 | 2.3111 | 1.2169 | -0.49706 | -2.3714 | -4.7146 | -7.4347 | -9.6069 | -11.5474 | -17.2359 | -19.2822 | -21.147 | 9.9805 | 9.6873 | 9.0142 | 8.2216 | 7.717 | 6.7325 | 5.6375 | 4.3587 | 2.8351 | 1.5743 | 0.49716 | -2.4204 | -3.3793 | -4.3943 | 6.4983 | 6.082 | 5.04 | 3.8216 | 2.9836 | 1.4492 | -0.25009 | -2.3437 | -4.7942 | -6.8174 | -8.5676 | -13.5343 | -15.2538 | -16.9202
|  | HAMWORTHY | ST |  |  |  |  | 5.7917 | 5.5871 | 5.0628 | 4.4979 | 3.8586 | 3.135 | 2.3383 | 1.7434 | 0.59574 | -0.72264 | -2.4483 | -11.0976 | -13.9432 | -15.1761 | 10.1836 | 9.9895 | 9.5873 | 9.1548 | 8.6548 | 8.0837 | 7.4492 | 6.9788 | 6.0891 | 5.2072 | 4.248 | -2.2185 | -5.5945 | -10.7476 | 6.8598 | 6.6678 | 6.2039 | 5.7099 | 5.1383 | 4.4816 | 3.7442 | 3.2966 | 2.2527 | 1.2518 | -0.37392 | -8.7286 | -11.4822 | -12.2456
|  | HAMWORTHY | FS |  |  |  |  | 5.9768 | 5.833 | 5.3943 | 4.8957 | 4.4073 | 3.8439 | 3.2391 | 2.4976 | 1.5955 | 1.0672 | 0.18464 | -5.4822 | -10.5162 | -14.7685 | 10.2756 | 10.1112 | 9.777 | 9.3895 | 9.0025 | 8.5421 | 8.0128 | 7.3777 | 6.6083 | 6.0868 | 5.2685 | -0.18088 | -6.9934 | -16.6364 | 7.0088 | 6.8754 | 6.5068 | 6.081 | 5.6784 | 5.1925 | 4.6608 | 4.0154 | 3.2178 | 2.8308 | 2.0199 | -3.272 | -7.8261 | -11.4813
IVER 132KV | DENHAM | HAREFIELD | MINIMUM HEADROOM | TQ 04001 91227 | NO | YES | 0.373 | 8.7362 | 8.6707 | 8.4915 | 8.26 | 8.0629 | 7.777 | 7.4708 | 7.0871 | 6.6265 | 6.1741 | 5.788 | 4.5594 | 3.8189 | 3.3084 | 10.2377 | 10.212 | 10.1789 | 10.1312 | 10.0818 | 9.9757 | 9.7717 | 9.5393 | 9.2551 | 9.0363 | 8.7642 | 7.6481 | 6.3414 | 3.1192 | 9.3972 | 9.3357 | 9.1729 | 8.9644 | 8.7901 | 8.5293 | 8.2475 | 7.9021 | 7.4786 | 7.0586 | 6.715 | 5.6326 | 4.9903 | 4.5472
|  | HAREFIELD | CT |  |  |  |  | 8.7491 | 8.6794 | 8.5171 | 8.3255 | 8.1362 | 7.9161 | 7.6526 | 7.3033 | 6.9026 | 6.5749 | 6.1947 | 4.6857 | 3.8189 | 3.3084 | 10.2449 | 10.2139 | 10.1789 | 10.1339 | 10.0818 | 9.9757 | 9.7717 | 9.5393 | 9.2551 | 9.0363 | 8.7642 | 7.6481 | 6.5236 | 4.8865 | 9.4092 | 9.3431 | 9.1943 | 9.0215 | 8.8508 | 8.6503 | 8.4056 | 8.0834 | 7.7042 | 7.411 | 7.059 | 5.7411 | 4.9903 | 4.5472
|  | HAREFIELD | LW |  |  |  |  | 8.7362 | 8.6707 | 8.4915 | 8.26 | 8.0629 | 7.777 | 7.4708 | 7.0871 | 6.6265 | 6.1741 | 5.788 | 4.5594 | 4.0631 | 3.6246 | 10.2377 | 10.212 | 10.1818 | 10.1312 | 10.0921 | 10.0109 | 9.8595 | 9.6603 | 9.3882 | 9.1191 | 8.9268 | 8.3718 | 8.167 | 7.942 | 9.3972 | 9.3357 | 9.1729 | 8.9644 | 8.7901 | 8.5293 | 8.2475 | 7.9021 | 7.4786 | 7.0586 | 6.715 | 5.6326 | 5.2086 | 4.8266
|  | HAREFIELD | ST |  |  |  |  | 8.7962 | 8.7634 | 8.7269 | 8.6828 | 8.6261 | 8.5534 | 8.4736 | 8.4035 | 8.291 | 8.1393 | 8.0073 | 6.9907 | 6.3515 | 5.6176 | 10.2623 | 10.2494 | 10.2299 | 10.205 | 10.1732 | 10.1322 | 10.0844 | 10.0359 | 9.9639 | 9.8123 | 9.6614 | 8.5515 | 7.4855 | 5.793 | 9.454 | 9.4234 | 9.3879 | 9.3494 | 9.2979 | 9.2311 | 9.1502 | 9.0865 | 8.9696 | 8.8214 | 8.6988 | 7.768 | 7.1833 | 6.5879
|  | HAREFIELD | FS |  |  |  |  | 8.8044 | 8.7797 | 8.7309 | 8.663 | 8.6154 | 8.5451 | 8.4768 | 8.3747 | 8.2827 | 8.1471 | 8.0023 | 7.0465 | 6.1284 | 5.248 | 10.264 | 10.2545 | 10.2403 | 10.2175 | 10.1986 | 10.1704 | 10.1397 | 10.0536 | 9.9235 | 9.7535 | 9.5661 | 8.272 | 6.3414 | 3.1192 | 9.4615 | 9.4386 | 9.3934 | 9.3327 | 9.2918 | 9.2283 | 9.1659 | 9.0726 | 8.9899 | 8.8643 | 8.7295 | 7.8162 | 7.0039 | 6.2464
NURSLING GSP | WINCHESTER | HARESTOCK | MINIMUM HEADROOM | SU 45908 31300 | NO | YES | 4.689 | 2.2996 | 1.6928 | 0.6217 | -0.60775 | -1.4868 | -2.906 | -4.4633 | -6.4566 | -8.5944 | -10.7432 | -12.7391 | -18.6062 | -21.4147 | -23.1404 | 7.0923 | 6.7219 | 6.1504 | 5.4647 | 5.1057 | 4.2905 | 3.3731 | 2.2779 | 1.0489 | -0.18335 | -1.26 | -4.9253 | -7.5714 | -11.5871 | 3.8074 | 3.2736 | 2.3663 | 1.2984 | 0.69128 | -0.55403 | -1.9404 | -3.6604 | -5.5994 | -7.5506 | -9.31 | -14.3819 | -16.5435 | -17.9842
|  | HARESTOCK | CT |  |  |  |  | 2.5865 | 2.0181 | 1.0507 | 0.024281 | -0.82065 | -2.0108 | -3.4241 | -5.307 | -7.2674 | -9.004 | -10.9125 | -18.0467 | -21.4147 | -23.1404 | 7.2819 | 6.8879 | 6.3259 | 5.7288 | 5.3056 | 4.6043 | 3.7233 | 2.6137 | 1.4263 | 0.4366 | -0.72532 | -4.9253 | -7.5714 | -10.4655 | 4.0766 | 3.5579 | 2.7275 | 1.846 | 1.2303 | 0.21474 | -1.0387 | -2.6673 | -4.4043 | -5.9168 | -7.6267 | -13.7284 | -16.5435 | -17.9842
|  | HARESTOCK | LW |  |  |  |  | 2.2996 | 1.6928 | 0.6217 | -0.60775 | -1.4868 | -2.906 | -4.4633 | -6.4566 | -8.5944 | -10.7432 | -12.7391 | -18.6062 | -20.7019 | -22.1576 | 7.0923 | 6.7219 | 6.1504 | 5.4647 | 5.1057 | 4.2905 | 3.3731 | 2.2779 | 1.0489 | -0.18335 | -1.26 | -4.2307 | -5.2281 | -5.9344 | 3.8074 | 3.2736 | 2.3663 | 1.2984 | 0.69128 | -0.55403 | -1.9404 | -3.6604 | -5.5994 | -7.5506 | -9.31 | -14.3819 | -16.1596 | -17.4129
|  | HARESTOCK | ST |  |  |  |  | 3.0922 | 2.7124 | 2.2585 | 1.7889 | 1.2352 | 0.60525 | 0.22545 | -0.54145 | -1.4319 | -2.4666 | -3.5717 | -9.535 | -12.581 | -15.1259 | 7.6315 | 7.3788 | 7.0581 | 6.7255 | 6.3276 | 5.8701 | 5.6114 | 5.0486 | 4.3823 | 3.5947 | 2.7383 | -1.8537 | -4.7229 | -7.9457 | 4.5397 | 4.222 | 3.8192 | 3.4104 | 2.9212 | 2.3566 | 2.0949 | 1.4171 | 0.61669 | -0.32587 | -1.3404 | -7.3005 | -9.6275 | -11.5216
|  | HARESTOCK | FS |  |  |  |  | 3.5439 | 3.2692 | 2.8995 | 2.4883 | 2.0994 | 1.6346 | 1.1237 | 0.46613 | 0.096914 | -0.68369 | -1.519 | -6.462 | -10.9643 | -14.9802 | 7.9588 | 7.765 | 7.5046 | 7.2045 | 6.9183 | 6.5672 | 6.1637 | 5.6656 | 5.389 | 4.7817 | 4.1219 | -0.066818 | -5.0381 | -11.5871 | 4.9479 | 4.722 | 4.4046 | 4.0434 | 3.7158 | 3.3056 | 2.8548 | 2.2821 | 2.0535 | 1.3706 | 0.63586 | -3.7715 | -7.7153 | -11.3487
EALING GSP | EALING 22kV | HARVARD LANE | MINIMUM HEADROOM | TQ 20021 78030 | NO | YES | 2.12 | -1.6398 | -1.926 | -2.8995 | -3.9531 | 45.9391 | 44.4648 | 43.2267 | 41.3961 | 39.2312 | 37.0913 | 35.104 | 28.9188 | 27.7179 | 25.6439 | 2.5125 | 2.164 | 1.6952 | 1.2147 | 51.5986 | 50.7894 | 50.0334 | 48.7816 | 47.3813 | 46.2497 | 44.8985 | 38.3626 | 28.195 | 6.9505 | -0.75206 | -1.1993 | -2.0642 | -3.024 | 46.9639 | 45.5529 | 44.3596 | 42.6184 | 40.5954 | 38.5963 | 36.7489 | 31.1642 | 30.1735 | 28.2906
|  | HARVARD LANE | CT |  |  |  |  | -1.6061 | -1.7834 | -2.3765 | -3.0412 | 47.103 | 46.1368 | 45.3268 | 43.6595 | 41.8191 | 40.3548 | 38.674 | 31.9608 | 28.8902 | 26.7581 | 2.5125 | 2.164 | 1.6952 | 1.2147 | 51.5986 | 50.7894 | 50.0334 | 48.7816 | 47.3813 | 46.2497 | 44.8985 | 38.3626 | 31.7851 | 20.9682 | -0.61583 | -1.0031 | -1.6163 | -2.2287 | 47.9518 | 47.0304 | 46.2357 | 44.6722 | 42.9713 | 41.6447 | 40.1032 | 34.1241 | 31.6263 | 29.7276
|  | HARVARD LANE | LW |  |  |  |  | -1.6398 | -1.926 | -2.8995 | -3.9531 | 45.9391 | 44.4648 | 43.2267 | 41.3961 | 39.2312 | 37.0913 | 35.104 | 28.9188 | 27.7179 | 25.6439 | 2.5437 | 2.2815 | 1.8205 | 1.3154 | 51.7802 | 50.8723 | 50.1029 | 48.9776 | 47.6211 | 46.2847 | 45.0697 | 41.7176 | 41.0864 | 39.6823 | -0.75206 | -1.1993 | -2.0642 | -3.024 | 46.9639 | 45.5529 | 44.3596 | 42.6184 | 40.5954 | 38.5963 | 36.7489 | 31.1642 | 30.1735 | 28.2906
|  | HARVARD LANE | ST |  |  |  |  | -1.5483 | -1.6671 | -1.8004 | -2.0038 | 48.6705 | 48.2326 | 47.8457 | 47.3663 | 46.7108 | 45.9256 | 45.5249 | 41.849 | 39.6736 | 36.9023 | 2.5865 | 2.3085 | 2.0261 | 1.7198 | 52.3579 | 51.8615 | 51.3875 | 50.8513 | 50.0924 | 49.1855 | 48.5295 | 42.7106 | 36.2865 | 25.419 | -0.47463 | -0.73612 | -0.97748 | -1.2243 | 49.4539 | 49.0121 | 48.5974 | 48.0911 | 47.4492 | 46.6842 | 46.329 | 42.7941 | 40.9335 | 38.6454
|  | HARVARD LANE | FS |  |  |  |  | -1.5423 | -1.6259 | -1.7188 | -1.8295 | 48.9985 | 48.6587 | 48.3245 | 47.9154 | 47.3903 | 46.7727 | 46.1073 | 42.0088 | 37.762 | 34.0327 | 2.5984 | 2.3481 | 2.0473 | 1.6999 | 52.3307 | 51.8469 | 51.2827 | 50.6121 | 49.7743 | 48.7941 | 47.7216 | 40.5436 | 28.195 | 6.9505 | -0.39274 | -0.54152 | -0.74984 | -0.99479 | 49.7774 | 49.454 | 49.1141 | 48.7557 | 48.2633 | 47.6614 | 47.0069 | 43.2178 | 39.3502 | 36.0883
COWLEY GSP |  | HARWELL | MINIMUM HEADROOM | SU 47395 86969 | NO | YES | 10.665 | 14.835 | 14.835 | 14.835 | 14.835 | 14.835 | 14.835 | 14.835 | 14.835 | 14.835 | 5.207 | 14.835 | 14.835 | 14.835 | 14.835 | 14.835 | 14.835 | 14.835 | 14.835 | 14.835 | 14.835 | 14.835 | 14.835 | 14.835 | 5.0776 | 14.835 | 14.835 | 14.835 | 14.835 | 14.835 | 14.835 | 14.835 | 14.835 | 14.835 | 14.835 | 14.835 | 14.835 | 14.835 | 5.8421 | 14.835 | 14.835 | 14.835 | 14.835
|  | HARWELL | CT |  |  |  |  | 7.8225 | 7.5411 | 7.1929 | 6.7078 | 6.3162 | 5.958 | 5.7799 | 5.443 | 5.2955 | 5.207 | 5.1325 | 4.9082 | 4.722 | 4.5864 | 8.387 | 8.003 | 7.5426 | 6.8935 | 6.373 | 5.906 | 5.6895 | 5.2801 | 5.1379 | 5.0776 | 5.049 | 5.0022 | 4.9301 | 4.7613 | 8.7065 | 8.3918 | 8.0046 | 7.4638 | 7.028 | 6.6326 | 6.4402 | 6.0763 | 5.9262 | 5.8421 | 5.7786 | 5.5906 | 5.4365 | 5.3275
|  | HARWELL | LW |  |  |  |  | 7.7359 | 7.4016 | 6.9815 | 6.3817 | 6.0205 | 5.7899 | 5.6714 | 5.4579 | 5.366 | 5.2597 | 5.1588 | 4.819 | 4.6847 | 4.5689 | 8.264 | 7.8091 | 7.2516 | 6.4481 | 5.9738 | 5.7001 | 5.5764 | 5.3554 | 5.3188 | 5.2676 | 5.2164 | 5.0402 | 5.0226 | 5.0031 | 8.6077 | 8.2342 | 7.7659 | 7.0966 | 6.6949 | 6.4484 | 6.3255 | 6.1038 | 6.0233 | 5.9293 | 5.8375 | 5.5223 | 5.4124 | 5.3223
|  | HARWELL | ST |  |  |  |  | 7.8361 | 7.5624 | 7.2345 | 6.771 | 6.4045 | 6.07 | 5.9151 | 5.6228 | 5.5148 | 5.4689 | 5.434 | 5.2879 | 5.1448 | 4.9685 | 8.3899 | 8.0082 | 7.5482 | 6.9006 | 6.3847 | 5.9203 | 5.7055 | 5.3014 | 5.1622 | 5.1047 | 5.0765 | 5.0037 | 4.929 | 4.8088 | 8.7175 | 8.4094 | 8.0385 | 7.5158 | 7.1015 | 6.7259 | 6.5527 | 6.2258 | 6.1102 | 6.0624 | 6.0333 | 5.9124 | 5.7898 | 5.6382
|  | HARWELL | FS |  |  |  |  | 7.9478 | 7.7403 | 7.4912 | 7.142 | 6.876 | 6.6635 | 6.5054 | 6.2675 | 6.0926 | 5.9088 | 5.7363 | 5.3359 | 5.1471 | 4.9859 | 8.5499 | 8.2618 | 7.9163 | 7.4327 | 7.0667 | 6.7712 | 6.5577 | 6.2369 | 5.9997 | 5.7582 | 5.5332 | 5.0604 | 4.8737 | 4.5924 | 8.8447 | 8.6114 | 8.3305 | 7.9377 | 7.6395 | 7.4005 | 7.2254 | 6.961 | 6.7665 | 6.5654 | 6.3776 | 5.9628 | 5.7982 | 5.6654
BRAMLEY (FLEE) | FERNHURST | HASLEMERE | MINIMUM HEADROOM | SU 89300 31710 | NO | YES | 2.039 | 6.9166 | 6.5359 | 5.842 | 5.1029 | 4.3924 | 3.8572 | 2.938 | 1.6696 | 0.2441 | -1.1723 | -2.3934 | -6.4112 | -8.4216 | -10.1765 | 11.1157 | 10.9158 | 10.629 | 10.3372 | 9.9901 | 9.7914 | 9.386 | 8.828 | 8.1978 | 7.5697 | 7.0182 | 4.3598 | 2.0911 | -3.9114 | 9.1794 | 8.8455 | 8.2225 | 7.5479 | 6.8966 | 6.4184 | 5.5917 | 4.4414 | 3.1563 | 1.8776 | 0.75612 | -2.9605 | -4.8901 | -6.4777
|  | HASLEMERE | CT |  |  |  |  | 6.9594 | 6.5699 | 5.9736 | 5.3842 | 4.6897 | 4.3793 | 3.6019 | 2.4669 | 1.2414 | 0.25151 | -0.89089 | -5.6606 | -8.4216 | -10.1765 | 11.1157 | 10.9158 | 10.629 | 10.3372 | 9.9901 | 9.8048 | 9.4087 | 8.8513 | 8.244 | 7.7308 | 7.142 | 4.3598 | 2.0911 | -1.3269 | 9.2151 | 8.8713 | 8.3382 | 7.8005 | 7.1706 | 6.8933 | 6.1963 | 5.1693 | 4.0643 | 3.1564 | 2.1199 | -2.3336 | -4.8901 | -6.4777
|  | HASLEMERE | LW |  |  |  |  | 6.9166 | 6.5359 | 5.842 | 5.1029 | 4.3924 | 3.8572 | 2.938 | 1.6696 | 0.2441 | -1.1723 | -2.3934 | -6.4112 | -8.1223 | -9.6999 | 11.1183 | 10.9526 | 10.6576 | 10.3379 | 10.0288 | 9.7914 | 9.386 | 8.828 | 8.1978 | 7.5697 | 7.0182 | 5.2101 | 4.4452 | 3.7914 | 9.1794 | 8.8455 | 8.2225 | 7.5479 | 6.8966 | 6.4184 | 5.5917 | 4.4414 | 3.1563 | 1.8776 | 0.75612 | -2.9605 | -4.5153 | -5.9172
|  | HASLEMERE | ST |  |  |  |  | 7.1141 | 6.915 | 6.6534 | 6.4085 | 6.1899 | 5.8967 | 5.561 | 5.1776 | 5.0991 | 4.6131 | 4.0869 | 0.92741 | -1.2999 | -3.4591 | 11.1837 | 11.0673 | 10.9212 | 10.7753 | 10.6348 | 10.455 | 10.2491 | 10.0099 | 9.8887 | 9.5751 | 9.2286 | 6.9013 | 4.6931 | 1.4216 | 9.3569 | 9.1794 | 8.9526 | 8.7335 | 8.5418 | 8.2806 | 7.9819 | 7.6417 | 7.5859 | 7.1599 | 6.698 | 3.8525 | 1.7988 | -0.18799
|  | HASLEMERE | FS |  |  |  |  | 7.1995 | 7.028 | 6.8586 | 6.6701 | 6.4759 | 6.2992 | 6.0658 | 5.6902 | 5.2625 | 5.105 | 4.647 | 1.5924 | -1.4534 | -4.1735 | 11.2151 | 11.1082 | 10.994 | 10.8652 | 10.7248 | 10.587 | 10.4024 | 10.1347 | 9.829 | 9.6282 | 9.2836 | 6.8461 | 2.9952 | -3.9114 | 9.4336 | 9.2854 | 9.1364 | 8.968 | 8.7939 | 8.6401 | 8.4324 | 8.0929 | 7.7075 | 7.5733 | 7.1629 | 4.4124 | 1.6103 | -0.91199
BRAMLEY (FLEE) | FERNHURST | HASLINGBOURNE | MINIMUM HEADROOM | SU 98188 20276 | NO | YES | 0.764 | 5.514 | 5.348 | 5.1181 | 4.8544 | 4.5757 | 4.2301 | 3.8926 | 3.4626 | 2.9809 | 2.7849 | 2.4019 | 0.86737 | 0.0043249 | -0.73856 | 7.6558 | 7.5525 | 7.4152 | 7.3058 | 7.1335 | 6.9577 | 6.7543 | 6.4708 | 6.1461 | 5.9251 | 5.954 | 4.931 | 4.0243 | 1.9491 | 6.544 | 6.3902 | 6.1788 | 5.9447 | 5.6923 | 5.3557 | 5.0295 | 4.6113 | 4.1285 | 3.9937 | 3.6414 | 2.358 | 1.6804 | 1.0502
|  | HASLINGBOURNE | CT |  |  |  |  | 5.514 | 5.348 | 5.1276 | 4.9324 | 4.6824 | 4.4297 | 4.1558 | 3.7478 | 3.3093 | 2.963 | 2.8534 | 1.1412 | 0.03716 | -0.73856 | 7.6558 | 7.5525 | 7.4152 | 7.3058 | 7.1335 | 6.9577 | 6.7598 | 6.4708 | 6.1461 | 5.9251 | 5.9669 | 4.931 | 4.0243 | 2.8084 | 6.544 | 6.3902 | 6.1846 | 6.0118 | 5.7703 | 5.5262 | 5.2551 | 4.8533 | 4.4139 | 4.0938 | 4.0552 | 2.6388 | 1.7095 | 1.0502
|  | HASLINGBOURNE | LW |  |  |  |  | 5.5455 | 5.3857 | 5.1181 | 4.8544 | 4.5757 | 4.2301 | 3.8926 | 3.4626 | 2.9809 | 2.7849 | 2.4019 | 0.86737 | 0.0043249 | -0.73639 | 7.6788 | 7.5825 | 7.449 | 7.3208 | 7.1771 | 6.9587 | 6.7543 | 6.4848 | 6.159 | 6.16 | 5.954 | 5.2619 | 4.9216 | 4.565 | 6.5702 | 6.4183 | 6.1788 | 5.9447 | 5.6923 | 5.3557 | 5.0295 | 4.6113 | 4.1285 | 3.9937 | 3.6414 | 2.358 | 1.6804 | 1.0517
|  | HASLINGBOURNE | ST |  |  |  |  | 5.595 | 5.4681 | 5.3254 | 5.1632 | 4.992 | 4.8342 | 4.6422 | 4.4541 | 4.2359 | 4.0222 | 3.7645 | 2.7322 | 1.8737 | 1.1467 | 7.7132 | 7.6362 | 7.5632 | 7.4672 | 7.3596 | 7.2666 | 7.1337 | 6.9881 | 6.8078 | 6.6347 | 6.4066 | 5.5394 | 4.6681 | 3.5004 | 6.6272 | 6.5131 | 6.3906 | 6.2456 | 6.0892 | 5.9507 | 5.7697 | 5.5863 | 5.3667 | 5.1541 | 4.8874 | 3.9464 | 3.2503 | 2.6789
|  | HASLINGBOURNE | FS |  |  |  |  | 5.6736 | 5.5918 | 5.5421 | 5.473 | 5.4064 | 5.3288 | 5.2429 | 5.1068 | 4.9298 | 4.7281 | 4.5468 | 3.2648 | 2.2716 | 1.3223 | 7.7378 | 7.677 | 7.6339 | 7.5667 | 7.5014 | 7.4199 | 7.3213 | 7.2179 | 7.0635 | 6.8802 | 6.7182 | 5.4191 | 4.161 | 1.9491 | 6.6904 | 6.6145 | 6.5678 | 6.4977 | 6.4327 | 6.3531 | 6.2635 | 6.1467 | 5.9787 | 5.7808 | 5.6086 | 4.3358 | 3.5706 | 2.7852
MELKSHAM GSP | FROME BSP | HAWKERIDGE | MINIMUM HEADROOM | ST 86422 53026 | NO | YES | 0.638 | 3.4261 | 3.3414 | 3.0681 | 2.8062 | 2.6034 | 2.3105 | 1.9168 | 1.6813 | 1.5245 | 1.2709 | 1.0251 | -0.71489 | -2.6891 | -4.6139 | 2.5664 | 2.4722 | 2.159 | 1.8622 | 1.6445 | 1.3194 | 0.87233 | 0.63371 | 0.50663 | 0.26508 | 0.028849 | -1.6947 | -4.0196 | -6.4012 | 2.9668 | 2.8677 | 2.5404 | 2.2293 | 1.9951 | 1.6525 | 1.1868 | 0.92427 | 0.76844 | 0.49582 | 0.23176 | -1.7429 | -4.1462 | -6.5293
|  | HAWKERIDGE | CT |  |  |  |  | 3.4301 | 3.4081 | 3.3658 | 3.2979 | 3.2147 | 3.1136 | 2.9333 | 2.762 | 2.4686 | 2.1895 | 1.8767 | 0.42204 | -0.71167 | -1.8668 | 2.567 | 2.5464 | 2.5159 | 2.4524 | 2.3774 | 2.2786 | 2.087 | 1.9179 | 1.5946 | 1.2901 | 0.94552 | -0.63228 | -2.085 | -3.7522 | 2.9707 | 2.9498 | 2.9106 | 2.8399 | 2.7551 | 2.6484 | 2.4473 | 2.2641 | 1.9299 | 1.6144 | 1.2599 | -0.37698 | -1.7271 | -3.1109
|  | HAWKERIDGE | LW |  |  |  |  | 3.4261 | 3.3414 | 3.0681 | 2.8062 | 2.6034 | 2.3105 | 1.9168 | 1.6813 | 1.5245 | 1.2709 | 1.0251 | -0.71489 | -2.6891 | -4.6139 | 2.5664 | 2.4722 | 2.159 | 1.8622 | 1.6445 | 1.3194 | 0.87233 | 0.63371 | 0.50663 | 0.26508 | 0.028849 | -1.6947 | -4.0196 | -6.4012 | 2.9668 | 2.8677 | 2.5404 | 2.2293 | 1.9951 | 1.6525 | 1.1868 | 0.92427 | 0.76844 | 0.49582 | 0.23176 | -1.7429 | -4.1462 | -6.5293
|  | HAWKERIDGE | ST |  |  |  |  | 3.4447 | 3.4357 | 3.1454 | 2.9444 | 2.8069 | 2.7347 | 2.6613 | 2.4756 | 2.2852 | 2.0961 | 1.9866 | 0.35438 | -1.2681 | -2.6372 | 2.5763 | 2.5655 | 2.2061 | 1.9599 | 1.795 | 1.7133 | 1.6259 | 1.403 | 1.1753 | 0.95666 | 0.84206 | -0.90541 | -2.8283 | -4.8412 | 2.9844 | 2.9759 | 2.6181 | 2.3734 | 2.2098 | 2.1295 | 2.0464 | 1.8267 | 1.6037 | 1.388 | 1.2761 | -0.55307 | -2.4751 | -4.1636
|  | HAWKERIDGE | FS |  |  |  |  | 3.4454 | 3.4402 | 3.3988 | 3.3523 | 3.2999 | 3.2423 | 3.1612 | 3.0472 | 2.9089 | 2.7605 | 2.7126 | 2.3526 | 1.8052 | 0.61377 | 2.5766 | 2.5681 | 2.5167 | 2.4607 | 2.3953 | 2.3246 | 2.2207 | 2.0735 | 1.8997 | 1.7167 | 1.6568 | 1.2025 | 0.50256 | -1.1624 | 2.9852 | 2.9805 | 2.9324 | 2.8795 | 2.819 | 2.7534 | 2.658 | 2.5221 | 2.3591 | 2.1867 | 2.1404 | 1.7918 | 1.2844 | -0.034988
BRAMLEY (FLEE) | COXMOOR WOOD BSP | HAWLEY | MINIMUM HEADROOM | SU 85973 57691 | NO | YES | 0.611 | 11.9968 | 11.7416 | 11.2105 | 10.5736 | 9.969 | 9.5305 | 8.7652 | 7.607 | 6.301 | 5.046 | 3.9612 | 0.53528 | -1.8773 | -3.2221 | 14.9462 | 14.7054 | 14.3953 | 14.0429 | 13.6073 | 13.4569 | 12.9522 | 12.2548 | 11.4476 | 10.8486 | 10.1157 | 7.1213 | 4.1625 | -3.8997 | 12.6931 | 12.4465 | 11.9696 | 11.3853 | 10.8331 | 10.4468 | 9.7351 | 8.6739 | 7.4678 | 6.3099 | 5.3218 | 2.3709 | 0.40442 | -0.73713
|  | HAWLEY | CT |  |  |  |  | 12.0163 | 11.7416 | 11.2406 | 10.695 | 10.0567 | 9.7822 | 9.0773 | 7.9762 | 6.7593 | 5.8143 | 4.7229 | 0.53528 | -1.8773 | -3.2221 | 14.9462 | 14.7054 | 14.3953 | 14.0429 | 13.6073 | 13.4569 | 12.9522 | 12.2548 | 11.4476 | 10.8486 | 10.1157 | 7.1213 | 4.3113 | 0.2765 | 12.7108 | 12.4465 | 11.9894 | 11.4882 | 10.8949 | 10.6642 | 10.0051 | 8.9896 | 7.8618 | 7.0011 | 5.995 | 2.3709 | 0.40442 | -0.73713
|  | HAWLEY | LW |  |  |  |  | 11.9968 | 11.747 | 11.2105 | 10.5736 | 9.969 | 9.5305 | 8.7652 | 7.607 | 6.301 | 5.046 | 3.9612 | 0.61974 | -0.51238 | -1.4113 | 14.9759 | 14.8049 | 14.5458 | 14.2065 | 13.8932 | 13.7142 | 13.2723 | 12.6661 | 11.9376 | 11.2522 | 10.7041 | 9.2244 | 8.7798 | 8.2879 | 12.6931 | 12.4544 | 11.9696 | 11.3853 | 10.8331 | 10.4468 | 9.7351 | 8.6739 | 7.4678 | 6.3099 | 5.3218 | 2.444 | 1.5195 | 0.7104
|  | HAWLEY | ST |  |  |  |  | 12.2013 | 12.0895 | 12.025 | 11.8997 | 11.8016 | 11.6416 | 11.4468 | 11.2011 | 11.1889 | 10.8605 | 10.4961 | 7.8121 | 5.7975 | 3.5898 | 15.0557 | 14.926 | 14.8213 | 14.661 | 14.5136 | 14.3084 | 14.067 | 13.7761 | 13.657 | 13.274 | 12.846 | 9.9872 | 7.1648 | 2.8528 | 12.884 | 12.7762 | 12.7139 | 12.5911 | 12.4954 | 12.3381 | 12.1463 | 11.905 | 11.8996 | 11.5765 | 11.2179 | 8.7051 | 6.9103 | 4.9805
|  | HAWLEY | FS |  |  |  |  | 12.2047 | 12.1073 | 11.9879 | 11.821 | 11.6531 | 11.4668 | 11.3026 | 11.007 | 10.6448 | 10.2296 | 10.1635 | 7.4064 | 4.8635 | 2.3312 | 15.0522 | 14.9235 | 14.7923 | 14.6126 | 14.4215 | 14.2006 | 13.9636 | 13.6159 | 13.1912 | 12.7149 | 12.5011 | 9.0886 | 4.1625 | -3.8997 | 12.8885 | 12.7956 | 12.6877 | 12.5325 | 12.3764 | 12.202 | 12.0496 | 11.7752 | 11.4361 | 11.0429 | 10.9979 | 8.4187 | 6.1011 | 3.8698
NORTH HYDE GSP |  | HAYES | MINIMUM HEADROOM | TQ 09519 79541 | NO | YES | 20.127 | -18.5091 | -20.1275 | -21.9425 | -23.5085 | -25.3142 | -29.2746 | -34.0962 | -38.5649 | -42.6982 | -46.715 | -50.2899 | -63.5577 | -70.9488 | -77.2804 | -11.3333 | -12.2051 | -13.4295 | -14.518 | -15.5525 | -19.2161 | -23.7857 | -27.5739 | -30.8629 | -34.0341 | -36.7235 | -47.3677 | -56.304 | -66.7618 | -15.8035 | -17.2567 | -19.0166 | -20.4976 | -22.1828 | -26.6039 | -32.0116 | -36.7668 | -41.0722 | -45.2231 | -48.7903 | -62.2031 | -70.4336 | -77.6922
|  | HAYES | CT |  |  |  |  | -18.3786 | -19.7078 | -20.616 | -21.8225 | -23.3557 | -26.6635 | -30.836 | -35.0839 | -39.4369 | -43.0447 | -46.7143 | -60.5822 | -68.2352 | -73.4876 | -11.2881 | -11.985 | -12.4728 | -13.1632 | -14.0509 | -17.3258 | -21.5201 | -25.3516 | -29.3129 | -32.463 | -35.6757 | -47.3677 | -56.304 | -66.7618 | -15.7452 | -16.9755 | -17.6827 | -18.8224 | -20.2769 | -23.9815 | -28.6922 | -33.2787 | -37.953 | -41.6745 | -45.4892 | -58.8644 | -66.2575 | -71.714
|  | HAYES | LW |  |  |  |  | -18.5091 | -20.1275 | -21.9425 | -23.5085 | -25.3142 | -29.2746 | -34.0962 | -38.5649 | -42.6982 | -46.715 | -50.2899 | -63.5577 | -70.9488 | -77.2804 | -11.3333 | -12.2051 | -13.4295 | -14.518 | -15.5525 | -19.2161 | -23.7857 | -27.5739 | -30.8629 | -34.0341 | -36.7235 | -47.2256 | -54.6647 | -61.2228 | -15.8035 | -17.2567 | -19.0166 | -20.4976 | -22.1828 | -26.6039 | -32.0116 | -36.7668 | -41.0722 | -45.2231 | -48.7903 | -62.2031 | -70.4336 | -77.6922
|  | HAYES | ST |  |  |  |  | -17.9785 | -18.9814 | -19.8487 | -20.5984 | -21.3326 | -23.2231 | -25.7473 | -28.2291 | -30.5668 | -32.7753 | -34.6491 | -46.2248 | -52.9838 | -60.535 | -11.1025 | -11.6269 | -12.5936 | -13.3798 | -14.0291 | -16.3954 | -19.3203 | -22.2682 | -24.9691 | -27.5015 | -29.6177 | -40.9864 | -51.3721 | -63.3079 | -15.3075 | -16.155 | -17.1921 | -18.0963 | -18.9136 | -21.1555 | -24.1922 | -27.2011 | -29.9806 | -32.5753 | -34.7472 | -46.4818 | -54.1253 | -61.7865
|  | HAYES | FS |  |  |  |  | -17.7546 | -18.4459 | -18.8635 | -19.3572 | -19.941 | -21.9733 | -24.0936 | -26.5431 | -28.7693 | -30.848 | -32.5431 | -41.0357 | -47.8028 | -54.8928 | -10.9861 | -11.3839 | -11.7238 | -12.1197 | -12.563 | -14.8805 | -17.5473 | -20.4297 | -23.0246 | -25.4014 | -27.3672 | -36.8857 | -47.288 | -64.0394 | -15.1048 | -15.7119 | -16.1195 | -16.6212 | -17.1911 | -19.5977 | -22.0502 | -24.88 | -27.4111 | -29.7545 | -31.6199 | -40.3871 | -46.6408 | -53.2342
COWLEY GSP | HEADINGTON BSP | HEADINGTON | MINIMUM HEADROOM | SP 54440 08085 | NO | NO | 4.096 | 16.631 | 16.1219 | 15.1974 | 14.1831 | 13.3157 | 12.6186 | 11.5646 | 10.1208 | 8.5476 | 7.0961 | 5.8297 | 2.0974 | 0.10877 | -1.1202 | 16.1692 | 15.8205 | 15.3204 | 14.805 | 14.4056 | 13.9623 | 13.2833 | 12.3919 | 11.4175 | 10.7134 | 9.8688 | 6.4721 | 3.3427 | -5.5784 | 15.7126 | 15.2745 | 14.4854 | 13.5981 | 12.8263 | 12.2176 | 11.2549 | 9.9476 | 8.5091 | 7.17 | 6.0087 | 2.6439 | 0.92458 | -0.17523
|  | HEADINGTON | CT |  |  |  |  | 16.7039 | 16.2321 | 15.3968 | 14.5518 | 13.999 | 13.2055 | 12.2543 | 10.8683 | 9.4142 | 8.3234 | 7.1204 | 2.2958 | 0.10877 | -1.1202 | 16.1768 | 15.8205 | 15.3204 | 14.805 | 14.4974 | 13.9623 | 13.2833 | 12.3919 | 11.4175 | 10.7134 | 9.8688 | 6.4721 | 3.5548 | -0.80211 | 15.7764 | 15.3636 | 14.6369 | 13.896 | 13.4237 | 12.7075 | 11.8367 | 10.579 | 9.251 | 8.2617 | 7.1533 | 2.844 | 0.92458 | -0.17523
|  | HEADINGTON | LW |  |  |  |  | 16.631 | 16.1219 | 15.1974 | 14.1831 | 13.3157 | 12.6186 | 11.5646 | 10.1208 | 8.5476 | 7.0961 | 5.8297 | 2.0974 | 1.2395 | 0.39373 | 16.1692 | 15.8523 | 15.3998 | 14.8625 | 14.4056 | 14.0805 | 13.4468 | 12.6556 | 11.7404 | 10.8903 | 10.2056 | 8.4509 | 8.1043 | 7.5797 | 15.7126 | 15.2745 | 14.4854 | 13.5981 | 12.8263 | 12.2176 | 11.2549 | 9.9476 | 8.5091 | 7.17 | 6.0087 | 2.6439 | 1.8894 | 1.1095
|  | HEADINGTON | ST |  |  |  |  | 16.9234 | 16.6287 | 16.2788 | 15.9217 | 15.6695 | 15.3643 | 15.0226 | 14.6023 | 14.4445 | 13.9794 | 13.4909 | 10.4151 | 8.4547 | 6.1785 | 16.3189 | 16.1001 | 15.8361 | 15.5482 | 15.3076 | 15.0011 | 14.6538 | 14.2386 | 14.0371 | 13.5299 | 12.9762 | 9.5739 | 6.6148 | 1.9732 | 15.9829 | 15.74 | 15.4527 | 15.1517 | 14.9327 | 14.6563 | 14.3436 | 13.9604 | 13.8381 | 13.3941 | 12.9211 | 10.0249 | 8.2635 | 6.262
|  | HEADINGTON | FS |  |  |  |  | 16.9903 | 16.7541 | 16.4629 | 16.1459 | 15.8781 | 15.635 | 15.3355 | 14.9086 | 14.4126 | 13.8634 | 13.6648 | 10.1789 | 7.0154 | 4.2388 | 16.355 | 16.1462 | 15.926 | 15.6626 | 15.4108 | 15.1485 | 14.8029 | 14.3638 | 13.847 | 13.2631 | 12.9609 | 8.9374 | 3.3427 | -5.5784 | 16.0408 | 15.8444 | 15.6088 | 15.3426 | 15.1085 | 14.8952 | 14.6259 | 14.2465 | 13.8031 | 13.3001 | 13.1435 | 9.9335 | 7.0436 | 4.5486
NURSLING GSP | VELMORE BSP | HEDGE END | MINIMUM HEADROOM | SU 49035 15685 | NO | YES | 0.363 | 18.4583 | 18.0637 | 17.4575 | 16.7159 | 15.8863 | 14.986 | 14.5449 | 13.7402 | 12.9175 | 12.2036 | 11.5648 | 9.4452 | 8.0931 | 7.0441 | 18.6635 | 18.4096 | 18.1126 | 17.7141 | 17.2787 | 16.8114 | 16.3357 | 16.1202 | 15.6129 | 15.2246 | 14.7811 | 12.5712 | 9.6523 | 2.8094 | 18.545 | 18.2291 | 17.7266 | 17.114 | 16.4286 | 15.6506 | 15.3048 | 14.5977 | 13.857 | 13.2038 | 12.6429 | 10.8628 | 9.8333 | 8.9666
|  | HEDGE END | CT |  |  |  |  | 18.5389 | 18.178 | 17.668 | 16.9996 | 16.2696 | 15.5018 | 14.8078 | 14.3582 | 13.5887 | 13.0186 | 12.4171 | 9.7186 | 8.0931 | 7.0441 | 18.6767 | 18.4096 | 18.1126 | 17.7141 | 17.2787 | 16.8114 | 16.3357 | 16.1202 | 15.6129 | 15.2246 | 14.7811 | 12.5712 | 10.2107 | 6.6803 | 18.6112 | 18.3036 | 17.8865 | 17.3306 | 16.7201 | 16.0679 | 15.4412 | 15.1048 | 14.4212 | 13.9266 | 13.387 | 11.1537 | 9.8333 | 8.9666
|  | HEDGE END | LW |  |  |  |  | 18.4583 | 18.0637 | 17.4575 | 16.7159 | 15.8863 | 14.986 | 14.5449 | 13.7402 | 12.9175 | 12.2036 | 11.5648 | 9.4452 | 8.3626 | 7.4264 | 18.6635 | 18.4426 | 18.1334 | 17.7569 | 17.3372 | 16.8454 | 16.6743 | 16.2608 | 15.8141 | 15.4204 | 15.1011 | 14.1491 | 13.6811 | 13.2213 | 18.545 | 18.2291 | 17.7266 | 17.114 | 16.4286 | 15.6506 | 15.3048 | 14.5977 | 13.857 | 13.2038 | 12.6429 | 10.8628 | 9.9837 | 9.1959
|  | HEDGE END | ST |  |  |  |  | 18.6319 | 18.3496 | 18.0726 | 17.7289 | 17.3367 | 16.96 | 16.7188 | 16.4326 | 16.1013 | 15.795 | 15.8589 | 14.0945 | 12.7823 | 11.4336 | 18.7327 | 18.5276 | 18.318 | 18.0729 | 17.7797 | 17.4836 | 17.2521 | 16.975 | 16.6478 | 16.3038 | 16.2798 | 14.1797 | 11.85 | 8.1943 | 18.7001 | 18.4738 | 18.2508 | 17.984 | 17.6664 | 17.3535 | 17.1428 | 16.8941 | 16.6042 | 16.3221 | 16.4068 | 14.8319 | 13.6933 | 12.5392
|  | HEDGE END | FS |  |  |  |  | 18.7404 | 18.5413 | 18.3002 | 17.9831 | 17.6695 | 17.3383 | 17.083 | 16.8292 | 16.5297 | 16.2197 | 15.873 | 14.5138 | 13.1313 | 11.6645 | 18.7819 | 18.6141 | 18.4158 | 18.1602 | 17.909 | 17.6201 | 17.338 | 17.04 | 16.6826 | 16.2991 | 15.881 | 13.5864 | 9.6523 | 2.8094 | 18.7772 | 18.6226 | 18.4307 | 18.1756 | 17.9379 | 17.6686 | 17.4497 | 17.2371 | 16.9744 | 16.6927 | 16.3887 | 15.2205 | 13.9922 | 12.7292
BRAMLEY (FLEE) | READING BSP | HENLEY | MINIMUM HEADROOM | SU 76070 82422 | NO | YES | 3.586 | 4.4836 | 4.2036 | 3.6708 | 3.0103 | 2.3655 | 1.8307 | 0.96296 | -0.20012 | -1.5145 | -2.8039 | -3.9282 | -7.319 | -8.8493 | -10.5294 | 9.7276 | 9.5247 | 9.247 | 8.9033 | 8.5136 | 8.092 | 7.7573 | 7.0995 | 6.3198 | 5.5579 | 4.9284 | 2.547 | 0.15869 | -5.7207 | 5.7474 | 5.4701 | 5.0102 | 4.4156 | 3.8427 | 3.4164 | 2.6149 | 1.5683 | 0.36282 | -0.81599 | -1.8093 | -4.6696 | -5.9238 | -7.3388
|  | HENLEY | CT |  |  |  |  | 4.5116 | 4.2596 | 3.8147 | 3.3118 | 2.7076 | 2.0931 | 1.7189 | 0.69008 | -0.41709 | -1.2906 | -2.312 | -6.2485 | -8.7374 | -10.5294 | 9.7276 | 9.5247 | 9.247 | 8.9233 | 8.5136 | 8.092 | 7.8595 | 7.2057 | 6.4799 | 5.93 | 5.249 | 2.547 | 0.15869 | -3.161 | 5.7758 | 5.5286 | 5.136 | 4.6836 | 4.1249 | 3.5575 | 3.2827 | 2.3572 | 1.3494 | 0.59139 | -0.32461 | -3.5815 | -5.6582 | -7.1391
|  | HENLEY | LW |  |  |  |  | 4.4836 | 4.2036 | 3.6708 | 3.0103 | 2.3655 | 1.8307 | 0.96296 | -0.20012 | -1.5145 | -2.8039 | -3.9282 | -7.319 | -8.8493 | -10.4741 | 9.7343 | 9.544 | 9.2717 | 8.9033 | 8.5498 | 8.2869 | 7.7573 | 7.0995 | 6.3198 | 5.5579 | 4.9284 | 3.2574 | 2.5949 | 1.7465 | 5.7474 | 5.4701 | 5.0102 | 4.4156 | 3.8427 | 3.4164 | 2.6149 | 1.5683 | 0.36282 | -0.81599 | -1.8093 | -4.6696 | -5.9238 | -7.3388
|  | HENLEY | ST |  |  |  |  | 4.6781 | 4.5333 | 4.4149 | 4.2242 | 4.0147 | 3.8122 | 3.5349 | 3.2024 | 2.7654 | 2.6983 | 2.2321 | -0.49581 | -2.4645 | -4.5459 | 9.8319 | 9.7002 | 9.5846 | 9.4093 | 9.2128 | 9.017 | 8.7549 | 8.447 | 8.0596 | 7.9239 | 7.4744 | 4.8165 | 2.4727 | -0.90766 | 5.9366 | 5.7951 | 5.6834 | 5.4968 | 5.2918 | 5.0998 | 4.8236 | 4.4943 | 4.071 | 4.0327 | 3.566 | 0.97385 | -0.67492 | -2.3392
|  | HENLEY | FS |  |  |  |  | 4.7069 | 4.5925 | 4.4832 | 4.3169 | 4.1433 | 3.9484 | 3.7733 | 3.4608 | 3.098 | 2.6629 | 2.5473 | -0.084603 | -2.6743 | -5.1781 | 9.8408 | 9.7204 | 9.6079 | 9.4445 | 9.2678 | 9.064 | 8.8513 | 8.5381 | 8.1692 | 7.7341 | 7.5427 | 4.6405 | 0.58099 | -5.7207 | 5.9634 | 5.8519 | 5.7546 | 5.5985 | 5.4362 | 5.2509 | 5.0915 | 4.8049 | 4.4648 | 4.0474 | 4.0033 | 1.5715 | -0.66093 | -2.7068
AXMINSTER | YEOVIL BSP | HENSTRIDGE | MINIMUM HEADROOM | ST 72676 19263 | NO | YES | 5.228 | 11.6216 | 11.2625 | 10.8625 | 10.4598 | 10.1453 | 9.6892 | 9.1459 | 8.5715 | 8.1796 | 7.5757 | 7.1672 | 5.6454 | 4.7475 | 3.9579 | 13.602 | 13.39 | 13.2085 | 13.017 | 12.8628 | 12.621 | 12.3171 | 12.0154 | 11.7992 | 11.4619 | 11.1975 | 10.4037 | 9.9895 | 8.739 | 12.4391 | 12.1267 | 11.7838 | 11.4174 | 11.1246 | 10.7044 | 10.195 | 9.6603 | 9.3639 | 8.8143 | 8.4365 | 7.0595 | 6.2425 | 5.5043
|  | HENSTRIDGE | CT |  |  |  |  | 11.6216 | 11.2761 | 10.9354 | 10.6141 | 10.3501 | 9.9636 | 9.4872 | 8.9331 | 8.5597 | 8.0369 | 7.631 | 5.8376 | 4.7758 | 4.0234 | 13.6187 | 13.4305 | 13.2729 | 13.1266 | 12.9867 | 12.7928 | 12.5228 | 12.2309 | 12.0177 | 11.7443 | 11.4852 | 10.6305 | 10.2014 | 9.3845 | 12.4391 | 12.136 | 11.8466 | 11.5572 | 11.3088 | 10.9569 | 10.5104 | 9.9927 | 9.7114 | 9.2459 | 8.8622 | 7.2485 | 6.3037 | 5.6206
|  | HENSTRIDGE | LW |  |  |  |  | 11.6246 | 11.2625 | 10.8625 | 10.4598 | 10.1453 | 9.6892 | 9.1459 | 8.5715 | 8.1796 | 7.5757 | 7.1672 | 5.6454 | 4.7475 | 3.9579 | 13.602 | 13.39 | 13.2085 | 13.017 | 12.8628 | 12.621 | 12.3171 | 12.0154 | 11.7992 | 11.4619 | 11.1975 | 10.4037 | 9.9895 | 9.6174 | 12.4428 | 12.1267 | 11.7838 | 11.4174 | 11.1246 | 10.7044 | 10.195 | 9.6603 | 9.3639 | 8.8143 | 8.4365 | 7.0595 | 6.2425 | 5.5043
|  | HENSTRIDGE | ST |  |  |  |  | 11.698 | 11.4255 | 11.1496 | 10.9165 | 10.7495 | 10.4994 | 10.2165 | 9.9723 | 9.6446 | 9.2872 | 9.0116 | 7.9124 | 7.0323 | 6.3437 | 13.6591 | 13.5171 | 13.3679 | 13.2473 | 13.1573 | 13.0246 | 12.8562 | 12.705 | 12.496 | 12.2423 | 12.0107 | 10.938 | 10.4011 | 10.0759 | 12.5139 | 12.2886 | 12.0462 | 11.8338 | 11.6845 | 11.4608 | 11.2042 | 10.9831 | 10.6839 | 10.353 | 10.082 | 9.0981 | 8.3113 | 7.6874
|  | HENSTRIDGE | FS |  |  |  |  | 11.7948 | 11.5918 | 11.4403 | 11.3314 | 11.2491 | 11.1368 | 10.9866 | 10.7555 | 10.4975 | 10.2463 | 10.0115 | 8.9242 | 7.7096 | 6.7554 | 13.6927 | 13.5877 | 13.5055 | 13.4456 | 13.3918 | 13.3232 | 13.219 | 13.0959 | 12.9535 | 12.7951 | 12.6425 | 11.8188 | 10.9862 | 8.739 | 12.5969 | 12.4314 | 12.3046 | 12.2071 | 12.1276 | 12.0362 | 11.9 | 11.6919 | 11.4592 | 11.2318 | 11.0092 | 10.037 | 8.9378 | 8.069
BRAMLEY (FLEE) | ALTON | HERRIARD | MINIMUM HEADROOM | SU 66770 44972 | YES | YES | 0.164 | 0.42189 | 0.37196 | 0.33197 | 0.2752 | 0.21564 | 0.14002 | 0.068278 | -0.0076214 | -0.098957 | -0.18908 | -0.26762 | -0.52072 | -0.64458 | -0.73777 | 0.67979 | 0.67008 | 0.66219 | 0.65131 | 0.6351 | 0.61628 | 0.59527 | 0.56869 | 0.5329 | 0.49757 | 0.46966 | 0.40075 | 0.15698 | -0.35872 | 0.43071 | 0.38516 | 0.34901 | 0.29759 | 0.24357 | 0.17388 | 0.1082 | 0.037998 | -0.047324 | -0.13142 | -0.20388 | -0.43192 | -0.54099 | -0.62291
|  | HERRIARD | CT |  |  |  |  | 0.42189 | 0.37196 | 0.33197 | 0.29005 | 0.23645 | 0.18149 | 0.12373 | 0.050361 | -0.033455 | -0.099804 | -0.17785 | -0.46322 | -0.59985 | -0.69275 | 0.68189 | 0.67035 | 0.66219 | 0.65192 | 0.6351 | 0.61733 | 0.59818 | 0.57049 | 0.53661 | 0.51321 | 0.48243 | 0.40075 | 0.21987 | -0.051045 | 0.43071 | 0.38516 | 0.34908 | 0.31118 | 0.26181 | 0.21114 | 0.15793 | 0.08985 | 0.0115 | -0.04969 | -0.12227 | -0.37868 | -0.49892 | -0.5805
|  | HERRIARD | LW |  |  |  |  | 0.42626 | 0.38232 | 0.33212 | 0.2752 | 0.21564 | 0.14002 | 0.068278 | -0.0076214 | -0.098957 | -0.18908 | -0.26762 | -0.52072 | -0.64458 | -0.73777 | 0.67979 | 0.67008 | 0.66293 | 0.65131 | 0.63873 | 0.61628 | 0.59527 | 0.56869 | 0.5329 | 0.49757 | 0.46966 | 0.40632 | 0.39103 | 0.37939 | 0.43406 | 0.39392 | 0.34901 | 0.29759 | 0.24357 | 0.17388 | 0.1082 | 0.037998 | -0.047324 | -0.13142 | -0.20388 | -0.43192 | -0.54099 | -0.62291
|  | HERRIARD | ST |  |  |  |  | 0.43883 | 0.40703 | 0.3583 | 0.30633 | 0.25888 | 0.20307 | 0.14899 | 0.094494 | 0.032051 | -0.028865 | -0.098941 | -0.41186 | -0.55496 | -0.63467 | 0.68633 | 0.6825 | 0.6759 | 0.66722 | 0.66095 | 0.64959 | 0.63801 | 0.6218 | 0.60048 | 0.58045 | 0.55308 | 0.41148 | 0.26123 | 0.00089342 | 0.44624 | 0.41797 | 0.37437 | 0.32763 | 0.28544 | 0.23499 | 0.18634 | 0.13636 | 0.078637 | 0.022649 | -0.042305 | -0.33302 | -0.46223 | -0.53246
|  | HERRIARD | FS |  |  |  |  | 0.46122 | 0.44098 | 0.42807 | 0.41044 | 0.3922 | 0.37807 | 0.357 | 0.31716 | 0.2786 | 0.22871 | 0.18484 | -0.11231 | -0.39005 | -0.54101 | 0.6864 | 0.6828 | 0.67935 | 0.67298 | 0.66603 | 0.6612 | 0.65161 | 0.63993 | 0.62745 | 0.60876 | 0.59386 | 0.45968 | 0.15698 | -0.35872 | 0.46586 | 0.44773 | 0.43616 | 0.41993 | 0.40312 | 0.39045 | 0.37089 | 0.33465 | 0.29979 | 0.25377 | 0.21382 | -0.061586 | -0.3134 | -0.45089
COWLEY GSP | HIGH WYCOMBE BSP | HIGH WYCOMBE | MINIMUM HEADROOM | SU 84733 92200 | NO | YES | 4.038 | 4.0603 | 3.8781 | 3.4395 | 2.9142 | 2.451 | 1.6005 | 0.5828 | -0.47456 | -1.5962 | -2.9614 | -4.2825 | -8.7416 | -11.5974 | -14.333 | 5.5657 | 5.3843 | 4.9146 | 4.4318 | 4.0499 | 3.4451 | 2.7498 | 1.9707 | 1.2099 | 0.29669 | -0.55714 | -4.1357 | -7.2953 | -10.4628 | 5.4142 | 5.1994 | 4.6744 | 4.0244 | 3.4629 | 2.5685 | 1.5596 | 0.62333 | -0.51872 | -1.8854 | -3.1687 | -7.7716 | -11.1378 | -14.4326
|  | HIGH WYCOMBE | CT |  |  |  |  | 4.0851 | 3.9713 | 3.8484 | 3.6088 | 3.2453 | 2.7843 | 2.1555 | 1.2233 | 0.006091 | -1.0092 | -2.2725 | -6.916 | -9.2301 | -11.1587 | 5.5774 | 5.4788 | 5.3659 | 5.1891 | 4.9548 | 4.6844 | 4.3529 | 3.8285 | 2.8666 | 2.072 | 1.1399 | -2.2498 | -5.5629 | -10.1729 | 5.4473 | 5.3206 | 5.181 | 4.8961 | 4.4718 | 3.9877 | 3.3784 | 2.5626 | 1.4292 | 0.30231 | -0.99341 | -5.6622 | -8.1476 | -10.2504
|  | HIGH WYCOMBE | LW |  |  |  |  | 4.0603 | 3.8781 | 3.4395 | 2.9142 | 2.451 | 1.6005 | 0.5828 | -0.47456 | -1.5962 | -2.9614 | -4.2825 | -8.7416 | -11.5974 | -14.333 | 5.5657 | 5.3843 | 4.9146 | 4.4318 | 4.0499 | 3.4451 | 2.7498 | 1.9707 | 1.2099 | 0.29669 | -0.55714 | -4.1357 | -7.2953 | -10.4628 | 5.4142 | 5.1994 | 4.6744 | 4.0244 | 3.4629 | 2.5685 | 1.5596 | 0.62333 | -0.51872 | -1.8854 | -3.1687 | -7.7716 | -11.1378 | -14.4326
|  | HIGH WYCOMBE | ST |  |  |  |  | 4.1602 | 4.1161 | 3.6955 | 3.3786 | 3.1196 | 2.887 | 2.5897 | 2.0851 | 1.4682 | 0.67268 | 0.034567 | -5.1427 | -8.1528 | -10.4904 | 5.6381 | 5.5961 | 5.0941 | 4.7272 | 4.4445 | 4.258 | 4.0454 | 3.6321 | 3.1619 | 2.6548 | 2.2053 | -2.4713 | -5.5479 | -9.9849 | 5.5313 | 5.485 | 4.9711 | 4.5883 | 4.2824 | 4.0529 | 3.7082 | 3.1244 | 2.4165 | 1.5936 | 0.97477 | -4.3739 | -7.6215 | -10.3186
|  | HIGH WYCOMBE | FS |  |  |  |  | 4.1907 | 4.165 | 4.0847 | 3.997 | 3.8759 | 3.7371 | 3.5626 | 3.3175 | 2.962 | 2.5166 | 2.1098 | -0.76102 | -3.8928 | -7.2941 | 5.668 | 5.6388 | 5.547 | 5.4482 | 5.314 | 5.1625 | 4.9665 | 4.7038 | 4.3853 | 4.0203 | 3.7315 | 1.4705 | -2.3302 | -9.9038 | 5.5629 | 5.5376 | 5.4453 | 5.3448 | 5.2067 | 5.049 | 4.8457 | 4.5392 | 4.1171 | 3.5955 | 3.1868 | 0.56711 | -2.4545 | -5.8794
COWLEY GSP | HIGH WYCOMBE BSP | HIGH WYCOMBE TOWN | MINIMUM HEADROOM | SU 86304 92972 | NO | YES | 3.719 | 32.5796 | 32.3534 | 31.6943 | 31.0173 | 30.3911 | 29.5322 | 28.5246 | 27.6867 | 26.6117 | 25.464 | 24.4045 | 20.3456 | 17.8815 | 15.2862 | 33.585 | 33.4328 | 33.0531 | 32.6441 | 32.2326 | 31.6205 | 30.8428 | 30.3542 | 29.694 | 28.9405 | 27.9324 | 22.8314 | 16.7227 | 2.0151 | 33.6135 | 33.4359 | 33.0352 | 32.5103 | 31.8758 | 30.9699 | 29.8843 | 29.1323 | 28.0856 | 26.9491 | 25.9204 | 21.8868 | 19.1267 | 16.0925
|  | HIGH WYCOMBE TOWN | CT |  |  |  |  | 32.6087 | 32.422 | 32.0338 | 31.6379 | 31.1303 | 30.5954 | 29.8715 | 29.1639 | 28.0462 | 27.1206 | 26.0531 | 21.474 | 18.8988 | 16.8628 | 33.585 | 33.4423 | 33.2816 | 33.0459 | 32.6126 | 32.108 | 31.4041 | 30.8402 | 29.8254 | 28.9622 | 27.9324 | 22.8314 | 17.4657 | 9.2996 | 33.636 | 33.5024 | 33.3524 | 33.1758 | 32.6881 | 32.1446 | 31.3778 | 30.7549 | 29.6124 | 28.6962 | 27.6169 | 23.218 | 20.6807 | 18.4823
|  | HIGH WYCOMBE TOWN | LW |  |  |  |  | 32.5796 | 32.3534 | 31.6943 | 31.0173 | 30.3911 | 29.5322 | 28.5246 | 27.6867 | 26.6117 | 25.464 | 24.4045 | 20.3456 | 17.8815 | 15.2862 | 33.5935 | 33.4328 | 33.0531 | 32.6441 | 32.2326 | 31.6205 | 30.8428 | 30.3542 | 29.694 | 28.9405 | 28.2631 | 25.3856 | 22.909 | 20.1356 | 33.6135 | 33.4359 | 33.0352 | 32.5103 | 31.8758 | 30.9699 | 29.8843 | 29.1323 | 28.0856 | 26.9491 | 25.9204 | 21.8868 | 19.1267 | 16.0925
|  | HIGH WYCOMBE TOWN | ST |  |  |  |  | 32.6902 | 32.6307 | 32.2847 | 32.0035 | 31.7504 | 31.4634 | 31.1313 | 30.4631 | 29.6036 | 28.545 | 27.5832 | 21.2378 | 18.3362 | 16.5326 | 33.636 | 33.5558 | 33.1278 | 32.7905 | 32.499 | 32.2518 | 31.974 | 31.4867 | 30.863 | 30.1665 | 29.7421 | 24.6054 | 18.7736 | 10.216 | 33.6942 | 33.6375 | 33.2306 | 32.9118 | 32.6394 | 32.4113 | 32.0983 | 31.573 | 30.9246 | 30.1071 | 29.18 | 22.8111 | 19.6892 | 17.4645
|  | HIGH WYCOMBE TOWN | FS |  |  |  |  | 32.7128 | 32.6855 | 32.5883 | 32.4514 | 32.3097 | 32.1323 | 31.9146 | 31.5789 | 31.2186 | 30.7638 | 30.1307 | 26.1083 | 22.3904 | 18.7696 | 33.6466 | 33.5836 | 33.472 | 33.3305 | 33.1349 | 32.8077 | 32.3798 | 31.7938 | 31.144 | 30.4004 | 29.716 | 24.9297 | 16.7227 | 2.0151 | 33.7163 | 33.6914 | 33.6213 | 33.5226 | 33.4009 | 33.2488 | 33.0491 | 32.7894 | 32.4484 | 31.9581 | 31.5414 | 27.93 | 24.2431 | 20.734
LOVEDEAN GSP | WYMERING BSP | HILSEA | MINIMUM HEADROOM | SU 66394 03806 | NO | YES | 0.458 | 8.6206 | 8.5778 | 8.5215 | 8.4421 | 8.3536 | 8.2137 | 8.0391 | 7.8432 | 7.5906 | 7.3399 | 7.0976 | 6.1014 | 5.8661 | 5.5786 | 10.2697 | 10.236 | 10.1922 | 10.1311 | 10.063 | 9.9548 | 9.8194 | 9.6678 | 9.4718 | 9.2778 | 9.0903 | 8.3609 | 8.0438 | 6.633 | 10.3134 | 10.2372 | 10.1337 | 9.9916 | 9.8368 | 9.5892 | 9.2844 | 8.9348 | 8.4919 | 8.056 | 7.6388 | 6.6751 | 6.4298 | 6.1644
|  | HILSEA | CT |  |  |  |  | 8.675 | 8.6109 | 8.5529 | 8.4861 | 8.3807 | 8.2652 | 8.1056 | 7.9149 | 7.6848 | 7.4966 | 7.2897 | 6.4221 | 6.2274 | 6.1525 | 10.3219 | 10.2626 | 10.2139 | 10.1586 | 10.0717 | 9.976 | 9.8476 | 9.6944 | 9.5099 | 9.358 | 9.1905 | 8.5968 | 8.4659 | 8.1993 | 10.3856 | 10.2861 | 10.1799 | 10.0616 | 9.8783 | 9.6815 | 9.4033 | 9.063 | 8.6611 | 8.3444 | 7.989 | 6.982 | 6.8036 | 6.738
|  | HILSEA | LW |  |  |  |  | 8.6206 | 8.5778 | 8.5215 | 8.4421 | 8.3536 | 8.2137 | 8.0391 | 7.8432 | 7.5906 | 7.3399 | 7.0976 | 6.1014 | 5.942 | 5.8878 | 10.2697 | 10.236 | 10.1922 | 10.1311 | 10.063 | 9.9548 | 9.8194 | 9.6678 | 9.4718 | 9.2778 | 9.0903 | 8.3609 | 8.257 | 8.2273 | 10.3134 | 10.2372 | 10.1337 | 9.9916 | 9.8368 | 9.5892 | 9.2844 | 8.9348 | 8.4919 | 8.056 | 7.6388 | 6.6751 | 6.5275 | 6.4798
|  | HILSEA | ST |  |  |  |  | 8.6991 | 8.6656 | 8.6349 | 8.5945 | 8.5365 | 8.4603 | 8.3775 | 8.2722 | 8.1358 | 7.9521 | 7.7432 | 6.4723 | 5.8661 | 5.7398 | 10.3408 | 10.3055 | 10.278 | 10.2432 | 10.1933 | 10.1279 | 10.0595 | 9.9728 | 9.8614 | 9.7121 | 9.5423 | 8.5136 | 8.0438 | 7.9502 | 10.4309 | 10.3884 | 10.3395 | 10.2745 | 10.1825 | 10.0622 | 9.9241 | 9.7481 | 9.5175 | 9.2072 | 8.8548 | 7.0076 | 6.4298 | 6.3158
|  | HILSEA | FS |  |  |  |  | 8.7175 | 8.6997 | 8.6864 | 8.6629 | 8.6345 | 8.5887 | 8.5324 | 8.4793 | 8.4061 | 8.3058 | 8.1987 | 7.4315 | 6.4507 | 5.5786 | 10.3593 | 10.3375 | 10.3228 | 10.3004 | 10.273 | 10.2291 | 10.1742 | 10.1228 | 10.0545 | 9.9653 | 9.8701 | 9.1809 | 8.3954 | 6.633 | 10.4507 | 10.4297 | 10.4066 | 10.3683 | 10.3199 | 10.2484 | 10.1605 | 10.0681 | 9.941 | 9.7656 | 9.5774 | 8.2576 | 6.9962 | 6.1644
MANNINGTON GSP | ARNEWOOD | HINCHESLEA | MINIMUM HEADROOM | SU 27805 00447 | NO | YES | 0.196 | 7.5279 | 7.4201 | 7.2209 | 6.9644 | 6.7187 | 6.4361 | 6.0921 | 5.5879 | 5.2913 | 4.8752 | 4.4662 | 3.0511 | 1.879 | 1.1526 | 7.934 | 7.853 | 7.7475 | 7.6205 | 7.4532 | 7.3283 | 7.1143 | 6.8266 | 6.4992 | 6.5456 | 6.35 | 5.4433 | 4.5781 | 3.3459 | 7.4662 | 7.3565 | 7.1859 | 6.9525 | 6.7342 | 6.4765 | 6.1469 | 5.6827 | 5.3726 | 5.1069 | 4.7355 | 3.5257 | 2.6592 | 2.08
|  | HINCHESLEA | CT |  |  |  |  | 7.5436 | 7.4273 | 7.24 | 7.0212 | 6.7623 | 6.55 | 6.242 | 5.7833 | 5.2913 | 5.2738 | 4.8815 | 3.1538 | 1.879 | 1.1526 | 7.9368 | 7.853 | 7.7475 | 7.6205 | 7.4532 | 7.3283 | 7.1143 | 6.8266 | 6.4992 | 6.6234 | 6.3882 | 5.4433 | 4.5781 | 3.5845 | 7.4838 | 7.3648 | 7.2012 | 7.0036 | 6.7638 | 6.5777 | 6.2782 | 5.8457 | 5.3726 | 5.4769 | 5.1169 | 3.6521 | 2.6592 | 2.08
|  | HINCHESLEA | LW |  |  |  |  | 7.5279 | 7.4201 | 7.2209 | 6.9644 | 6.7187 | 6.4361 | 6.0921 | 5.5879 | 5.3593 | 4.8752 | 4.4662 | 3.0511 | 2.2722 | 1.6353 | 7.934 | 7.8664 | 7.7698 | 7.6312 | 7.5011 | 7.3382 | 7.119 | 6.8319 | 6.8093 | 6.5456 | 6.35 | 5.7619 | 5.4642 | 5.1895 | 7.4662 | 7.3565 | 7.1859 | 6.9525 | 6.7342 | 6.4765 | 6.1469 | 5.6827 | 5.5494 | 5.1069 | 4.7355 | 3.5257 | 2.9015 | 2.3802
|  | HINCHESLEA | ST |  |  |  |  | 7.6056 | 7.5637 | 7.5071 | 7.4434 | 7.3664 | 7.3171 | 7.2228 | 7.1059 | 6.9967 | 6.8209 | 6.6283 | 5.7277 | 4.7445 | 3.8051 | 7.9708 | 7.9364 | 7.8889 | 7.834 | 7.7657 | 7.7154 | 7.6234 | 7.5112 | 7.4066 | 7.238 | 7.0494 | 6.3872 | 5.6353 | 4.5699 | 7.5425 | 7.5031 | 7.4451 | 7.3793 | 7.3009 | 7.2504 | 7.1437 | 7.0105 | 6.8935 | 6.6898 | 6.4663 | 5.7494 | 4.9342 | 4.2287
|  | HINCHESLEA | FS |  |  |  |  | 7.6052 | 7.5514 | 7.5062 | 7.439 | 7.3647 | 7.2863 | 7.2342 | 7.1085 | 6.9638 | 6.7913 | 6.6506 | 5.8804 | 4.9623 | 3.9385 | 7.9698 | 7.9241 | 7.8869 | 7.8307 | 7.7682 | 7.7012 | 7.6431 | 7.5385 | 7.4161 | 7.2609 | 7.1331 | 6.3932 | 5.2083 | 3.3459 | 7.544 | 7.491 | 7.4522 | 7.3886 | 7.3188 | 7.243 | 7.1964 | 7.0797 | 6.9419 | 6.768 | 6.6378 | 5.9718 | 5.1904 | 4.312
BRAMLEY (FLEE) | ALDERSHOT BSP | HINDHEAD | MINIMUM HEADROOM | SU 88631 36479 | NO | YES | 1.981 | 7.4928 | 7.2928 | 6.868 | 6.414 | 5.9296 | 5.2886 | 4.9607 | 4.0773 | 3.0914 | 2.1133 | 1.2703 | -1.5463 | -3.2625 | -4.5435 | 11.0149 | 10.8603 | 10.6151 | 10.396 | 10.0802 | 9.7626 | 9.6666 | 9.1902 | 8.6543 | 8.1083 | 7.6868 | 5.7693 | 3.9183 | 0.010079 | 8.4721 | 8.2889 | 7.8897 | 7.4759 | 7.0485 | 6.4496 | 6.2184 | 5.4337 | 4.5291 | 3.6272 | 2.86 | 0.3524 | -1.1054 | -2.1762
|  | HINDHEAD | CT |  |  |  |  | 7.5303 | 7.3123 | 6.9202 | 6.5728 | 6.0946 | 5.6144 | 5.3691 | 4.585 | 3.7452 | 3.0583 | 2.2648 | -1.1518 | -3.2625 | -4.5435 | 11.0251 | 10.8603 | 10.6151 | 10.396 | 10.0802 | 9.7626 | 9.6666 | 9.1902 | 8.6608 | 8.2652 | 7.7696 | 5.7693 | 3.9183 | 1.542 | 8.5063 | 8.3084 | 7.9416 | 7.6153 | 7.1749 | 6.7338 | 6.5718 | 5.8697 | 5.1089 | 4.5005 | 3.7716 | 0.73479 | -1.1054 | -2.1762
|  | HINDHEAD | LW |  |  |  |  | 7.4928 | 7.2928 | 6.868 | 6.414 | 5.9296 | 5.2886 | 4.9607 | 4.0773 | 3.0914 | 2.1133 | 1.2703 | -1.5463 | -2.863 | -4.0177 | 11.0149 | 10.886 | 10.6586 | 10.4195 | 10.1672 | 9.7766 | 9.6832 | 9.212 | 8.6543 | 8.1083 | 7.6868 | 6.4885 | 5.9693 | 5.4219 | 8.4721 | 8.2889 | 7.8897 | 7.4759 | 7.0485 | 6.4496 | 6.2184 | 5.4337 | 4.5291 | 3.6272 | 2.86 | 0.3524 | -0.78887 | -1.8072
|  | HINDHEAD | ST |  |  |  |  | 7.6582 | 7.5328 | 7.4285 | 7.2634 | 7.0892 | 6.9368 | 6.7107 | 6.442 | 6.098 | 6.1633 | 5.814 | 3.5693 | 1.8707 | 0.32731 | 11.1107 | 11.0083 | 10.918 | 10.7804 | 10.6305 | 10.4932 | 10.2993 | 10.0701 | 9.7799 | 9.7549 | 9.4334 | 7.4876 | 5.8335 | 3.5245 | 8.6249 | 8.5088 | 8.4102 | 8.2572 | 8.0948 | 7.9496 | 7.7395 | 7.4929 | 7.1779 | 7.198 | 6.8613 | 4.7678 | 3.3412 | 2.0772
|  | HINDHEAD | FS |  |  |  |  | 7.6974 | 7.6034 | 7.4842 | 7.3874 | 7.256 | 7.1068 | 6.9395 | 6.7455 | 6.4612 | 6.1152 | 5.7456 | 4.0416 | 1.9446 | -0.12265 | 11.1242 | 11.034 | 10.9246 | 10.8267 | 10.6969 | 10.5504 | 10.3738 | 10.1779 | 9.9075 | 9.5866 | 9.2384 | 7.4518 | 4.6353 | 0.010079 | 8.6617 | 8.5755 | 8.4641 | 8.3733 | 8.2501 | 8.111 | 7.9554 | 7.7699 | 7.5052 | 7.1848 | 6.8426 | 5.3243 | 3.4891 | 1.6553
MANNINGTON GSP | MANNINGTON BSP | HINTON MARTELL | MINIMUM HEADROOM | SU 00702 06030 | YES | YES | 0.493 | 1.5914 | 1.5372 | 1.4709 | 1.3845 | 1.3119 | 1.2158 | 1.1051 | 1.0234 | 0.92755 | 0.82927 | 0.74553 | 0.42771 | 0.15594 | -0.10319 | 2.4878 | 2.4497 | 2.4001 | 2.33 | 2.2863 | 2.2084 | 2.1113 | 2.0535 | 1.9718 | 1.8877 | 1.8311 | 1.5901 | 1.2777 | 0.8156 | 1.6015 | 1.5527 | 1.4859 | 1.4027 | 1.3348 | 1.242 | 1.1332 | 1.0558 | 0.9665 | 0.8732 | 0.79431 | 0.48437 | 0.2043 | -0.072395
|  | HINTON MARTELL | CT |  |  |  |  | 1.5914 | 1.5372 | 1.4893 | 1.4337 | 1.3782 | 1.3158 | 1.2396 | 1.1524 | 1.0685 | 0.98916 | 0.89805 | 0.54529 | 0.32279 | 0.12242 | 2.4878 | 2.4497 | 2.414 | 2.3667 | 2.3258 | 2.2718 | 2.202 | 2.1182 | 2.0481 | 1.9793 | 1.8915 | 1.5945 | 1.3082 | 0.91342 | 1.6015 | 1.5527 | 1.5097 | 1.4588 | 1.4082 | 1.3505 | 1.2779 | 1.1956 | 1.1146 | 1.0382 | 0.94965 | 0.61738 | 0.39966 | 0.19616
|  | HINTON MARTELL | LW |  |  |  |  | 1.603 | 1.5479 | 1.4709 | 1.3845 | 1.3119 | 1.2158 | 1.1051 | 1.0234 | 0.92755 | 0.82927 | 0.74553 | 0.42771 | 0.15594 | -0.10319 | 2.4992 | 2.456 | 2.4001 | 2.33 | 2.2863 | 2.2084 | 2.1113 | 2.0535 | 1.9718 | 1.8877 | 1.8311 | 1.6125 | 1.3857 | 1.1488 | 1.6117 | 1.5604 | 1.4859 | 1.4027 | 1.3348 | 1.242 | 1.1332 | 1.0558 | 0.9665 | 0.8732 | 0.79431 | 0.48437 | 0.2043 | -0.072395
|  | HINTON MARTELL | ST |  |  |  |  | 1.6149 | 1.5727 | 1.4975 | 1.4213 | 1.3526 | 1.2828 | 1.21 | 1.1467 | 1.0718 | 0.98944 | 0.90988 | 0.54281 | 0.31302 | 0.12995 | 2.5082 | 2.4773 | 2.4226 | 2.3634 | 2.3164 | 2.2658 | 2.211 | 2.1636 | 2.0993 | 2.0238 | 1.9515 | 1.5901 | 1.2777 | 0.87575 | 1.6232 | 1.5855 | 1.512 | 1.4393 | 1.3755 | 1.3118 | 1.2451 | 1.185 | 1.1135 | 1.035 | 0.96104 | 0.60053 | 0.36357 | 0.16841
|  | HINTON MARTELL | FS |  |  |  |  | 1.6426 | 1.6161 | 1.598 | 1.5737 | 1.5486 | 1.5264 | 1.4973 | 1.4442 | 1.3939 | 1.3318 | 1.2773 | 0.98218 | 0.68885 | 0.50091 | 2.5191 | 2.4954 | 2.4783 | 2.4503 | 2.4214 | 2.3978 | 2.3614 | 2.309 | 2.2637 | 2.1992 | 2.1456 | 1.8189 | 1.4168 | 0.8156 | 1.6473 | 1.6236 | 1.6067 | 1.5838 | 1.5603 | 1.5396 | 1.5117 | 1.4615 | 1.414 | 1.355 | 1.3052 | 1.0353 | 0.77087 | 0.58645
BRAMLEY (FLEE) | COXMOOR WOOD BSP | HITCHES LANE | MINIMUM HEADROOM | SU 79461 54769 | NO | YES | 7.365 | -12.861 | -13.4702 | -14.5372 | -15.7182 | -16.466 | -17.8081 | -19.3356 | -21.4107 | -23.7396 | -26.0884 | -28.2134 | -35.1681 | -38.2329 | -40.6902 | -6.2585 | -6.7035 | -7.2898 | -7.9816 | -8.3208 | -9.1734 | -10.1543 | -11.3853 | -12.8219 | -14.2716 | -15.5431 | -20.2329 | -24.1444 | -32.9528 | -10.9568 | -11.5273 | -12.4851 | -13.5709 | -14.2122 | -15.4904 | -16.9285 | -18.8589 | -21.0418 | -23.2425 | -25.2214 | -31.5053 | -33.8652 | -35.7676
|  | HITCHES LANE | CT |  |  |  |  | -12.5193 | -13.0851 | -14.0637 | -15.0149 | -15.7642 | -16.8155 | -18.1307 | -19.9843 | -21.9676 | -23.5996 | -25.5201 | -33.7951 | -38.2329 | -40.6902 | -6.0382 | -6.5058 | -7.1202 | -7.7252 | -8.1759 | -8.8938 | -9.8385 | -11.0544 | -12.3869 | -13.4539 | -14.7707 | -20.2329 | -24.1444 | -28.979 | -10.6212 | -11.1635 | -12.0467 | -12.9135 | -13.5724 | -14.5541 | -15.8067 | -17.5348 | -19.3914 | -20.9012 | -22.6971 | -29.9734 | -33.6683 | -35.7336
|  | HITCHES LANE | LW |  |  |  |  | -12.861 | -13.4702 | -14.5372 | -15.7182 | -16.466 | -17.8081 | -19.3356 | -21.4107 | -23.7396 | -26.0884 | -28.2134 | -35.1681 | -37.9739 | -40.1504 | -6.2585 | -6.7035 | -7.2898 | -7.9816 | -8.3208 | -9.1734 | -10.1543 | -11.3853 | -12.8219 | -14.2716 | -15.5431 | -19.335 | -20.6595 | -21.7825 | -10.9568 | -11.5273 | -12.4851 | -13.5709 | -14.2122 | -15.4904 | -16.9285 | -18.8589 | -21.0418 | -23.2425 | -25.2214 | -31.5053 | -33.8652 | -35.7676
|  | HITCHES LANE | ST |  |  |  |  | -11.9482 | -12.2966 | -12.6494 | -12.9725 | -13.3579 | -13.8279 | -14.3994 | -14.702 | -15.9408 | -17.6457 | -19.5781 | -30.2077 | -33.8778 | -35.3171 | -5.6307 | -5.9292 | -6.2494 | -6.5564 | -6.9224 | -7.3635 | -7.8947 | -8.2136 | -8.9261 | -9.8065 | -10.7926 | -18.1428 | -21.0322 | -25.8946 | -10.0713 | -10.3842 | -10.7176 | -11.0273 | -11.3945 | -11.8454 | -12.3966 | -12.6789 | -13.4337 | -14.6402 | -16.5064 | -26.7502 | -30.2623 | -31.1235
|  | HITCHES LANE | FS |  |  |  |  | -11.4544 | -11.697 | -12.0115 | -12.334 | -12.6142 | -12.9687 | -13.3836 | -13.9589 | -14.2779 | -15.002 | -15.7811 | -21.3366 | -29.4939 | -36.314 | -5.2662 | -5.4989 | -5.7709 | -6.0657 | -6.3437 | -6.6978 | -7.13 | -7.6808 | -8.0459 | -8.7465 | -9.5109 | -14.9431 | -22.3429 | -32.9528 | -9.5968 | -9.8108 | -10.0941 | -10.394 | -10.6575 | -10.9982 | -11.3893 | -11.9245 | -12.2049 | -12.8867 | -13.6236 | -18.7802 | -25.5923 | -31.8335
LOVEDEAN GSP | FAREHAM T1A T2A (90MVAS) | HOEFORD | MINIMUM HEADROOM | SU 57855 04433 | NO | YES | 0.897 | 3.7069 | 3.4483 | 2.7983 | 1.9818 | 1.2446 | 0.56963 | -0.46667 | -1.7082 | -2.9643 | -4.2897 | -5.4964 | -10.1779 | -13.2873 | -16.1952 | 6.7156 | 6.4799 | 6.0316 | 5.4446 | 4.9418 | 4.2915 | 3.3716 | 2.5274 | 1.6574 | 0.68634 | -0.20726 | -5.482 | -12.2137 | -28.491 | 4.2688 | 3.8814 | 3.1425 | 2.3192 | 1.6008 | 0.95591 | -0.13005 | -1.3114 | -2.5018 | -3.7735 | -4.8766 | -9.2182 | -12.439 | -15.6091
|  | HOEFORD | CT |  |  |  |  | 3.7707 | 3.5639 | 3.1664 | 2.6075 | 1.9515 | 1.5714 | 0.76668 | -0.34906 | -1.6797 | -2.7941 | -4.0328 | -9.1932 | -12.5719 | -15.0696 | 6.7575 | 6.4925 | 6.1223 | 5.67 | 5.1194 | 4.7999 | 4.0689 | 3.1935 | 2.078 | 1.1264 | 0.014942 | -5.482 | -11.5387 | -20.5017 | 4.3161 | 3.9881 | 3.5331 | 3.0039 | 2.3645 | 2.0653 | 1.2487 | 0.17587 | -1.1447 | -2.1971 | -3.4149 | -8.0538 | -11.1064 | -13.5567
|  | HOEFORD | LW |  |  |  |  | 3.7069 | 3.4483 | 2.7983 | 1.9818 | 1.2446 | 0.56963 | -0.46667 | -1.7082 | -2.9643 | -4.2897 | -5.4964 | -10.1779 | -13.2873 | -16.1952 | 6.7156 | 6.4799 | 6.0316 | 5.4446 | 4.9418 | 4.2915 | 3.3716 | 2.5274 | 1.6574 | 0.68634 | -0.20726 | -3.4779 | -6.0135 | -8.538 | 4.2688 | 3.8814 | 3.1425 | 2.3192 | 1.6008 | 0.95591 | -0.13005 | -1.3114 | -2.5018 | -3.7735 | -4.8766 | -9.2182 | -12.439 | -15.6091
|  | HOEFORD | ST |  |  |  |  | 3.8514 | 3.7488 | 3.4031 | 3.102 | 2.8487 | 2.6025 | 2.3165 | 1.8431 | 1.2865 | 0.48273 | -0.32734 | -5.478 | -8.4178 | -10.5813 | 6.8257 | 6.7159 | 6.2167 | 5.7676 | 5.3953 | 5.0307 | 4.6198 | 4.0293 | 3.6107 | 2.9076 | 2.2457 | -3.3997 | -9.931 | -19.4997 | 4.4995 | 4.3403 | 3.9381 | 3.583 | 3.3255 | 3.0752 | 2.7823 | 2.3173 | 1.9241 | 1.1172 | 0.32878 | -4.8748 | -7.7536 | -10.2445
|  | HOEFORD | FS |  |  |  |  | 3.9083 | 3.8394 | 3.7584 | 3.6451 | 3.5078 | 3.3209 | 3.0537 | 2.6583 | 2.2124 | 1.6973 | 1.5701 | -1.6018 | -4.805 | -8.0649 | 6.861 | 6.7272 | 6.4736 | 6.1623 | 5.812 | 5.4453 | 4.9445 | 4.2847 | 3.5302 | 2.6939 | 2.2026 | -3.1757 | -12.2137 | -28.491 | 4.5428 | 4.4128 | 4.2626 | 4.061 | 3.8405 | 3.6347 | 3.3514 | 2.9469 | 2.4787 | 1.9298 | 1.8566 | -0.8962 | -3.5542 | -6.8106
MANNINGTON GSP | LYTCHETT | HOLES BAY | MINIMUM HEADROOM | SZ 00725 91955 | NO | YES | 6.648 | -2.588 | -2.7491 | -3.2076 | -3.6659 | -4.0619 | -4.6144 | -5.2714 | -5.9105 | -6.5007 | -7.1913 | -7.8309 | -10.6041 | -13.0463 | -15.4955 | -1.5627 | -1.7154 | -2.115 | -2.5109 | -2.8209 | -3.2968 | -3.8975 | -4.3183 | -4.6524 | -5.1004 | -5.5083 | -7.6575 | -10.188 | -12.8364 | -0.33008 | -0.50055 | -0.97872 | -1.4553 | -1.8475 | -2.417 | -3.1141 | -3.7078 | -4.2238 | -4.8598 | -5.4452 | -8.2072 | -10.9856 | -13.8246
|  | HOLES BAY | CT |  |  |  |  | -2.5643 | -2.6592 | -2.8662 | -3.0929 | -3.3757 | -3.6868 | -4.0962 | -4.625 | -5.3262 | -5.9329 | -6.6218 | -9.4515 | -11.3388 | -12.9449 | -1.554 | -1.6362 | -1.7434 | -1.8836 | -2.0712 | -2.2925 | -2.6253 | -2.9866 | -3.551 | -4.0187 | -4.572 | -6.8005 | -8.7204 | -11.121 | -0.30702 | -0.39463 | -0.5625 | -0.75996 | -1.0101 | -1.2932 | -1.691 | -2.1727 | -2.8598 | -3.4421 | -4.1139 | -6.7891 | -8.6573 | -10.3924
|  | HOLES BAY | LW |  |  |  |  | -2.588 | -2.7491 | -3.2076 | -3.6659 | -4.0619 | -4.6144 | -5.2714 | -5.9105 | -6.5007 | -7.1913 | -7.8309 | -10.6041 | -13.0463 | -15.4955 | -1.5627 | -1.7154 | -2.115 | -2.5109 | -2.8209 | -3.2968 | -3.8975 | -4.3183 | -4.6524 | -5.1004 | -5.5083 | -7.6575 | -10.188 | -12.8331 | -0.33008 | -0.50055 | -0.97872 | -1.4553 | -1.8475 | -2.417 | -3.1141 | -3.7078 | -4.2238 | -4.8598 | -5.4452 | -8.2072 | -10.9856 | -13.8246
|  | HOLES BAY | ST |  |  |  |  | -2.4945 | -2.5327 | -2.887 | -3.1478 | -3.3513 | -3.4991 | -3.6645 | -3.9453 | -4.2851 | -4.6571 | -4.9338 | -7.8343 | -10.3235 | -12.6299 | -1.5155 | -1.5598 | -1.9958 | -2.314 | -2.5558 | -2.722 | -2.905 | -3.2366 | -3.6184 | -4.0209 | -4.309 | -7.2568 | -9.959 | -12.8364 | -0.24632 | -0.28274 | -0.70925 | -1.0163 | -1.2471 | -1.403 | -1.5774 | -1.8983 | -2.2745 | -2.6768 | -2.9592 | -6.0069 | -8.6322 | -11.0465
|  | HOLES BAY | FS |  |  |  |  | -2.4996 | -2.5314 | -2.6263 | -2.7235 | -2.8419 | -2.9664 | -3.1245 | -3.3568 | -3.6075 | -3.9098 | -4.1175 | -5.5014 | -6.9533 | -8.8995 | -1.5128 | -1.549 | -1.6434 | -1.742 | -1.8647 | -1.9953 | -2.1726 | -2.4182 | -2.6956 | -3.0182 | -3.2227 | -4.5945 | -6.4285 | -9.7024 | -0.24714 | -0.27478 | -0.36765 | -0.46184 | -0.57921 | -0.70251 | -0.86546 | -1.1033 | -1.3669 | -1.6798 | -1.871 | -3.127 | -4.4137 | -6.3046
MELKSHAM GSP | FROME BSP | HOLWELL | MINIMUM HEADROOM | ST 72191 44633 | NO | YES | 0.234 | 3.7722 | 3.7269 | 3.674 | 3.6138 | 3.5492 | 3.4582 | 3.3523 | 3.2539 | 3.1211 | 2.989 | 2.8749 | 2.5542 | 2.3826 | 2.2565 | 3.2579 | 3.2255 | 3.1844 | 3.1414 | 3.0933 | 3.0227 | 2.9397 | 2.8656 | 2.7604 | 2.6561 | 2.568 | 2.3469 | 2.266 | 2.2049 | 3.4043 | 3.3632 | 3.3136 | 3.258 | 3.198 | 3.1125 | 3.0124 | 2.9197 | 2.7933 | 2.6676 | 2.5597 | 2.28 | 2.1469 | 2.0364
|  | HOLWELL | CT |  |  |  |  | 3.775 | 3.7269 | 3.678 | 3.6327 | 3.5691 | 3.5004 | 3.4083 | 3.3121 | 3.1906 | 3.0992 | 2.9897 | 2.6578 | 2.4774 | 2.3471 | 3.2619 | 3.2256 | 3.188 | 3.1559 | 3.1065 | 3.053 | 2.9796 | 2.9065 | 2.8098 | 2.7391 | 2.6529 | 2.4167 | 2.3309 | 2.2659 | 3.4076 | 3.3632 | 3.3176 | 3.2757 | 3.216 | 3.1512 | 3.0638 | 2.9729 | 2.8573 | 2.771 | 2.667 | 2.3687 | 2.2365 | 2.1269
|  | HOLWELL | LW |  |  |  |  | 3.7722 | 3.7294 | 3.674 | 3.6138 | 3.5492 | 3.4582 | 3.3523 | 3.2539 | 3.1211 | 2.989 | 2.8749 | 2.5542 | 2.3826 | 2.2565 | 3.2579 | 3.2255 | 3.1844 | 3.1414 | 3.0933 | 3.0227 | 2.9397 | 2.8656 | 2.7604 | 2.6561 | 2.568 | 2.3469 | 2.266 | 2.2049 | 3.4043 | 3.3647 | 3.3136 | 3.258 | 3.198 | 3.1125 | 3.0124 | 2.9197 | 2.7933 | 2.6676 | 2.5597 | 2.28 | 2.1469 | 2.0364
|  | HOLWELL | ST |  |  |  |  | 3.7963 | 3.7706 | 3.7271 | 3.6821 | 3.6303 | 3.5723 | 3.5141 | 3.4488 | 3.3708 | 3.2732 | 3.1784 | 2.6733 | 2.457 | 2.356 | 3.2775 | 3.2599 | 3.2296 | 3.1977 | 3.1604 | 3.1177 | 3.0774 | 3.0273 | 2.9663 | 2.8892 | 2.8173 | 2.4189 | 2.2765 | 2.2191 | 3.4274 | 3.4044 | 3.365 | 3.3241 | 3.2767 | 3.2231 | 3.1697 | 3.1085 | 3.035 | 2.9426 | 2.8531 | 2.3742 | 2.2013 | 2.1209
|  | HOLWELL | FS |  |  |  |  | 3.8135 | 3.7954 | 3.7829 | 3.7632 | 3.7453 | 3.7212 | 3.6936 | 3.6573 | 3.6077 | 3.548 | 3.4808 | 3.0845 | 2.7033 | 2.4737 | 3.2889 | 3.2756 | 3.2673 | 3.2523 | 3.2389 | 3.2202 | 3.1984 | 3.1736 | 3.1357 | 3.0891 | 3.0364 | 2.7267 | 2.4334 | 2.2565 | 3.4427 | 3.4262 | 3.4149 | 3.3965 | 3.38 | 3.3574 | 3.3313 | 3.2981 | 3.2518 | 3.1957 | 3.1324 | 2.758 | 2.4024 | 2.1992
MANNINGTON GSP | SALISBURY | HOMINGTON | MINIMUM HEADROOM | SU 11742 26037 | NO | YES | 1.125 | 6.5293 | 6.3915 | 6.2718 | 6.0906 | 5.9137 | 5.722 | 5.4904 | 5.2727 | 5.0749 | 4.8296 | 4.6348 | 3.9031 | 3.3274 | 2.8038 | 8.4198 | 8.3333 | 8.2696 | 8.1631 | 8.0652 | 7.9507 | 7.787 | 7.6319 | 7.5077 | 7.3381 | 7.2282 | 6.799 | 6.3171 | 5.4362 | 6.9838 | 6.8575 | 6.7435 | 6.5748 | 6.4125 | 6.2303 | 6.0075 | 5.7999 | 5.6076 | 5.375 | 5.1942 | 4.5335 | 4.0051 | 3.5126
|  | HOMINGTON | CT |  |  |  |  | 6.5293 | 6.3915 | 6.2812 | 6.1533 | 6.0006 | 5.8754 | 5.6926 | 5.4781 | 5.276 | 5.1024 | 4.8828 | 4.1158 | 3.5826 | 3.1343 | 8.4198 | 8.3333 | 8.2749 | 8.1981 | 8.0928 | 8.0235 | 7.8811 | 7.7163 | 7.5709 | 7.4498 | 7.2837 | 6.799 | 6.3171 | 5.6664 | 6.9838 | 6.8575 | 6.7588 | 6.6416 | 6.4971 | 6.3857 | 6.2094 | 6.0024 | 5.8092 | 5.6443 | 5.4342 | 4.7427 | 4.2729 | 3.8673
|  | HOMINGTON | LW |  |  |  |  | 6.5498 | 6.4261 | 6.2718 | 6.0906 | 5.9137 | 5.722 | 5.4904 | 5.2727 | 5.0749 | 4.8296 | 4.6348 | 3.9031 | 3.3274 | 2.8038 | 8.4246 | 8.3474 | 8.2696 | 8.1631 | 8.0652 | 7.9507 | 7.787 | 7.6319 | 7.5077 | 7.3381 | 7.2282 | 6.8712 | 6.534 | 6.1958 | 6.9996 | 6.8835 | 6.7435 | 6.5748 | 6.4125 | 6.2303 | 6.0075 | 5.7999 | 5.6076 | 5.375 | 5.1942 | 4.5335 | 4.0051 | 3.5126
|  | HOMINGTON | ST |  |  |  |  | 6.5771 | 6.4791 | 6.3347 | 6.1801 | 6.0445 | 5.8982 | 5.7446 | 5.5966 | 5.4612 | 5.2865 | 5.1057 | 4.3486 | 3.8968 | 3.5485 | 8.4511 | 8.4 | 8.3202 | 8.2305 | 8.1603 | 8.0799 | 7.9909 | 7.8897 | 7.8014 | 7.6725 | 7.5397 | 6.8883 | 6.3898 | 5.7643 | 7.0278 | 6.9398 | 6.8049 | 6.6622 | 6.5401 | 6.4082 | 6.2681 | 6.1295 | 6.0036 | 5.839 | 5.6676 | 4.9433 | 4.5238 | 4.1975
|  | HOMINGTON | FS |  |  |  |  | 6.6419 | 6.5808 | 6.5434 | 6.4896 | 6.4352 | 6.3964 | 6.3378 | 6.2351 | 6.1136 | 6.008 | 5.8761 | 5.1614 | 4.4672 | 4.0429 | 8.4695 | 8.4314 | 8.4029 | 8.3586 | 8.3135 | 8.2846 | 8.2285 | 8.1517 | 8.0562 | 7.9744 | 7.8692 | 7.2374 | 6.4843 | 5.4362 | 7.083 | 7.028 | 6.9931 | 6.943 | 6.8924 | 6.8574 | 6.8011 | 6.7054 | 6.5908 | 6.4926 | 6.3693 | 5.7011 | 5.0819 | 4.7063
BRAMLEY (FLEE) | COXMOOR WOOD BSP | HOOK | MINIMUM HEADROOM | SU 72602 53780 | NO | YES | 2.487 | 12.3874 | 12.1352 | 11.5688 | 10.9497 | 10.3093 | 9.4418 | 8.8962 | 7.7127 | 6.3734 | 5.0403 | 3.8662 | -0.091409 | -2.218 | -3.9343 | 14.1892 | 13.9913 | 13.6704 | 13.3305 | 12.892 | 12.4426 | 12.207 | 11.5266 | 10.7629 | 9.9786 | 9.1 | 6.4815 | 4.1872 | -0.67 | 13.7134 | 13.472 | 12.9578 | 12.3994 | 11.82 | 11.0093 | 10.52 | 9.4268 | 8.1789 | 6.9381 | 5.8544 | 2.2421 | 0.22565 | -1.2481
|  | HOOK | CT |  |  |  |  | 12.4327 | 12.1586 | 11.6465 | 11.1135 | 10.4501 | 9.7754 | 9.3178 | 8.2356 | 7.0695 | 6.1231 | 5.024 | 0.47912 | -2.218 | -3.9343 | 14.2075 | 13.9913 | 13.6704 | 13.3305 | 12.892 | 12.4426 | 12.207 | 11.5266 | 10.7699 | 10.1946 | 9.483 | 6.4815 | 4.1872 | 1.399 | 13.7621 | 13.4984 | 13.0345 | 12.5519 | 11.9469 | 11.3194 | 10.9088 | 9.9021 | 8.8123 | 7.9401 | 6.9175 | 2.7206 | 0.22565 | -1.2481
|  | HOOK | LW |  |  |  |  | 12.3874 | 12.1352 | 11.5688 | 10.9497 | 10.3093 | 9.4418 | 8.8962 | 7.7127 | 6.3734 | 5.0403 | 3.8662 | -0.091409 | -1.8827 | -3.4211 | 14.1892 | 14.0179 | 13.7002 | 13.3472 | 12.9955 | 12.4521 | 12.2206 | 11.5563 | 10.7629 | 9.9786 | 9.1 | 6.6628 | 6.0491 | 5.6189 | 13.7134 | 13.472 | 12.9578 | 12.3994 | 11.82 | 11.0093 | 10.52 | 9.4268 | 8.1789 | 6.9381 | 5.8544 | 2.2421 | 0.60985 | -0.76496
|  | HOOK | ST |  |  |  |  | 12.5995 | 12.4427 | 12.2572 | 12.0323 | 11.7701 | 11.509 | 11.1655 | 10.7725 | 10.2786 | 10.058 | 9.4517 | 4.0102 | 1.4472 | 0.089857 | 14.3216 | 14.1893 | 14.0266 | 13.8305 | 13.61 | 13.3931 | 13.0974 | 12.7503 | 12.3131 | 12.1414 | 11.388 | 7.1463 | 5.6794 | 2.9222 | 13.924 | 13.7746 | 13.5902 | 13.3696 | 13.122 | 12.8815 | 12.5499 | 12.1646 | 11.6764 | 11.5246 | 10.9388 | 6.1189 | 3.7122 | 2.5036
|  | HOOK | FS |  |  |  |  | 12.6654 | 12.5561 | 12.3742 | 12.222 | 12.0201 | 11.8015 | 11.6019 | 11.2687 | 10.8812 | 10.4078 | 10.2299 | 7.1067 | 3.3004 | -0.029587 | 14.3488 | 14.2413 | 14.0759 | 13.9373 | 13.7572 | 13.5561 | 13.3546 | 13.0535 | 12.6934 | 12.2582 | 12.0888 | 9.1121 | 5.0521 | -0.67 | 13.978 | 13.8737 | 13.695 | 13.5565 | 13.3726 | 13.1693 | 12.9898 | 12.6837 | 12.3198 | 11.8701 | 11.7397 | 8.8175 | 5.5051 | 2.4072
LALEHAM | EAST BEDFONT A | HOPE AND ANCHOR | MINIMUM HEADROOM | TQ 12710 72057 | YES | YES | 0.136 | 4.3068 | 4.2501 | 4.1236 | 3.9962 | 3.8623 | 3.6895 | 3.5292 | 3.2772 | 2.9985 | 2.7542 | 2.5166 | 1.6845 | 1.2349 | 0.94949 | 5.0606 | 4.9396 | 4.8007 | 4.6417 | 4.4486 | 4.2381 | 3.9989 | 3.6648 | 3.2917 | 2.9166 | 2.4565 | -1.0113 | -7.5696 | -19.8547 | 4.3117 | 4.2472 | 4.143 | 4.0264 | 3.9046 | 3.7314 | 3.5746 | 3.3319 | 3.0547 | 2.8211 | 2.5995 | 1.8564 | 1.471 | 1.2163
|  | HOPE AND ANCHOR | CT |  |  |  |  | 4.3068 | 4.2501 | 4.1574 | 4.0541 | 3.9262 | 3.7877 | 3.6381 | 3.3668 | 3.0685 | 2.9007 | 2.6347 | 1.7179 | 1.2349 | 0.94949 | 5.0606 | 4.9396 | 4.8007 | 4.6417 | 4.4486 | 4.2381 | 3.9989 | 3.6648 | 3.2917 | 2.9889 | 2.5947 | 0.087344 | -3.4796 | -9.6276 | 4.3117 | 4.2472 | 4.1577 | 4.0565 | 3.9229 | 3.7863 | 3.6453 | 3.384 | 3.0988 | 2.9286 | 2.6801 | 1.8564 | 1.471 | 1.2163
|  | HOPE AND ANCHOR | LW |  |  |  |  | 4.3074 | 4.2564 | 4.1236 | 3.9962 | 3.8623 | 3.6895 | 3.5292 | 3.2772 | 2.9985 | 2.7542 | 2.5166 | 1.6845 | 1.4869 | 1.2909 | 5.1306 | 5.0936 | 5.0231 | 4.9566 | 4.8851 | 4.7822 | 4.6898 | 4.5362 | 4.349 | 4.204 | 4.0684 | 3.6481 | 3.5242 | 3.3466 | 4.3184 | 4.2643 | 4.143 | 4.0264 | 3.9046 | 3.7314 | 3.5746 | 3.3319 | 3.0547 | 2.8211 | 2.5995 | 1.8804 | 1.7207 | 1.5215
|  | HOPE AND ANCHOR | ST |  |  |  |  | 4.3518 | 4.3323 | 4.3141 | 4.2993 | 4.2746 | 4.2589 | 4.207 | 4.1492 | 4.0633 | 3.9925 | 3.8799 | 3.3317 | 3.013 | 2.6382 | 5.0893 | 4.9946 | 4.8877 | 4.772 | 4.6338 | 4.4874 | 4.3115 | 4.112 | 3.8773 | 3.6171 | 3.3001 | 0.87169 | -2.6761 | -8.8604 | 4.3623 | 4.3419 | 4.3175 | 4.2968 | 4.2641 | 4.2415 | 4.1952 | 4.1446 | 4.0683 | 4.0058 | 3.9058 | 3.3953 | 3.0848 | 2.7133
|  | HOPE AND ANCHOR | FS |  |  |  |  | 4.3639 | 4.3529 | 4.3227 | 4.2962 | 4.263 | 4.2259 | 4.184 | 4.1386 | 4.0699 | 3.993 | 3.8988 | 3.1838 | 2.6089 | 2.0579 | 5.0771 | 4.9656 | 4.8296 | 4.6792 | 4.5061 | 4.302 | 4.0374 | 3.7156 | 3.3343 | 2.9166 | 2.4565 | -1.0113 | -7.5696 | -19.8547 | 4.3735 | 4.3612 | 4.3306 | 4.3041 | 4.2695 | 4.23 | 4.1844 | 4.1417 | 4.0702 | 3.9895 | 3.8949 | 3.2117 | 2.6677 | 2.1856
LOVEDEAN GSP | HAVANT | HORNDEAN | MINIMUM HEADROOM | SU 70271 12802 | NO | YES | 8.368 | 0.54644 | -0.0592 | -1.0241 | -2.3267 | -3.6297 | -5.1509 | -6.7737 | -9.2036 | -11.8115 | -14.3944 | -16.7342 | -24.5234 | -30.8476 | -34.5008 | 5.3152 | 4.8177 | 4.418 | 3.761 | 2.9789 | 2.1833 | 1.189 | -0.13543 | -1.5847 | -2.7227 | -4.0977 | -9.6551 | -14.9537 | -26.5114 | 0.95806 | 0.34113 | -0.31029 | -1.412 | -2.5181 | -3.9294 | -5.4652 | -7.6483 | -10.0452 | -12.397 | -14.4268 | -20.6633 | -25.4828 | -28.4235
|  | HORNDEAN | CT |  |  |  |  | 0.63769 | 0.05225 | -0.82143 | -1.9697 | -3.2382 | -4.5317 | -6.0106 | -8.2403 | -10.6029 | -12.6189 | -14.8733 | -24.5234 | -30.8476 | -34.5008 | 5.3152 | 4.8177 | 4.418 | 3.761 | 2.9789 | 2.1833 | 1.189 | -0.13543 | -1.5847 | -2.7227 | -4.0977 | -9.6551 | -14.9537 | -21.9426 | 1.05 | 0.42899 | -0.17463 | -1.1348 | -2.2491 | -3.4163 | -4.822 | -6.8534 | -9.0216 | -10.7773 | -12.8024 | -20.5653 | -25.4828 | -28.4235
|  | HORNDEAN | LW |  |  |  |  | 0.54644 | -0.0592 | -1.0241 | -2.3267 | -3.6297 | -5.1509 | -6.7737 | -9.2036 | -11.8115 | -14.3944 | -16.7342 | -24.4144 | -28.3121 | -31.5619 | 5.3185 | 4.9037 | 4.5712 | 3.9244 | 3.2983 | 2.45 | 1.5064 | 0.27003 | -1.1381 | -2.5084 | -3.6109 | -6.7091 | -8.154 | -9.5896 | 0.95806 | 0.34113 | -0.31029 | -1.412 | -2.5181 | -3.9294 | -5.4652 | -7.6483 | -10.0452 | -12.397 | -14.4268 | -20.6633 | -23.7038 | -26.3961
|  | HORNDEAN | ST |  |  |  |  | 0.87947 | 0.53722 | 0.23202 | -0.13737 | -0.54965 | -0.63529 | -1.0679 | -1.5663 | -2.1749 | -2.8853 | -3.6681 | -9.4796 | -14.6217 | -19.4809 | 5.4826 | 5.1959 | 4.8913 | 4.5202 | 4.1137 | 3.9914 | 3.5509 | 3.0402 | 2.4158 | 1.676 | 0.8531 | -4.3381 | -9.3574 | -16.5378 | 1.3101 | 0.99881 | 0.68243 | 0.28966 | -0.12947 | -0.13276 | -0.57155 | -1.0826 | -1.7233 | -2.4911 | -3.3371 | -8.7687 | -12.7936 | -16.5605
|  | HORNDEAN | FS |  |  |  |  | 1.0104 | 0.72019 | 0.398 | -4.1758e-05 | -0.41663 | -0.86834 | -1.0251 | -1.6557 | -2.3282 | -3.0904 | -3.9037 | -9.0295 | -14.1962 | -19.9497 | 5.54 | 5.2518 | 4.9629 | 4.5891 | 4.1861 | 3.7366 | 3.5216 | 2.908 | 2.2151 | 1.4296 | 0.57771 | -5.1462 | -13.1581 | -26.5114 | 1.418 | 1.1382 | 0.85972 | 0.48524 | 0.09763 | -0.33519 | -0.35704 | -0.90907 | -1.5246 | -2.2427 | -3.0106 | -7.7864 | -12.2267 | -16.9127
NURSLING GSP | WINCHESTER | HOUGHTON | MINIMUM HEADROOM | SU 33784 31741 | NO | YES | 0.329 | 8.4744 | 8.3497 | 8.2261 | 8.0261 | 7.8238 | 7.5577 | 7.2719 | 7.0302 | 6.7292 | 6.4327 | 6.1798 | 5.3009 | 4.7702 | 4.3239 | 10.6089 | 10.5511 | 10.4737 | 10.3726 | 10.2866 | 10.1408 | 9.9739 | 9.8104 | 9.5972 | 9.385 | 9.2034 | 8.7477 | 8.5592 | 7.7252 | 9.6761 | 9.5674 | 9.4469 | 9.2844 | 9.1403 | 8.9193 | 8.6219 | 8.3662 | 8.0278 | 7.6987 | 7.4463 | 6.6829 | 6.2621 | 5.8732
|  | HOUGHTON | CT |  |  |  |  | 8.4744 | 8.3497 | 8.2263 | 8.0776 | 7.9058 | 7.7112 | 7.4809 | 7.2547 | 6.9832 | 6.7625 | 6.5107 | 5.519 | 4.9543 | 4.5267 | 10.6174 | 10.5525 | 10.4823 | 10.4023 | 10.3122 | 10.2033 | 10.0568 | 9.8988 | 9.7062 | 9.562 | 9.3882 | 8.9058 | 8.5592 | 8.0181 | 9.6773 | 9.5674 | 9.4539 | 9.3279 | 9.1892 | 9.0265 | 8.8129 | 8.5715 | 8.2694 | 8.0519 | 7.7816 | 6.9431 | 6.4834 | 6.1174
|  | HOUGHTON | LW |  |  |  |  | 8.4888 | 8.3797 | 8.2261 | 8.0261 | 7.8238 | 7.5577 | 7.2719 | 7.0302 | 6.7292 | 6.4327 | 6.1798 | 5.3009 | 4.7702 | 4.3239 | 10.6089 | 10.5511 | 10.4737 | 10.3726 | 10.2866 | 10.1408 | 9.9739 | 9.8104 | 9.5972 | 9.385 | 9.2034 | 8.7477 | 8.5904 | 8.4785 | 9.6761 | 9.5794 | 9.4469 | 9.2844 | 9.1403 | 8.9193 | 8.6219 | 8.3662 | 8.0278 | 7.6987 | 7.4463 | 6.6829 | 6.2621 | 5.8732
|  | HOUGHTON | ST |  |  |  |  | 8.5165 | 8.4228 | 8.3009 | 8.1694 | 7.9991 | 7.8139 | 7.6202 | 7.4587 | 7.2648 | 7.0502 | 6.8597 | 5.9951 | 5.5787 | 5.3311 | 10.6498 | 10.6141 | 10.5566 | 10.4968 | 10.4267 | 10.3436 | 10.2492 | 10.1626 | 10.0402 | 9.89 | 9.7379 | 8.9605 | 8.6916 | 8.3066 | 9.7284 | 9.6599 | 9.554 | 9.4456 | 9.3243 | 9.187 | 9.0128 | 8.8704 | 8.6765 | 8.4563 | 8.2662 | 7.241 | 6.8492 | 6.6857
|  | HOUGHTON | FS |  |  |  |  | 8.5834 | 8.527 | 8.4939 | 8.4607 | 8.421 | 8.3773 | 8.3277 | 8.22 | 8.0903 | 7.9329 | 7.7701 | 6.9166 | 6.0078 | 5.5415 | 10.6698 | 10.6488 | 10.6248 | 10.6002 | 10.5676 | 10.5304 | 10.4861 | 10.423 | 10.3596 | 10.2664 | 10.1647 | 9.5239 | 8.6934 | 7.7252 | 9.7726 | 9.7323 | 9.6944 | 9.6561 | 9.6078 | 9.5541 | 9.4918 | 9.391 | 9.29 | 9.152 | 9.0036 | 8.1314 | 7.2848 | 6.8114
BRAMLEY (BASI) | BASINGSTOKE T3 & T4 | HOUNDMILLS | MINIMUM HEADROOM | SU 62187 52886 | NO | YES | 4.748 | 16.8364 | 16.022 | 14.7175 | 13.5773 | 12.3862 | 10.9497 | 9.636 | 7.8081 | 5.9273 | 4.0588 | 2.6856 | -0.41848 | -2.0888 | -3.2198 | 15.9972 | 15.6676 | 15.2176 | 14.786 | 14.3311 | 13.5347 | 12.8696 | 11.855 | 10.7282 | 9.7247 | 8.8671 | 6.0509 | 3.9574 | -1.643 | 17.048 | 16.56 | 15.535 | 14.5544 | 13.5156 | 12.2103 | 11.1664 | 9.5693 | 7.9008 | 6.2503 | 5.0339 | 2.2923 | 0.98724 | 0.0074177
|  | HOUNDMILLS | CT |  |  |  |  | 16.9469 | 16.2397 | 15.1426 | 14.172 | 13.0215 | 11.7581 | 10.5223 | 8.574 | 6.6261 | 4.8753 | 3.5128 | -0.35317 | -2.0888 | -3.2198 | 16.07 | 15.7469 | 15.3393 | 14.9636 | 14.4596 | 13.7218 | 13.0416 | 11.8714 | 10.7282 | 9.7247 | 8.8671 | 6.0509 | 3.9574 | 0.98036 | 17.1743 | 16.6985 | 15.8475 | 15.0126 | 13.9797 | 12.8487 | 11.872 | 10.1662 | 8.4535 | 6.9777 | 5.7498 | 2.4021 | 0.98724 | 0.0074177
|  | HOUNDMILLS | LW |  |  |  |  | 16.8364 | 16.022 | 14.7175 | 13.5773 | 12.3862 | 10.9497 | 9.636 | 7.8081 | 5.9273 | 4.0588 | 2.6856 | -0.41848 | -1.5925 | -2.5858 | 15.9972 | 15.6676 | 15.2176 | 14.786 | 14.3311 | 13.5347 | 12.8696 | 11.855 | 10.8196 | 9.792 | 9.0286 | 7.3205 | 6.7656 | 6.24 | 17.048 | 16.56 | 15.535 | 14.5544 | 13.5156 | 12.2103 | 11.1664 | 9.5693 | 7.9008 | 6.2503 | 5.0339 | 2.2923 | 1.3165 | 0.39068
|  | HOUNDMILLS | ST |  |  |  |  | 17.094 | 16.5041 | 15.7571 | 15.1532 | 14.5188 | 13.8686 | 13.1105 | 12.1006 | 11.0716 | 10.1958 | 9.3524 | 4.326 | 2.2467 | 1.5806 | 16.1486 | 15.9174 | 15.5887 | 15.2747 | 14.9413 | 14.5847 | 14.1297 | 13.4749 | 12.7496 | 12.0934 | 11.2855 | 6.7093 | 5.0653 | 2.2416 | 17.281 | 16.9677 | 16.4348 | 15.9289 | 15.3668 | 14.7916 | 14.1051 | 13.1944 | 12.2567 | 11.3086 | 10.1226 | 4.371 | 2.3803 | 1.7568
|  | HOUNDMILLS | FS |  |  |  |  | 17.2276 | 16.8125 | 16.2698 | 15.8308 | 15.3673 | 14.8667 | 14.3576 | 13.6716 | 12.9317 | 12.0873 | 11.5848 | 7.9858 | 4.9896 | 2.4889 | 16.2297 | 16.0555 | 15.8191 | 15.6028 | 15.3733 | 15.1142 | 14.8287 | 14.3185 | 13.7318 | 13.0669 | 12.6342 | 9.1327 | 4.6848 | -1.643 | 17.3794 | 17.1426 | 16.8155 | 16.506 | 16.1006 | 15.6554 | 15.2118 | 14.6075 | 13.9538 | 13.1943 | 12.8418 | 8.7735 | 5.0227 | 2.631
BRAMLEY (ANDO-THAT) | THATCHAM BSP | HUNGERFORD | MINIMUM HEADROOM | SU 34066 68957 | NO | YES | 1.625 | 2.6969 | 4.6387 | 4.5706 | 4.4878 | 4.347 | 4.0491 | 3.7316 | 3.3106 | 2.8126 | 2.315 | 2.018 | 0.75914 | 0.24183 | -0.15354 | 5.2135 | 7.6615 | 7.5972 | 7.5192 | 7.4323 | 7.2474 | 7.0428 | 6.7829 | 6.4627 | 6.1432 | 5.9852 | 5.2763 | 4.6283 | 2.5038 | 4.3764 | 6.329 | 6.2732 | 6.0889 | 5.8595 | 5.5664 | 5.2828 | 4.8578 | 4.3783 | 3.9037 | 3.7296 | 2.38 | 1.5667 | 0.9743
|  | HUNGERFORD | CT |  |  |  |  | 2.712 | 4.653 | 4.5811 | 4.5152 | 4.3995 | 4.1709 | 3.8886 | 3.4821 | 3.0272 | 2.6647 | 2.3965 | 0.93528 | 0.24183 | -0.15354 | 5.227 | 7.6734 | 7.6062 | 7.5433 | 7.437 | 7.3126 | 7.1267 | 6.8706 | 6.5765 | 6.3554 | 6.2114 | 5.4177 | 4.6283 | 3.3917 | 4.3851 | 6.3377 | 6.2786 | 6.146 | 5.9236 | 5.6976 | 5.4534 | 5.0532 | 4.6206 | 4.2716 | 4.1101 | 2.5177 | 1.5667 | 0.9743
|  | HUNGERFORD | LW |  |  |  |  | 2.6969 | 4.6387 | 4.5706 | 4.4878 | 4.347 | 4.0491 | 3.7316 | 3.3106 | 2.8126 | 2.315 | 2.018 | 0.75914 | 0.30588 | 0.009926 | 5.2135 | 7.6615 | 7.5972 | 7.5192 | 7.4323 | 7.2474 | 7.0428 | 6.7829 | 6.4627 | 6.1432 | 5.9852 | 5.2763 | 5.0662 | 4.9327 | 4.3764 | 6.329 | 6.2732 | 6.0889 | 5.8595 | 5.5664 | 5.2828 | 4.8578 | 4.3783 | 3.9037 | 3.7296 | 2.38 | 1.7621 | 1.2715
|  | HUNGERFORD | ST |  |  |  |  | 2.7515 | 4.7276 | 4.6983 | 4.6535 | 4.5952 | 4.5208 | 4.4417 | 4.331 | 4.1692 | 3.915 | 3.6136 | 2.0876 | 1.2977 | 0.81554 | 5.2621 | 7.7401 | 7.7112 | 7.6689 | 7.6144 | 7.5455 | 7.471 | 7.3699 | 7.2299 | 7.055 | 6.8443 | 5.7735 | 5.3079 | 4.2824 | 4.4183 | 6.3974 | 6.3744 | 6.3387 | 6.293 | 6.2349 | 6.1476 | 6.0218 | 5.8482 | 5.6317 | 5.3767 | 3.9794 | 3.2559 | 2.8318
|  | HUNGERFORD | FS |  |  |  |  | 2.7592 | 4.7464 | 4.7338 | 4.7071 | 4.6764 | 4.6352 | 4.5854 | 4.5374 | 4.4573 | 4.3436 | 4.1809 | 2.828 | 1.6405 | 0.52381 | 5.2694 | 7.7574 | 7.7439 | 7.7184 | 7.6884 | 7.6493 | 7.6019 | 7.5535 | 7.4772 | 7.3711 | 7.257 | 6.077 | 4.8474 | 2.5038 | 4.4246 | 6.4123 | 6.4019 | 6.3796 | 6.3554 | 6.3227 | 6.2833 | 6.2477 | 6.1628 | 6.014 | 5.8737 | 4.6878 | 3.5878 | 2.5555
LOVEDEAN GSP | CHICHESTER & HUNSTON | HUNSTON | MINIMUM HEADROOM | SU 86949 02632 | NO | YES | 2.681 | 13.2901 | 13.0735 | 12.7035 | 12.2494 | 11.764 | 10.922 | 9.8379 | 8.904 | 7.8144 | 6.6469 | 5.5371 | 1.5012 | -1.7374 | -5.0549 | 16.1998 | 15.9754 | 15.4881 | 14.9512 | 14.5142 | 13.871 | 13.0191 | 12.5493 | 11.9314 | 11.2208 | 10.5635 | 7.5992 | 4.2628 | 0.029676 | 12.551 | 12.3337 | 11.909 | 11.3664 | 10.8973 | 10.1208 | 9.0148 | 8.1419 | 7.1125 | 5.9835 | 4.9173 | 0.97165 | -2.2239 | -5.2892
|  | HUNSTON | CT |  |  |  |  | 13.3205 | 13.1632 | 13.0064 | 12.7851 | 12.3916 | 11.8987 | 11.0875 | 10.2304 | 9.0477 | 8.0181 | 6.8866 | 2.7417 | -0.22138 | -2.8931 | 16.1998 | 16.0078 | 15.7669 | 15.4506 | 15.0989 | 14.6873 | 14.0676 | 13.6075 | 12.7553 | 12.0067 | 11.1617 | 7.5992 | 4.2628 | 0.029676 | 12.5774 | 12.4309 | 12.2853 | 12.0022 | 11.6235 | 11.1948 | 10.4316 | 9.6363 | 8.4736 | 7.4918 | 6.3826 | 2.4035 | -0.23866 | -2.493
|  | HUNSTON | LW |  |  |  |  | 13.2901 | 13.0735 | 12.7035 | 12.2494 | 11.764 | 10.922 | 9.8379 | 8.904 | 7.8144 | 6.6469 | 5.5371 | 1.5012 | -1.7374 | -5.0549 | 16.2097 | 15.9754 | 15.4881 | 14.9512 | 14.5142 | 13.871 | 13.0191 | 12.5493 | 11.9314 | 11.2208 | 10.5635 | 7.6259 | 4.7625 | 1.8377 | 12.551 | 12.3337 | 11.909 | 11.3664 | 10.8973 | 10.1208 | 9.0148 | 8.1419 | 7.1125 | 5.9835 | 4.9173 | 0.97165 | -2.2239 | -5.2892
|  | HUNSTON | ST |  |  |  |  | 13.3638 | 13.2757 | 12.9184 | 12.6323 | 12.3756 | 12.1621 | 11.8017 | 11.2656 | 10.6142 | 9.8486 | 9.2231 | 4.7401 | 2.0343 | -0.23747 | 16.2578 | 16.1398 | 15.6877 | 15.332 | 15.0179 | 14.7609 | 14.4667 | 13.9906 | 13.4573 | 12.8845 | 12.6144 | 8.9867 | 5.2644 | 0.68982 | 12.62 | 12.5413 | 12.1309 | 11.8134 | 11.5419 | 11.2629 | 10.9064 | 10.3618 | 9.7072 | 8.9483 | 8.3528 | 3.8012 | 0.96993 | -1.4764
|  | HUNSTON | FS |  |  |  |  | 13.421 | 13.3595 | 13.2597 | 13.1396 | 13.0081 | 12.845 | 12.6299 | 12.3794 | 12.0217 | 11.5448 | 11.1155 | 8.597 | 5.7244 | 2.9438 | 16.3033 | 16.2021 | 16.0389 | 15.8504 | 15.6528 | 15.4075 | 15.0901 | 14.7035 | 14.2436 | 13.7346 | 13.3074 | 10.8897 | 7.1223 | 0.70624 | 12.6754 | 12.6211 | 12.5215 | 12.4022 | 12.2697 | 12.1058 | 11.8907 | 11.5837 | 11.1933 | 10.7143 | 10.3081 | 7.9381 | 5.2523 | 2.4972
MELKSHAM GSP | ANDOVER BSP | HURSTBOURNE TARRANT | MINIMUM HEADROOM | SU 39384 52476 | NO | YES | 0.353 | 1.5208 | 1.381 | 1.2765 | 1.1172 | 0.95857 | 0.78207 | 0.55361 | 0.3245 | 0.11161 | -0.13277 | -0.31182 | -0.89345 | -1.2828 | -1.6354 | 2.8871 | 2.7964 | 2.7344 | 2.6553 | 2.5495 | 2.4649 | 2.3181 | 2.1671 | 2.0411 | 1.8794 | 1.7791 | 1.3999 | 0.96247 | -0.1088 | 2.6113 | 2.4773 | 2.3768 | 2.2257 | 2.0739 | 1.9071 | 1.6892 | 1.4736 | 1.2749 | 1.0447 | 0.87988 | 0.37124 | 0.06226 | -0.22837
|  | HURSTBOURNE TARRANT | CT |  |  |  |  | 1.5208 | 1.381 | 1.2765 | 1.1501 | 0.99547 | 0.87979 | 0.68621 | 0.4636 | 0.27888 | 0.11679 | -0.088535 | -0.71846 | -1.126 | -1.4541 | 2.8871 | 2.7964 | 2.7344 | 2.6553 | 2.5495 | 2.4795 | 2.3413 | 2.179 | 2.0471 | 1.9397 | 1.7907 | 1.3999 | 1.039 | 0.44066 | 2.6113 | 2.4773 | 2.3768 | 2.2567 | 2.1089 | 2.0004 | 1.8161 | 1.6038 | 1.4248 | 1.2752 | 1.0824 | 0.52457 | 0.20119 | -0.065989
|  | HURSTBOURNE TARRANT | LW |  |  |  |  | 1.5316 | 1.4082 | 1.283 | 1.1172 | 0.95857 | 0.78207 | 0.55361 | 0.3245 | 0.11161 | -0.13277 | -0.31182 | -0.89345 | -1.2828 | -1.6354 | 2.891 | 2.8142 | 2.7517 | 2.657 | 2.567 | 2.4649 | 2.3181 | 2.1671 | 2.0411 | 1.8794 | 1.7791 | 1.5269 | 1.3836 | 1.233 | 2.6223 | 2.5042 | 2.3836 | 2.2257 | 2.0739 | 1.9071 | 1.6892 | 1.4736 | 1.2749 | 1.0447 | 0.87988 | 0.37124 | 0.06226 | -0.22837
|  | HURSTBOURNE TARRANT | ST |  |  |  |  | 1.5673 | 1.4733 | 1.3624 | 1.2279 | 1.1195 | 0.98325 | 0.82548 | 0.67681 | 0.55042 | 0.36868 | 0.17722 | -0.50778 | -0.82056 | -1.0517 | 2.9171 | 2.8611 | 2.8024 | 2.7237 | 2.6677 | 2.5898 | 2.4972 | 2.4007 | 2.3227 | 2.1945 | 2.0554 | 1.4981 | 1.1521 | 0.60738 | 2.6571 | 2.5674 | 2.4599 | 2.3307 | 2.2256 | 2.0967 | 1.9532 | 1.8163 | 1.7015 | 1.5316 | 1.3518 | 0.7153 | 0.44959 | 0.26562
|  | HURSTBOURNE TARRANT | FS |  |  |  |  | 1.6216 | 1.5594 | 1.5235 | 1.4687 | 1.4158 | 1.381 | 1.319 | 1.2206 | 1.1035 | 1.0061 | 0.87182 | 0.16004 | -0.47713 | -0.78224 | 2.9386 | 2.8963 | 2.8679 | 2.823 | 2.778 | 2.7492 | 2.6919 | 2.6193 | 2.5266 | 2.4504 | 2.3391 | 1.6885 | 0.96247 | -0.1088 | 2.7093 | 2.6501 | 2.6152 | 2.5631 | 2.5124 | 2.4787 | 2.4195 | 2.3256 | 2.2134 | 2.1214 | 1.9927 | 1.3162 | 0.74285 | 0.47493
EALING GSP |  | IRONBRIDGE | MINIMUM HEADROOM | TQ 14226 80171 | NO | YES | 11.141 | -8.405 | -9.252 | -10.4808 | -11.8797 | -13.1947 | -14.407 | -15.7325 | -17.343 | -19.3398 | -21.5361 | -23.2701 | -28.7542 | -31.4985 | -33.524 | -5.5444 | -6.0858 | -6.7765 | -7.5436 | -8.2272 | -8.9701 | -9.9353 | -11.1006 | -12.5284 | -13.9073 | -15.2464 | -20.8462 | -25.1902 | -38.6967 | -8.5514 | -9.3089 | -10.418 | -11.8154 | -13.0844 | -14.3101 | -15.5679 | -17.1426 | -19.0508 | -21.3307 | -23.0976 | -28.543 | -31.0946 | -32.9114
|  | IRONBRIDGE | CT |  |  |  |  | -8.3861 | -9.1418 | -10.2132 | -11.3108 | -12.1802 | -13.4368 | -14.6603 | -16.3642 | -18.3668 | -20.0689 | -21.8299 | -28.4964 | -31.4985 | -33.524 | -5.5444 | -6.0858 | -6.7765 | -7.5436 | -8.0989 | -8.9701 | -9.9353 | -11.1006 | -12.5284 | -13.9073 | -15.2464 | -20.8462 | -25.1902 | -31.8788 | -8.5417 | -9.2273 | -10.1963 | -11.2553 | -12.082 | -13.26 | -14.4473 | -16.1021 | -18.0156 | -19.8337 | -21.6006 | -28.3245 | -31.0946 | -32.9114
|  | IRONBRIDGE | LW |  |  |  |  | -8.405 | -9.252 | -10.4808 | -11.8797 | -13.1947 | -14.407 | -15.7325 | -17.343 | -19.3398 | -21.5361 | -23.2701 | -28.7542 | -29.7744 | -31.4107 | -5.4829 | -5.9947 | -6.6346 | -7.4889 | -8.2272 | -8.839 | -9.7016 | -10.644 | -11.8765 | -13.4222 | -14.5127 | -17.6083 | -18.0989 | -19.2067 | -8.5514 | -9.3089 | -10.418 | -11.8154 | -13.0844 | -14.3101 | -15.5679 | -17.1426 | -19.0508 | -21.3307 | -23.0976 | -28.543 | -29.4781 | -30.969
|  | IRONBRIDGE | ST |  |  |  |  | -8.0964 | -8.6398 | -9.1212 | -9.6672 | -10.1554 | -10.7468 | -11.1708 | -11.582 | -11.7939 | -12.7324 | -13.5126 | -17.9009 | -20.2614 | -22.9637 | -5.3288 | -5.7081 | -6.0608 | -6.5301 | -6.9448 | -7.4541 | -7.9132 | -8.3563 | -8.6586 | -9.652 | -10.4683 | -15.4206 | -19.8952 | -26.8165 | -8.2593 | -8.737 | -9.1564 | -9.6916 | -10.1428 | -10.6843 | -11.1001 | -11.5052 | -11.6682 | -12.6582 | -13.4243 | -17.6578 | -19.9301 | -22.521
|  | IRONBRIDGE | FS |  |  |  |  | -7.9867 | -8.3625 | -8.7601 | -9.2145 | -9.6586 | -10.0783 | -10.4067 | -10.7521 | -11.3461 | -11.9151 | -12.6474 | -17.7871 | -22.0677 | -25.5864 | -5.2869 | -5.5972 | -5.9119 | -6.3246 | -6.7267 | -7.1375 | -7.5767 | -8.0142 | -8.6663 | -9.4458 | -10.3057 | -16.5091 | -25.0306 | -38.6967 | -8.1618 | -8.4915 | -8.8359 | -9.275 | -9.683 | -10.0587 | -10.3745 | -10.6957 | -11.2022 | -11.8265 | -12.5244 | -17.521 | -21.8916 | -25.5892
BRAMLEY (BASI) | BASINGSTOKE T1A & T2A | JAYS CLOSE | MINIMUM HEADROOM | SU 63055 50105 | NO | YES | 27.215 | -2.6213 | -2.8842 | -3.3833 | -3.9942 | -4.5813 | -5.0876 | -5.8979 | -6.9981 | -8.2252 | -9.4386 | -10.5291 | -13.9371 | -15.7249 | -16.9776 | -2.8492 | -2.9785 | -3.2546 | -3.5667 | -3.9574 | -4.2152 | -4.7883 | -5.4256 | -6.1238 | -6.6687 | -7.3383 | -9.9825 | -12.1015 | -17.3286 | -2.2536 | -2.5305 | -2.9655 | -3.5295 | -4.0657 | -4.5474 | -5.3546 | -6.3762 | -7.537 | -8.6819 | -9.6695 | -12.6527 | -14.2403 | -15.3305
|  | JAYS CLOSE | CT |  |  |  |  | -2.6051 | -2.8842 | -3.3546 | -3.8717 | -4.4879 | -4.8262 | -5.5866 | -6.6241 | -7.7377 | -8.6262 | -9.6434 | -13.6657 | -15.7249 | -16.9776 | -2.8376 | -2.9785 | -3.2546 | -3.5667 | -3.9574 | -4.2152 | -4.7883 | -5.4256 | -6.1238 | -6.6687 | -7.3383 | -9.9825 | -12.1015 | -14.9383 | -2.2432 | -2.5305 | -2.9655 | -3.4481 | -4.0392 | -4.3617 | -5.1475 | -6.1324 | -7.199 | -8.0067 | -8.9585 | -12.4184 | -14.2403 | -15.3305
|  | JAYS CLOSE | LW |  |  |  |  | -2.6213 | -2.8717 | -3.3833 | -3.9942 | -4.5813 | -5.0876 | -5.8979 | -6.9981 | -8.2252 | -9.4386 | -10.5291 | -13.9371 | -14.9271 | -15.8481 | -2.8492 | -2.9571 | -3.1597 | -3.4786 | -3.7816 | -4.0798 | -4.5902 | -5.1749 | -5.8522 | -6.5237 | -7.1233 | -8.8204 | -9.2309 | -9.7094 | -2.2536 | -2.5062 | -2.9646 | -3.5295 | -4.0657 | -4.5474 | -5.3546 | -6.3762 | -7.537 | -8.6819 | -9.6695 | -12.6527 | -13.5016 | -14.3161
|  | JAYS CLOSE | ST |  |  |  |  | -2.3989 | -2.5046 | -2.5717 | -2.6896 | -2.823 | -3.0124 | -3.281 | -3.5439 | -3.5786 | -4.1103 | -4.9014 | -9.1789 | -11.1506 | -12.4354 | -2.7707 | -2.83 | -2.8871 | -2.976 | -3.1081 | -3.3626 | -3.6836 | -3.9475 | -4.0549 | -4.403 | -4.8697 | -8.2735 | -9.443 | -12.4899 | -2.0428 | -2.1528 | -2.2213 | -2.3497 | -2.4938 | -2.7353 | -3.0622 | -3.3455 | -3.3799 | -3.7595 | -4.2641 | -8.3959 | -10.2279 | -11.3671
|  | JAYS CLOSE | FS |  |  |  |  | -2.4013 | -2.4924 | -2.6056 | -2.7581 | -2.9161 | -3.1246 | -3.3169 | -3.6073 | -3.9418 | -4.3513 | -4.4763 | -7.2454 | -10.8463 | -13.7043 | -2.7657 | -2.8126 | -2.8603 | -2.9929 | -3.1433 | -3.3688 | -3.612 | -3.8951 | -4.2215 | -4.6144 | -4.8274 | -7.6688 | -11.5335 | -17.3286 | -2.0412 | -2.134 | -2.2335 | -2.3798 | -2.531 | -2.7524 | -2.9617 | -3.2381 | -3.56 | -3.9646 | -4.0673 | -6.7477 | -9.8381 | -12.488
MINETY GSP | CIRENCESTER BSP | KEMBLE RAF | MINIMUM HEADROOM | ST 96064 96012 | YES | YES | 0.275 | 0.22456 | 0.20166 | 0.17275 | 0.16184 | 0.12569 | 0.07043 | 0.0032035 | -0.075912 | -0.17708 | -0.28758 | -0.39663 | -0.71534 | -0.78524 | -0.79965 | 0.63418 | 0.61523 | 0.59157 | 0.58857 | 0.56082 | 0.51817 | 0.46621 | 0.40502 | 0.32758 | 0.24364 | 0.16131 | -0.071926 | -0.12076 | -0.15025 | 0.41759 | 0.39791 | 0.37275 | 0.36704 | 0.33637 | 0.29019 | 0.23375 | 0.16176 | 0.064279 | -0.042234 | -0.14734 | -0.45466 | -0.52184 | -0.53582
|  | KEMBLE RAF | CT |  |  |  |  | 0.23228 | 0.20873 | 0.20108 | 0.17762 | 0.13978 | 0.096204 | 0.03623 | -0.037565 | -0.1298 | -0.21548 | -0.31117 | -0.63367 | -0.7009 | -0.70459 | 0.6403 | 0.62059 | 0.61861 | 0.6006 | 0.57132 | 0.53763 | 0.49113 | 0.4339 | 0.36313 | 0.29889 | 0.2266 | -0.01071 | -0.059801 | -0.06668 | 0.42374 | 0.40353 | 0.39958 | 0.38019 | 0.34854 | 0.31169 | 0.26127 | 0.19882 | 0.10981 | 0.027184 | -0.0651 | -0.37615 | -0.44079 | -0.44401
|  | KEMBLE RAF | LW |  |  |  |  | 0.22456 | 0.20166 | 0.17275 | 0.16184 | 0.12569 | 0.07043 | 0.0032035 | -0.075912 | -0.17708 | -0.28758 | -0.39663 | -0.71534 | -0.78524 | -0.78941 | 0.63418 | 0.61523 | 0.59157 | 0.58857 | 0.56082 | 0.51817 | 0.46621 | 0.40502 | 0.32758 | 0.24364 | 0.16131 | -0.071926 | -0.12076 | -0.12425 | 0.41759 | 0.39791 | 0.37275 | 0.36704 | 0.33637 | 0.29019 | 0.23375 | 0.16176 | 0.064279 | -0.042234 | -0.14734 | -0.45466 | -0.52184 | -0.52548
|  | KEMBLE RAF | ST |  |  |  |  | 0.24472 | 0.2364 | 0.22232 | 0.20323 | 0.17925 | 0.17238 | 0.14338 | 0.10506 | 0.051506 | -0.017535 | -0.10041 | -0.55099 | -0.69464 | -0.70055 | 0.65068 | 0.6437 | 0.63219 | 0.61651 | 0.59695 | 0.597 | 0.57471 | 0.54505 | 0.50349 | 0.44992 | 0.38579 | 0.042096 | -0.068112 | -0.076657 | 0.43435 | 0.42721 | 0.41534 | 0.39907 | 0.37862 | 0.37615 | 0.35242 | 0.32026 | 0.275 | 0.2166 | 0.1382 | -0.29605 | -0.43428 | -0.43967
|  | KEMBLE RAF | FS |  |  |  |  | 0.24716 | 0.24368 | 0.23716 | 0.22728 | 0.21527 | 0.19997 | 0.20392 | 0.18923 | 0.16558 | 0.13141 | 0.09027 | -0.20456 | -0.56056 | -0.79965 | 0.65254 | 0.64935 | 0.64366 | 0.63518 | 0.62502 | 0.61211 | 0.6201 | 0.60872 | 0.59027 | 0.56365 | 0.53157 | 0.30238 | 0.033499 | -0.15025 | 0.43626 | 0.43328 | 0.42772 | 0.41918 | 0.40888 | 0.39573 | 0.40232 | 0.39096 | 0.37174 | 0.34355 | 0.30917 | 0.037847 | -0.30537 | -0.53582
COWLEY GSP | COWLEY LOCAL (2 X 45) | KENNINGTON | MINIMUM HEADROOM | SP 52881 01094 | YES | NO | 1.805 | -0.63789 | -0.87871 | -1.1235 | -1.3889 | -1.642 | -1.9192 | -2.2566 | -2.7344 | -2.9479 | -3.437 | -3.8752 | -5.4043 | -6.4608 | -7.215 | 1.0378 | 0.89209 | 0.78056 | 0.63083 | 0.45524 | 0.31586 | 0.083447 | -0.20559 | -0.20281 | -0.42795 | -0.64267 | -1.6106 | -2.6081 | -4.6149 | -0.085559 | -0.27511 | -0.48844 | -0.72615 | -0.95351 | -1.2049 | -1.5062 | -1.9365 | -2.1281 | -2.5639 | -2.9564 | -4.3262 | -5.307 | -5.9663
|  | KENNINGTON | CT |  |  |  |  | -0.59668 | -0.81468 | -1.0461 | -1.2813 | -1.5522 | -1.7822 | -2.1058 | -2.5443 | -2.7052 | -3.0643 | -3.4651 | -5.2039 | -6.4608 | -7.215 | 1.056 | 0.90477 | 0.78056 | 0.6356 | 0.45524 | 0.31586 | 0.083447 | -0.20559 | -0.20281 | -0.39935 | -0.64267 | -1.6106 | -2.6081 | -3.864 | -0.054949 | -0.22966 | -0.43138 | -0.64223 | -0.88379 | -1.093 | -1.381 | -1.7746 | -1.9188 | -2.2421 | -2.6005 | -4.1825 | -5.307 | -5.9663
|  | KENNINGTON | LW |  |  |  |  | -0.63789 | -0.87871 | -1.1235 | -1.3889 | -1.642 | -1.9192 | -2.2566 | -2.7344 | -2.9479 | -3.437 | -3.8752 | -5.4043 | -6.258 | -7.0171 | 1.0378 | 0.89209 | 0.78136 | 0.63083 | 0.49445 | 0.32905 | 0.10391 | -0.17293 | -0.16424 | -0.42795 | -0.62541 | -1.2053 | -1.5393 | -1.8645 | -0.085559 | -0.27511 | -0.48844 | -0.72615 | -0.95351 | -1.2049 | -1.5062 | -1.9365 | -2.1281 | -2.5639 | -2.9564 | -4.3262 | -5.0738 | -5.731
|  | KENNINGTON | ST |  |  |  |  | -0.53562 | -0.68331 | -0.76994 | -0.8516 | -0.9135 | -1.0094 | -1.1199 | -1.2349 | -1.3457 | -1.5188 | -1.7081 | -2.5335 | -3.5585 | -4.5355 | 1.0934 | 1.0017 | 0.9302 | 0.8499 | 0.79282 | 0.69821 | 0.58767 | 0.46297 | 0.34463 | 0.16017 | -0.043651 | -0.7408 | -1.645 | -2.9329 | -5.5077e-05 | -0.11239 | -0.18459 | -0.25627 | -0.30717 | -0.38997 | -0.48532 | -0.58538 | -0.68253 | -0.83203 | -0.9954 | -1.7289 | -2.6383 | -3.5018
|  | KENNINGTON | FS |  |  |  |  | -0.48262 | -0.59412 | -0.67982 | -0.75842 | -0.84439 | -0.91462 | -1.0135 | -1.1637 | -1.3224 | -1.4602 | -1.6362 | -2.4087 | -3.4375 | -4.5559 | 1.1183 | 1.0418 | 0.96979 | 0.89752 | 0.81608 | 0.75307 | 0.64917 | 0.51375 | 0.35988 | 0.22018 | 0.036521 | -0.81782 | -2.2557 | -4.6149 | 0.038245 | -0.045396 | -0.11813 | -0.18612 | -0.2604 | -0.31731 | -0.40173 | -0.53175 | -0.6706 | -0.79479 | -0.95053 | -1.6383 | -2.5558 | -3.5565
BRAMLEY (FLEE) | BURGHFIELD MAIN | KENTWOOD HILL | MINIMUM HEADROOM | SU 67102 74048 | NO | YES | 1.234 | 1.9636 | 1.5092 | 0.79276 | -0.2894 | -1.3325 | -2.6082 | -3.975 | -6.1912 | -8.5993 | -10.9619 | -12.9994 | -19.9984 | -25.9048 | -29.2298 | 7.5618 | 7.0568 | 6.6944 | 6.0461 | 5.2704 | 4.4812 | 3.4923 | 2.1451 | 0.6627 | -0.4847 | -1.8643 | -8.0703 | -15.7403 | -35.4183 | 3.5444 | 3.0188 | 2.5444 | 1.609 | 0.68365 | -0.48012 | -1.7996 | -3.835 | -6.0955 | -8.2992 | -10.0992 | -15.8618 | -20.4484 | -23.1225
|  | KENTWOOD HILL | CT |  |  |  |  | 2.0022 | 1.5092 | 0.82906 | -0.15752 | -1.2546 | -2.3548 | -3.6431 | -5.6763 | -7.8268 | -9.5979 | -11.5628 | -19.9984 | -25.9048 | -29.2298 | 7.5618 | 7.0568 | 6.6944 | 6.0461 | 5.2704 | 4.4812 | 3.4923 | 2.1451 | 0.6627 | -0.4847 | -1.8643 | -8.0703 | -14.9817 | -25.0316 | 3.5788 | 3.0188 | 2.5444 | 1.6852 | 0.68365 | -0.31724 | -1.5638 | -3.4345 | -5.4671 | -7.0434 | -8.8548 | -15.8618 | -20.4484 | -23.1225
|  | KENTWOOD HILL | LW |  |  |  |  | 1.9636 | 1.5132 | 0.79276 | -0.2894 | -1.3325 | -2.6082 | -3.975 | -6.1912 | -8.5993 | -10.9619 | -12.9994 | -19.8508 | -23.2071 | -25.9384 | 7.6397 | 7.2989 | 7.0687 | 6.5149 | 6.001 | 5.2629 | 4.4382 | 3.2813 | 1.9432 | 0.65089 | -0.31532 | -3.111 | -4.3536 | -5.5632 | 3.5444 | 3.0466 | 2.5578 | 1.609 | 0.71841 | -0.48012 | -1.7996 | -3.835 | -6.0955 | -8.2992 | -10.0992 | -15.8275 | -18.4775 | -20.7477
|  | KENTWOOD HILL | ST |  |  |  |  | 2.3514 | 2.1897 | 2.0322 | 1.8313 | 1.9309 | 1.7415 | 1.5117 | 1.2186 | 0.78832 | 0.2196 | -0.40382 | -5.738 | -10.3463 | -15.1223 | 7.7984 | 7.5525 | 7.2727 | 6.9347 | 6.8367 | 6.4709 | 6.0473 | 5.5441 | 4.9221 | 4.175 | 3.3419 | -2.6217 | -9.2227 | -19.6772 | 3.9474 | 3.7718 | 3.5752 | 3.3222 | 3.4485 | 3.2114 | 2.9233 | 2.5619 | 2.078 | 1.4692 | 0.80033 | -4.1996 | -8.0119 | -11.6322
|  | KENTWOOD HILL | FS |  |  |  |  | 2.3455 | 2.153 | 1.916 | 1.6122 | 1.3072 | 0.9719 | 0.96357 | 0.46964 | -0.072043 | -0.68855 | -1.3359 | -5.7319 | -10.1997 | -15.5031 | 7.7838 | 7.4937 | 7.1855 | 6.7939 | 6.3761 | 5.9027 | 5.6308 | 4.9299 | 4.13 | 3.2323 | 2.2587 | -4.6416 | -15.7403 | -35.4183 | 3.9546 | 3.7538 | 3.5395 | 3.2436 | 2.9497 | 2.6177 | 2.6957 | 2.25 | 1.7405 | 1.1346 | 0.48977 | -3.6815 | -7.5566 | -11.9466
COWLEY GSP | YARNTON BSP | KIDDINGTON | MINIMUM HEADROOM | SP 43362 24301 | NO | NO | 0.314 | 12.5771 | 12.5493 | 12.5157 | 12.4775 | 12.4339 | 12.3455 | 12.2018 | 11.8797 | 11.4965 | 11.1104 | 10.8068 | 9.8022 | 9.1328 | 8.5225 | 15.3626 | 15.3388 | 15.2913 | 15.2056 | 15.1236 | 15.0134 | 14.9021 | 14.7527 | 14.5813 | 14.4078 | 14.2655 | 13.639 | 13.0381 | 11.8194 | 13.3261 | 13.2098 | 13.0528 | 12.8753 | 12.6862 | 12.4482 | 12.2224 | 11.923 | 11.5868 | 11.247 | 10.9677 | 10.016 | 9.415 | 8.9023
|  | KIDDINGTON | CT |  |  |  |  | 12.5875 | 12.5573 | 12.5227 | 12.4826 | 12.4396 | 12.3833 | 12.2695 | 12.0747 | 11.7315 | 11.4753 | 11.1635 | 10.057 | 9.1896 | 8.5577 | 15.368 | 15.3388 | 15.2913 | 15.2056 | 15.1236 | 15.0247 | 14.9201 | 14.7662 | 14.5976 | 14.4632 | 14.3034 | 13.639 | 13.0381 | 12.3352 | 13.3261 | 13.2098 | 13.0585 | 12.8984 | 12.748 | 12.5711 | 12.3848 | 12.1046 | 11.8035 | 11.568 | 11.2899 | 10.22 | 9.4627 | 8.9295
|  | KIDDINGTON | LW |  |  |  |  | 12.5771 | 12.5493 | 12.5157 | 12.4775 | 12.4339 | 12.3455 | 12.2018 | 11.8797 | 11.4965 | 11.1104 | 10.8068 | 9.8022 | 9.1328 | 8.5225 | 15.3626 | 15.3394 | 15.3058 | 15.2228 | 15.1323 | 15.0134 | 14.9021 | 14.7527 | 14.5813 | 14.4078 | 14.2655 | 13.7992 | 13.5106 | 13.2679 | 13.3334 | 13.2311 | 13.0528 | 12.8753 | 12.6862 | 12.4482 | 12.2224 | 11.923 | 11.5868 | 11.247 | 10.9677 | 10.016 | 9.415 | 8.9023
|  | KIDDINGTON | ST |  |  |  |  | 12.6049 | 12.5924 | 12.578 | 12.5528 | 12.5268 | 12.4921 | 12.4616 | 12.4132 | 12.321 | 12.1894 | 12.034 | 11.0185 | 10.3271 | 9.7592 | 15.3827 | 15.3686 | 15.3532 | 15.2979 | 15.2313 | 15.1567 | 15.0907 | 15.0098 | 14.9138 | 14.8202 | 14.7019 | 14.0087 | 13.4136 | 12.7095 | 13.376 | 13.2963 | 13.1955 | 13.0747 | 12.9561 | 12.8246 | 12.7106 | 12.5799 | 12.428 | 12.2841 | 12.104 | 11.1604 | 10.52 | 10.0059
|  | KIDDINGTON | FS |  |  |  |  | 12.6086 | 12.6007 | 12.5879 | 12.5768 | 12.5596 | 12.5412 | 12.5171 | 12.4885 | 12.4628 | 12.413 | 12.3569 | 11.6809 | 10.7523 | 10.0356 | 15.3847 | 15.3732 | 15.3566 | 15.3418 | 15.3202 | 15.2964 | 15.2487 | 15.1694 | 15.0962 | 14.9969 | 14.8902 | 14.2236 | 13.3002 | 11.8194 | 13.4256 | 13.3742 | 13.3224 | 13.2803 | 13.2254 | 13.1699 | 13.1054 | 12.9904 | 12.8918 | 12.7519 | 12.6045 | 11.7729 | 10.9184 | 10.2556
BRAMLEY (FLEE) | READING BSP | KIDMORE END | MINIMUM HEADROOM | SU 69953 78205 | NO | YES | 1.496 | 4.7468 | 4.6952 | 4.6267 | 4.2795 | 3.9164 | 3.4352 | 3.1544 | 2.608 | 1.8985 | 1.2062 | 0.63285 | -1.2176 | -2.6031 | -3.6074 | 7.5118 | 7.3754 | 7.1649 | 6.9777 | 6.7174 | 6.4547 | 6.107 | 6.0151 | 5.6117 | 5.2941 | 4.911 | 3.1963 | 1.0785 | -4.0253 | 5.6221 | 5.4813 | 5.1628 | 4.8398 | 4.5087 | 4.0601 | 3.7964 | 3.3189 | 2.664 | 2.0257 | 1.506 | -0.13865 | -1.281 | -2.0758
|  | KIDMORE END | CT |  |  |  |  | 4.7684 | 4.713 | 4.6434 | 4.3672 | 3.9921 | 3.6177 | 3.1544 | 2.9016 | 2.2962 | 1.8092 | 1.2543 | -1.0104 | -2.6031 | -3.6074 | 7.5118 | 7.3754 | 7.1649 | 6.9777 | 6.7174 | 6.4547 | 6.107 | 6.0151 | 5.6117 | 5.2941 | 4.911 | 3.1963 | 1.3284 | -1.3013 | 5.6449 | 5.4915 | 5.191 | 4.9223 | 4.5759 | 4.2303 | 3.7964 | 3.5897 | 3.0315 | 2.5908 | 2.0827 | 0.077494 | -1.281 | -2.0758
|  | KIDMORE END | LW |  |  |  |  | 4.7468 | 4.6952 | 4.6267 | 4.2795 | 3.9164 | 3.4352 | 3.2519 | 2.608 | 1.8985 | 1.2062 | 0.63285 | -1.2176 | -2.252 | -3.135 | 7.5162 | 7.4128 | 7.234 | 7.0553 | 6.8651 | 6.5685 | 6.5429 | 6.2036 | 5.8115 | 5.4304 | 5.1492 | 4.3488 | 3.9249 | 3.5296 | 5.6221 | 5.4813 | 5.1628 | 4.8398 | 4.5087 | 4.0601 | 3.9087 | 3.3189 | 2.664 | 2.0257 | 1.506 | -0.13865 | -1.0303 | -1.7948
|  | KIDMORE END | ST |  |  |  |  | 4.8034 | 4.7801 | 4.7446 | 4.7104 | 4.6594 | 4.5954 | 4.5174 | 4.3285 | 4.095 | 3.8135 | 3.9001 | 2.2604 | 0.90047 | -0.31531 | 7.5785 | 7.4877 | 7.3769 | 7.2768 | 7.1428 | 6.9881 | 6.8481 | 6.6466 | 6.3977 | 6.0971 | 6.1318 | 4.4342 | 2.6227 | -0.1003 | 5.7489 | 5.661 | 5.5479 | 5.4538 | 5.3252 | 5.1778 | 5.0513 | 4.8714 | 4.6471 | 4.3748 | 4.4696 | 2.9549 | 1.7682 | 0.71805
|  | KIDMORE END | FS |  |  |  |  | 4.808 | 4.7927 | 4.7704 | 4.7398 | 4.7201 | 4.6827 | 4.6384 | 4.5111 | 4.2912 | 4.0345 | 3.7628 | 2.6511 | 1.3047 | -0.095541 | 7.58 | 7.4909 | 7.3843 | 7.2598 | 7.1606 | 7.0209 | 6.8505 | 6.653 | 6.3962 | 6.1027 | 5.7848 | 4.0726 | 1.0785 | -4.0253 | 5.7636 | 5.6908 | 5.5987 | 5.4935 | 5.4285 | 5.3204 | 5.2016 | 5.0538 | 4.8499 | 4.6093 | 4.3541 | 3.3436 | 2.1352 | 0.90838
BRAMLEY (FLEE) | CAMBERLEY MAIN | KINGS RIDE | MINIMUM HEADROOM | SU 87551 61530 | NO | YES | 0.379 | 10.8372 | 10.6968 | 10.2817 | 9.8432 | 9.1925 | 8.3919 | 7.8029 | 6.7202 | 5.5536 | 4.3863 | 3.3061 | -0.038116 | -1.824 | -2.8262 | 15.1838 | 15.0296 | 14.7735 | 14.5361 | 14.1342 | 13.7165 | 13.4498 | 12.8385 | 12.1709 | 11.6067 | 10.9959 | 8.48 | 6.6334 | 1.9719 | 12.29 | 12.1318 | 11.7393 | 11.3252 | 10.7527 | 10.0016 | 9.5129 | 8.5369 | 7.4552 | 6.3806 | 5.4289 | 2.6268 | 1.3706 | 0.50221
|  | KINGS RIDE | CT |  |  |  |  | 10.8674 | 10.7188 | 10.3302 | 9.9574 | 9.3321 | 8.6851 | 8.1907 | 7.1898 | 6.1393 | 5.2129 | 4.1909 | 0.0002403 | -1.824 | -2.8262 | 15.1838 | 15.0296 | 14.7735 | 14.5361 | 14.1342 | 13.7165 | 13.4498 | 12.8385 | 12.1709 | 11.6367 | 10.9959 | 8.48 | 6.6334 | 4.0103 | 12.3217 | 12.1505 | 11.774 | 11.4258 | 10.8507 | 10.2563 | 9.8494 | 8.9391 | 7.9676 | 7.1676 | 6.2468 | 2.8085 | 1.3706 | 0.50221
|  | KINGS RIDE | LW |  |  |  |  | 10.8372 | 10.6968 | 10.2817 | 9.8432 | 9.1925 | 8.3919 | 7.8029 | 6.7202 | 5.5536 | 4.3863 | 3.3061 | -0.038116 | -0.94579 | -1.8131 | 15.1855 | 15.072 | 14.8454 | 14.6013 | 14.2588 | 13.7774 | 13.5137 | 12.9325 | 12.2655 | 11.6067 | 11.0471 | 9.5242 | 9.1703 | 8.6787 | 12.29 | 12.1318 | 11.7393 | 11.3252 | 10.7527 | 10.0016 | 9.5129 | 8.5369 | 7.4552 | 6.3806 | 5.4289 | 2.6268 | 1.8972 | 1.0862
|  | KINGS RIDE | ST |  |  |  |  | 10.9826 | 10.9175 | 10.8822 | 10.8491 | 10.6825 | 10.4808 | 10.283 | 9.9858 | 9.6298 | 9.1963 | 9.0616 | 6.6541 | 5.1962 | 3.7022 | 15.2703 | 15.1802 | 15.0856 | 14.9971 | 14.8129 | 14.5997 | 14.3908 | 14.103 | 13.7528 | 13.3275 | 13.1886 | 10.8792 | 9.0683 | 6.411 | 12.4516 | 12.3711 | 12.3032 | 12.2481 | 12.0683 | 11.859 | 11.6611 | 11.3651 | 11.0002 | 10.5512 | 10.4683 | 8.1892 | 6.9695 | 5.7819
|  | KINGS RIDE | FS |  |  |  |  | 10.9757 | 10.9173 | 10.8208 | 10.728 | 10.5402 | 10.3392 | 10.1154 | 9.8451 | 9.5132 | 9.1204 | 8.6956 | 6.3459 | 4.2457 | 2.2279 | 15.2686 | 15.1826 | 15.0734 | 14.9694 | 14.7921 | 14.5916 | 14.3555 | 14.0974 | 13.767 | 13.3772 | 12.9502 | 10.5177 | 7.2183 | 1.9719 | 12.4511 | 12.3819 | 12.2784 | 12.1891 | 12.0111 | 11.8159 | 11.602 | 11.3654 | 11.0551 | 10.6787 | 10.2698 | 8.1593 | 6.3055 | 4.6358
BRAMLEY (ANDO-THAT) | THATCHAM BSP | KINGSCLERE | MINIMUM HEADROOM | SU 51982 59358 | NO | YES | 0.306 | 4.1528 | 4.088 | 4.0057 | 3.9062 | 3.8002 | 3.5311 | 3.2251 | 2.8098 | 2.3271 | 1.86 | 1.4785 | 0.16256 | -0.49512 | -1.1058 | 5.5163 | 5.4218 | 5.3027 | 5.2032 | 5.0473 | 4.8863 | 4.6995 | 4.4414 | 4.139 | 3.844 | 3.6253 | 2.7248 | 1.9102 | -0.19558 | 4.1602 | 4.0984 | 4.0207 | 3.9262 | 3.8254 | 3.6308 | 3.3436 | 2.9536 | 2.4969 | 2.0556 | 1.7058 | 0.56104 | 0.0001677 | -0.53012
|  | KINGSCLERE | CT |  |  |  |  | 4.174 | 4.1011 | 4.0175 | 3.9382 | 3.8094 | 3.6739 | 3.4308 | 3.0344 | 2.6 | 2.2897 | 1.9008 | 0.44781 | -0.43675 | -1.0522 | 5.5177 | 5.4218 | 5.3027 | 5.2032 | 5.0473 | 4.8888 | 4.7088 | 4.4414 | 4.1412 | 3.9366 | 3.6661 | 2.7248 | 1.9102 | 0.78466 | 4.181 | 4.1113 | 4.0318 | 3.9565 | 3.8331 | 3.7032 | 3.5224 | 3.1593 | 2.7487 | 2.461 | 2.0955 | 0.82486 | 0.062103 | -0.46863
|  | KINGSCLERE | LW |  |  |  |  | 4.1528 | 4.088 | 4.0057 | 3.9062 | 3.8002 | 3.5311 | 3.2251 | 2.8098 | 2.3271 | 1.86 | 1.4785 | 0.16256 | -0.49512 | -1.1058 | 5.5163 | 5.4404 | 5.3266 | 5.2116 | 5.0842 | 4.8863 | 4.6995 | 4.4462 | 4.139 | 3.844 | 3.6253 | 3.0124 | 2.7373 | 2.4382 | 4.1602 | 4.0984 | 4.0207 | 3.9262 | 3.8254 | 3.6308 | 3.3436 | 2.9536 | 2.4969 | 2.0556 | 1.7058 | 0.56104 | 0.0001677 | -0.53012
|  | KINGSCLERE | ST |  |  |  |  | 4.2161 | 4.1837 | 4.1405 | 4.0803 | 4.0108 | 3.9226 | 3.8275 | 3.7003 | 3.5285 | 3.3143 | 3.0638 | 1.7068 | 0.91823 | 0.26851 | 5.5655 | 5.498 | 5.4336 | 5.3447 | 5.2548 | 5.1466 | 5.0523 | 4.9216 | 4.7548 | 4.59 | 4.3742 | 3.1951 | 2.3534 | 1.248 | 4.2215 | 4.191 | 4.1504 | 4.0932 | 4.027 | 3.9427 | 3.852 | 3.7297 | 3.5641 | 3.3577 | 3.1159 | 1.8426 | 1.2182 | 0.68035
|  | KINGSCLERE | FS |  |  |  |  | 4.2266 | 4.2104 | 4.1843 | 4.1563 | 4.1171 | 4.0717 | 4.015 | 3.9416 | 3.858 | 3.7293 | 3.5847 | 2.517 | 1.3862 | 0.46386 | 5.5782 | 5.532 | 5.4757 | 5.4283 | 5.3623 | 5.292 | 5.2012 | 5.0776 | 4.9659 | 4.7979 | 4.6148 | 3.4577 | 1.9657 | -0.19558 | 4.2311 | 4.2159 | 4.1911 | 4.1646 | 4.1271 | 4.0836 | 4.0291 | 3.959 | 3.8794 | 3.7557 | 3.6166 | 2.6599 | 1.6443 | 0.83383
BRAMLEY (ANDO-THAT) | THATCHAM BSP | KINTBURY | MINIMUM HEADROOM | SU 37657 67143 | NO | YES | 0.332 | 3.3028 | 3.2218 | 3.1471 | 3.0515 | 2.9569 | 2.8619 | 2.7284 | 2.6341 | 2.486 | 2.3461 | 2.2617 | 2.0208 | 1.8751 | 1.768 | 5.9811 | 5.908 | 5.8346 | 5.7554 | 5.6813 | 5.5897 | 5.4568 | 5.327 | 5.1483 | 5.0105 | 4.8731 | 4.3905 | 3.6525 | 2.2526 | 3.316 | 3.2417 | 3.172 | 3.0833 | 2.996 | 2.9085 | 2.7826 | 2.6945 | 2.553 | 2.4197 | 2.3418 | 2.129 | 2.0006 | 1.9056
|  | KINTBURY | CT |  |  |  |  | 3.3028 | 3.2218 | 3.1471 | 3.0674 | 3.0028 | 2.9163 | 2.8017 | 2.7041 | 2.5637 | 2.4752 | 2.3553 | 2.0595 | 1.897 | 1.7976 | 5.9811 | 5.908 | 5.8346 | 5.7554 | 5.6813 | 5.5897 | 5.4568 | 5.327 | 5.1483 | 5.0323 | 4.8731 | 4.3905 | 3.9023 | 3.1389 | 3.316 | 3.2417 | 3.172 | 3.0975 | 3.038 | 2.9567 | 2.8475 | 2.7558 | 2.6214 | 2.5387 | 2.4248 | 2.164 | 2.0209 | 1.933
|  | KINTBURY | LW |  |  |  |  | 3.3121 | 3.2441 | 3.1519 | 3.0515 | 2.9569 | 2.8619 | 2.7284 | 2.6341 | 2.486 | 2.3461 | 2.2617 | 2.0208 | 1.8751 | 1.768 | 5.993 | 5.9378 | 5.8602 | 5.7746 | 5.6916 | 5.601 | 5.465 | 5.3523 | 5.177 | 5.0105 | 4.9051 | 4.6495 | 4.5112 | 4.3588 | 3.3236 | 3.2612 | 3.1763 | 3.0833 | 2.996 | 2.9085 | 2.7826 | 2.6945 | 2.553 | 2.4197 | 2.3418 | 2.129 | 2.0006 | 1.9056
|  | KINTBURY | ST |  |  |  |  | 3.3332 | 3.2757 | 3.202 | 3.1392 | 3.0623 | 2.9843 | 2.8962 | 2.8403 | 2.7461 | 2.6374 | 2.5591 | 2.2024 | 2.1232 | 2.0728 | 6.0073 | 5.9546 | 5.8827 | 5.8166 | 5.7373 | 5.6551 | 5.5627 | 5.4908 | 5.3867 | 5.2668 | 5.1612 | 4.4945 | 4.0235 | 3.327 | 3.3447 | 3.2929 | 3.2257 | 3.1693 | 3.099 | 3.0275 | 2.946 | 2.8954 | 2.8065 | 2.7032 | 2.6303 | 2.2883 | 2.2174 | 2.1719
|  | KINTBURY | FS |  |  |  |  | 3.3719 | 3.3356 | 3.3131 | 3.2862 | 3.2778 | 3.2514 | 3.2259 | 3.1633 | 3.0918 | 3.0405 | 2.9577 | 2.532 | 2.2 | 2.0897 | 6.0345 | 5.9957 | 5.9597 | 5.9178 | 5.8866 | 5.8391 | 5.7859 | 5.6989 | 5.6002 | 5.5113 | 5.3952 | 4.6203 | 3.6525 | 2.2526 | 3.379 | 3.3462 | 3.3245 | 3.2986 | 3.291 | 3.2656 | 3.2409 | 3.1827 | 3.1157 | 3.0687 | 2.9905 | 2.5872 | 2.2853 | 2.1869
BRAMLEY (FLEE) | MAIDENHEAD BSP | KNOWL HILL | MINIMUM HEADROOM | SU 82849 79105 | NO | YES | 0.423 | 3.6186 | 3.5267 | 3.4299 | 3.2916 | 3.163 | 2.989 | 2.8287 | 2.6204 | 2.3737 | 2.1705 | 1.9746 | 1.2944 | 0.94823 | 0.70145 | 5.0463 | 4.9884 | 4.9379 | 4.8684 | 4.788 | 4.6941 | 4.6028 | 4.4667 | 4.2991 | 4.1827 | 4.0756 | 3.6157 | 3.0711 | 1.8408 | 4.7555 | 4.675 | 4.5893 | 4.464 | 4.3527 | 4.1872 | 4.0444 | 3.8458 | 3.61 | 3.4271 | 3.2524 | 2.6939 | 2.4265 | 2.2297
|  | KNOWL HILL | CT |  |  |  |  | 3.6186 | 3.5267 | 3.4386 | 3.3336 | 3.216 | 3.0895 | 2.9624 | 2.7668 | 2.549 | 2.3813 | 2.2201 | 1.4701 | 1.0526 | 0.79985 | 5.0489 | 4.9884 | 4.9379 | 4.8684 | 4.788 | 4.6994 | 4.6122 | 4.4695 | 4.3073 | 4.1955 | 4.0937 | 3.6157 | 3.1884 | 2.6005 | 4.7587 | 4.675 | 4.5985 | 4.5028 | 4.3937 | 4.2762 | 4.1609 | 3.9745 | 3.7666 | 3.615 | 3.4745 | 2.8723 | 2.5551 | 2.3604
|  | KNOWL HILL | LW |  |  |  |  | 3.6193 | 3.5373 | 3.4299 | 3.2916 | 3.163 | 2.989 | 2.8287 | 2.6204 | 2.3737 | 2.1705 | 1.9746 | 1.2944 | 0.94823 | 0.70145 | 5.0463 | 4.9975 | 4.9497 | 4.8707 | 4.8067 | 4.6941 | 4.6028 | 4.4667 | 4.2991 | 4.1827 | 4.0756 | 3.7813 | 3.6468 | 3.5428 | 4.7555 | 4.6804 | 4.5893 | 4.464 | 4.3527 | 4.1872 | 4.0444 | 3.8458 | 3.61 | 3.4271 | 3.2524 | 2.6939 | 2.4265 | 2.2297
|  | KNOWL HILL | ST |  |  |  |  | 3.6522 | 3.5949 | 3.514 | 3.4197 | 3.322 | 3.2345 | 3.1238 | 3.0199 | 2.8926 | 2.7736 | 2.619 | 1.8988 | 1.5115 | 1.271 | 5.0677 | 5.0377 | 4.9966 | 4.9403 | 4.8802 | 4.8344 | 4.7608 | 4.6864 | 4.5854 | 4.4996 | 4.3717 | 3.7588 | 3.3153 | 2.7375 | 4.789 | 4.7429 | 4.6769 | 4.5952 | 4.51 | 4.4389 | 4.3393 | 4.2438 | 4.1202 | 4.0143 | 3.8622 | 3.1924 | 2.8821 | 2.6999
|  | KNOWL HILL | FS |  |  |  |  | 3.6919 | 3.6591 | 3.6237 | 3.5924 | 3.5527 | 3.5081 | 3.4772 | 3.3966 | 3.3117 | 3.2044 | 3.0894 | 2.4574 | 1.8318 | 1.3516 | 5.081 | 5.0588 | 5.0263 | 4.9973 | 4.9588 | 4.9142 | 4.8817 | 4.8126 | 4.7379 | 4.6407 | 4.5343 | 3.8902 | 3.0711 | 1.8408 | 4.8216 | 4.7944 | 4.7612 | 4.7328 | 4.6955 | 4.653 | 4.627 | 4.5543 | 4.4768 | 4.376 | 4.2671 | 3.677 | 3.1495 | 2.7177
BRAMLEY (FLEE) | ALDERSHOT BSP | LABURNUM ROAD | MINIMUM HEADROOM | SU 86017 50475 | NO | YES | 7.449 | 7.3149 | 7.0538 | 5.666 | 3.7482 | 1.8246 | -0.38492 | -2.2181 | -4.3384 | -6.9646 | -9.5132 | -10.9746 | -15.6189 | -18.0577 | -19.6991 | 14.5784 | 14.496 | 13.7207 | 12.7458 | 11.8506 | 10.4757 | 9.4292 | 8.2583 | 6.5874 | 5.1175 | 4.0253 | -0.79563 | -4.5602 | -16.0767 | 9.0274 | 8.7977 | 7.5275 | 5.9527 | 4.4558 | 2.4995 | 0.87356 | -1.0042 | -3.2858 | -5.4708 | -6.8416 | -11.0402 | -13.0206 | -14.4965
|  | LABURNUM ROAD | CT |  |  |  |  | 7.4115 | 7.3055 | 6.2283 | 4.6835 | 3.0199 | 1.058 | -0.61453 | -2.7861 | -5.4168 | -7.6941 | -9.1561 | -15.4692 | -18.0577 | -19.6991 | 14.5784 | 14.5108 | 13.7772 | 12.9056 | 12.0333 | 10.6763 | 9.574 | 8.2583 | 6.5874 | 5.1175 | 4.0253 | -0.79563 | -4.5602 | -10.3717 | 9.0993 | 8.9914 | 7.9411 | 6.6703 | 5.3778 | 3.6334 | 2.1326 | 0.2032 | -2.0747 | -3.9474 | -5.3316 | -10.8598 | -13.0206 | -14.4965
|  | LABURNUM ROAD | LW |  |  |  |  | 7.3149 | 7.0538 | 5.666 | 3.7482 | 1.8246 | -0.38492 | -2.2181 | -4.3384 | -6.9646 | -9.5132 | -10.9746 | -15.6189 | -16.8804 | -18.2323 | 14.5845 | 14.496 | 13.7207 | 12.7458 | 11.8506 | 10.4757 | 9.4292 | 8.2965 | 6.7837 | 5.2486 | 4.3815 | 1.8911 | 1.2622 | 0.34634 | 9.0274 | 8.7977 | 7.5275 | 5.9527 | 4.4558 | 2.4995 | 0.87356 | -1.0042 | -3.2858 | -5.4708 | -6.8416 | -11.0402 | -12.1231 | -13.4335
|  | LABURNUM ROAD | ST |  |  |  |  | 7.6293 | 7.6711 | 7.1579 | 6.2796 | 5.4888 | 3.9774 | 3.2331 | 2.425 | 1.4204 | -0.13069 | -0.75416 | -4.7234 | -6.9126 | -9.2572 | 14.7329 | 14.7715 | 14.3097 | 13.7374 | 13.3138 | 12.0465 | 11.4245 | 10.7576 | 10.0269 | 8.8158 | 8.096 | 3.5904 | -0.31917 | -6.1759 | 9.3212 | 9.3603 | 8.8148 | 8.1243 | 7.6197 | 6.213 | 5.5574 | 4.8368 | 4.0838 | 2.8059 | 2.1525 | -1.6375 | -3.621 | -5.6823
|  | LABURNUM ROAD | FS |  |  |  |  | 7.7496 | 7.9997 | 7.6773 | 7.0133 | 6.4053 | 5.1001 | 4.5196 | 3.8999 | 2.6287 | 1.2234 | 0.44041 | -4.1156 | -7.9092 | -11.2309 | 14.7808 | 14.9179 | 14.5463 | 14.0749 | 13.7583 | 12.6225 | 12.0557 | 11.4357 | 10.3944 | 9.3161 | 8.4639 | 3.0404 | -4.3065 | -16.0767 | 9.4132 | 9.6314 | 9.2424 | 8.7295 | 8.3966 | 7.1951 | 6.6965 | 6.1493 | 5.1267 | 4.0956 | 3.3651 | -0.91472 | -4.4616 | -7.444
BRAMLEY (ANDO-THAT) | THATCHAM BSP | LAMBOURN | MINIMUM HEADROOM | SU 33280 78217 | NO | YES | 0.067 | -12.1838 | -12.9837 | -14.2005 | -15.8233 | -17.3687 | -19.6993 | -22.4855 | -25.6269 | -29.1558 | -33.0588 | -37.0657 | -50.1709 | -55.2563 | -55.2344 | -6.5034 | -7.1148 | -8.0419 | -9.2807 | -10.4603 | -12.2437 | -14.3855 | -16.7895 | -19.4916 | -22.4805 | -25.5479 | -35.5692 | -39.5772 | -39.5696 | -9.9675 | -10.7403 | -11.9155 | -13.483 | -14.9759 | -17.2282 | -19.9213 | -22.9572 | -26.3678 | -30.14 | -34.0119 | -46.6714 | -51.599 | -51.565
|  | LAMBOURN | CT |  |  |  |  | -10.0828 | -11.0817 | -12.28 | -13.4464 | -15.165 | -17.1257 | -19.8386 | -23.0595 | -26.4312 | -29.6188 | -33.5334 | -48.1767 | -52.6942 | -52.7977 | -4.8902 | -5.6544 | -6.5696 | -7.46 | -8.7753 | -10.2765 | -12.3679 | -14.8351 | -17.418 | -19.8583 | -22.8569 | -34.0539 | -37.499 | -37.5907 | -7.9357 | -8.9009 | -10.0586 | -11.1851 | -12.8459 | -14.7408 | -17.3634 | -20.4764 | -23.7354 | -26.8157 | -30.5993 | -44.744 | -49.0993 | -49.1901
|  | LAMBOURN | LW |  |  |  |  | -12.1838 | -12.9837 | -14.2005 | -15.8233 | -17.3687 | -19.6993 | -22.4855 | -25.6269 | -29.1558 | -33.0588 | -37.0657 | -50.1709 | -54.4023 | -54.4979 | -6.5034 | -7.1148 | -8.0419 | -9.2807 | -10.4603 | -12.2437 | -14.3855 | -16.7895 | -19.4916 | -22.4805 | -25.5479 | -35.5692 | -38.7908 | -38.8466 | -9.9675 | -10.7403 | -11.9155 | -13.483 | -14.9759 | -17.2282 | -19.9213 | -22.9572 | -26.3678 | -30.14 | -34.0119 | -46.6714 | -50.7533 | -50.8377
|  | LAMBOURN | ST |  |  |  |  | -6.4498 | -7.0435 | -7.9311 | -8.9161 | -10.1569 | -11.7007 | -13.6585 | -16.0138 | -18.8838 | -22.4279 | -26.4088 | -48.1297 | -55.2563 | -55.2344 | -2.1031 | -2.5568 | -3.2348 | -3.988 | -4.9376 | -6.1202 | -7.6326 | -9.4409 | -11.6442 | -14.3656 | -17.4223 | -34.1027 | -39.5772 | -39.5696 | -4.4226 | -4.9963 | -5.8536 | -6.8053 | -8.0043 | -9.4963 | -11.3888 | -13.6659 | -16.4407 | -19.8674 | -23.7166 | -44.716 | -51.599 | -51.565
|  | LAMBOURN | FS |  |  |  |  | -2.3448 | -2.5685 | -2.941 | -3.3952 | -3.9644 | -4.6538 | -5.5151 | -6.5072 | -7.6903 | -9.2136 | -10.9425 | -23.6654 | -38.4254 | -47.3203 | 0.96888 | 0.81138 | 0.55038 | 0.23307 | -0.19476 | -0.72352 | -1.3905 | -2.1509 | -3.0581 | -4.227 | -5.5549 | -15.3308 | -26.6718 | -33.5387 | -0.45358 | -0.66956 | -1.0295 | -1.4682 | -2.0182 | -2.6844 | -3.5171 | -4.4754 | -5.6187 | -7.0911 | -8.7624 | -21.0612 | -35.3234 | -43.9092
FAWLEY GSP | LANGLEY BSP | LANGLEY | MINIMUM HEADROOM | SU 45158 01418 | NO | YES | 1.421 | 0.58524 | 0.45879 | 0.085101 | -0.30218 | -0.71203 | -1.4104 | -2.0309 | -3.2148 | -4.3628 | -5.5018 | -6.5859 | -10.5818 | -12.7254 | -13.9056 | -0.16269 | -0.24032 | -0.38932 | -0.55801 | -0.77841 | -1.0789 | -1.4297 | -2.0963 | -2.6304 | -3.1032 | -3.6121 | -5.7666 | -7.0621 | -8.3767 | 0.71689 | 0.6597 | 0.582 | 0.49669 | 0.38256 | 0.040783 | -0.39758 | -1.3031 | -2.1517 | -3.1185 | -4.0674 | -7.5369 | -9.4045 | -10.4321
|  | LANGLEY | CT |  |  |  |  | 0.59472 | 0.45879 | 0.094308 | -0.25251 | -0.66488 | -1.2551 | -1.8331 | -2.9823 | -4.0445 | -5.032 | -6.064 | -10.5818 | -12.7254 | -13.9056 | -0.16181 | -0.24032 | -0.38932 | -0.55801 | -0.77841 | -1.0789 | -1.4297 | -2.0963 | -2.6304 | -3.1032 | -3.6121 | -5.7666 | -7.0621 | -8.3767 | 0.73094 | 0.66481 | 0.582 | 0.50953 | 0.38256 | 0.12666 | -0.27611 | -1.1837 | -1.9719 | -2.7287 | -3.6311 | -7.5369 | -9.4045 | -10.4321
|  | LANGLEY | LW |  |  |  |  | 0.58524 | 0.4683 | 0.085101 | -0.30218 | -0.71203 | -1.4104 | -2.0309 | -3.2148 | -4.3628 | -5.5018 | -6.5859 | -10.5151 | -11.8548 | -12.8974 | -0.16269 | -0.22352 | -0.35503 | -0.52998 | -0.71957 | -1.0612 | -1.3769 | -1.9904 | -2.5319 | -3.0666 | -3.5575 | -5.2631 | -5.788 | -6.2193 | 0.71689 | 0.6597 | 0.58401 | 0.49669 | 0.39929 | 0.040783 | -0.39758 | -1.3031 | -2.1517 | -3.1185 | -4.0674 | -7.4802 | -8.6448 | -9.5529
|  | LANGLEY | ST |  |  |  |  | 0.66768 | 0.60894 | 0.55448 | 0.45067 | 0.33483 | 0.12665 | -0.23433 | -0.71683 | -1.1211 | -1.3589 | -1.7751 | -4.6698 | -6.7895 | -8.6303 | -0.11697 | -0.16135 | -0.20206 | -0.26487 | -0.33735 | -0.455 | -0.7753 | -1.1726 | -1.4439 | -1.5788 | -1.8575 | -3.5966 | -4.9461 | -6.5171 | 0.77315 | 0.73944 | 0.71565 | 0.66602 | 0.60573 | 0.48757 | 0.1972 | -0.18206 | -0.4583 | -0.58768 | -0.87718 | -2.6494 | -4.2156 | -5.8253
|  | LANGLEY | FS |  |  |  |  | 0.67684 | 0.62847 | 0.55427 | 0.46403 | 0.35127 | 0.16122 | -0.069848 | -0.44702 | -0.78707 | -1.1505 | -1.3675 | -3.9453 | -5.8197 | -7.7705 | -0.11329 | -0.15294 | -0.20228 | -0.24959 | -0.31574 | -0.44208 | -0.64108 | -0.92686 | -1.1564 | -1.4024 | -1.5364 | -3.4048 | -5.1823 | -7.722 | 0.77958 | 0.7544 | 0.72781 | 0.70571 | 0.66491 | 0.56723 | 0.40868 | 0.19184 | 0.023068 | -0.16819 | -0.23075 | -2.0255 | -3.4266 | -5.0812
BRAMLEY (FLEE) | FERNHURST | LANGLEY COURT | MINIMUM HEADROOM | SU 80847 29056 | NO | YES | 14.927 | -1.4668 | -1.7317 | -2.0413 | -2.4408 | -2.7881 | -3.282 | -3.8263 | -4.4872 | -4.8215 | -5.4852 | -6.0668 | -8.1068 | -9.0766 | -9.9069 | 0.23488 | 0.07506 | -0.079767 | -0.2882 | -0.48061 | -0.75468 | -1.0861 | -1.4758 | -1.6019 | -1.9921 | -2.3138 | -3.6558 | -4.8164 | -7.6231 | -1.2285 | -1.4675 | -1.7466 | -2.1129 | -2.4251 | -2.8861 | -3.3952 | -4.0101 | -4.299 | -4.9155 | -5.4487 | -7.2239 | -8.0155 | -8.6971
|  | LANGLEY COURT | CT |  |  |  |  | -1.4417 | -1.7101 | -1.9777 | -2.2944 | -2.6277 | -2.9974 | -3.4613 | -4.065 | -4.3196 | -4.7823 | -5.3325 | -7.7221 | -9.0627 | -9.9069 | 0.24719 | 0.07506 | -0.079767 | -0.27269 | -0.48061 | -0.71776 | -1.0323 | -1.4269 | -1.5414 | -1.8286 | -2.1889 | -3.6558 | -4.8164 | -6.315 | -1.2053 | -1.4482 | -1.692 | -1.982 | -2.2878 | -2.6295 | -3.0645 | -3.629 | -3.8441 | -4.2675 | -4.7763 | -6.833 | -7.9284 | -8.6264
|  | LANGLEY COURT | LW |  |  |  |  | -1.4668 | -1.7317 | -2.0413 | -2.4408 | -2.7881 | -3.282 | -3.8263 | -4.4872 | -4.8215 | -5.4852 | -6.0668 | -8.1068 | -9.0766 | -9.8816 | 0.23488 | 0.07974 | -0.070393 | -0.2882 | -0.46167 | -0.75468 | -1.0861 | -1.4758 | -1.6019 | -1.9921 | -2.3138 | -3.2989 | -3.712 | -4.0995 | -1.2285 | -1.4675 | -1.7466 | -2.1129 | -2.4251 | -2.8861 | -3.3952 | -4.0101 | -4.299 | -4.9155 | -5.4487 | -7.2239 | -8.0155 | -8.6971
|  | LANGLEY COURT | ST |  |  |  |  | -1.3234 | -1.4867 | -1.6622 | -1.8704 | -2.0578 | -2.2889 | -2.5415 | -2.7619 | -3.0719 | -3.4386 | -3.8414 | -5.4117 | -6.5312 | -7.4983 | 0.31658 | 0.21866 | 0.11054 | -0.022883 | -0.1393 | -0.29567 | -0.47493 | -0.63995 | -0.87817 | -1.1658 | -1.4862 | -2.8006 | -3.9669 | -5.4627 | -1.0944 | -1.2359 | -1.3954 | -1.5859 | -1.748 | -1.962 | -2.1996 | -2.4056 | -2.6983 | -3.0471 | -3.4306 | -4.8693 | -5.8554 | -6.6627
|  | LANGLEY COURT | FS |  |  |  |  | -1.201 | -1.3105 | -1.4022 | -1.5207 | -1.6424 | -1.7406 | -1.8817 | -2.1073 | -2.3574 | -2.6036 | -2.9056 | -4.3835 | -6.1559 | -7.6738 | 0.37772 | 0.30157 | 0.22722 | 0.12989 | 0.026235 | -0.060199 | -0.19202 | -0.3728 | -0.58119 | -0.78995 | -1.0495 | -2.4422 | -4.5506 | -7.6231 | -0.99062 | -1.0814 | -1.1655 | -1.275 | -1.3871 | -1.4723 | -1.605 | -1.8083 | -2.0396 | -2.267 | -2.5499 | -3.9048 | -5.5134 | -6.8471
AXMINSTER | YEOVIL BSP | LARKHILL | MINIMUM HEADROOM | ST 53677 16914 | NO | YES | 7.67 | 10.9481 | 10.6172 | 9.9729 | 9.234 | 8.4949 | 7.8956 | 7.0138 | 5.8337 | 4.7239 | 3.6277 | 2.6429 | -0.59059 | -2.9029 | -4.1942 | 12.2959 | 12.0691 | 11.7509 | 11.3897 | 10.9636 | 10.7231 | 10.2341 | 9.6145 | 9.01 | 8.5056 | 7.9236 | 5.1898 | 2.6652 | -4.3912 | 10.8626 | 10.6857 | 10.2475 | 9.5949 | 8.9485 | 8.4657 | 7.6735 | 6.6223 | 5.6004 | 4.595 | 3.7192 | 0.93709 | -0.99712 | -2.1046
|  | LARKHILL | CT |  |  |  |  | 10.991 | 10.673 | 10.0835 | 9.4359 | 8.7005 | 8.241 | 7.423 | 6.3219 | 5.3108 | 4.4553 | 3.5165 | -0.59059 | -2.9029 | -4.1942 | 12.2959 | 12.0691 | 11.7509 | 11.3897 | 10.9636 | 10.7231 | 10.2341 | 9.6145 | 9.01 | 8.5056 | 7.9236 | 5.1898 | 2.6652 | -0.97832 | 10.9204 | 10.7461 | 10.3212 | 9.7484 | 9.0847 | 8.7377 | 7.9969 | 7.0054 | 6.0686 | 5.3067 | 4.4469 | 0.93709 | -0.99712 | -2.1046
|  | LARKHILL | LW |  |  |  |  | 10.9481 | 10.6172 | 9.9729 | 9.234 | 8.4949 | 7.8956 | 7.0138 | 5.8337 | 4.7239 | 3.6277 | 2.6429 | -0.57806 | -1.7542 | -2.6875 | 12.303 | 12.1136 | 11.8209 | 11.4641 | 11.1128 | 10.8542 | 10.4072 | 9.8446 | 9.2893 | 8.7436 | 8.2784 | 6.8702 | 6.3801 | 5.9502 | 10.8626 | 10.6857 | 10.2475 | 9.5949 | 8.9485 | 8.4657 | 7.6735 | 6.6223 | 5.6004 | 4.595 | 3.7192 | 0.94925 | -0.035475 | -0.85955
|  | LARKHILL | ST |  |  |  |  | 11.1593 | 10.977 | 10.8343 | 10.64 | 10.4643 | 10.2354 | 9.9778 | 9.6667 | 9.7166 | 9.4137 | 9.0842 | 6.352 | 4.8144 | 2.9144 | 12.3834 | 12.2379 | 12.1042 | 11.9319 | 11.7679 | 11.5574 | 11.3191 | 11.0527 | 10.9763 | 10.6879 | 10.3675 | 8.0163 | 5.5399 | 1.6471 | 10.988 | 10.9005 | 10.8016 | 10.6665 | 10.5258 | 10.3409 | 10.1217 | 9.8699 | 9.7015 | 9.3537 | 8.9637 | 6.9425 | 5.5398 | 3.9235
|  | LARKHILL | FS |  |  |  |  | 11.1703 | 11.0145 | 10.838 | 10.6198 | 10.3958 | 10.1848 | 9.9326 | 9.5989 | 9.2741 | 8.8876 | 8.7936 | 6.3653 | 4.1588 | 1.8164 | 12.387 | 12.2486 | 12.0983 | 11.913 | 11.7148 | 11.5164 | 11.2575 | 10.9342 | 10.5906 | 10.1943 | 9.979 | 7.1991 | 2.8663 | -4.3912 | 11.0129 | 10.9515 | 10.8853 | 10.7918 | 10.6254 | 10.4482 | 10.2223 | 9.923 | 9.6175 | 9.2484 | 9.2099 | 6.9861 | 4.9734 | 2.973
COWLEY GSP | WITNEY BSP | LEAFIELD | MINIMUM HEADROOM | SP 30282 15270 | NO | NO | 0.057 | 2.4762 | 2.384 | 2.217 | 2.0073 | 1.8492 | 1.5973 | 1.3606 | 1.001 | 0.59598 | 0.19214 | -0.12886 | -1.2063 | -1.9624 | -2.5214 | 2.9972 | 2.9283 | 2.8315 | 2.7239 | 2.6279 | 2.493 | 2.3566 | 2.1409 | 1.8854 | 1.6362 | 1.4766 | 0.91811 | 0.39144 | -0.66567 | 2.9148 | 2.8288 | 2.676 | 2.4853 | 2.3438 | 2.1087 | 1.8887 | 1.5555 | 1.1772 | 0.80202 | 0.50919 | -0.41962 | -1.0059 | -1.4655
|  | LEAFIELD | CT |  |  |  |  | 2.4816 | 2.384 | 2.228 | 2.0606 | 1.9043 | 1.7153 | 1.5134 | 1.1761 | 0.81285 | 0.53749 | 0.20747 | -1.0612 | -1.9624 | -2.5214 | 3.0003 | 2.9283 | 2.8315 | 2.7239 | 2.6279 | 2.5005 | 2.3634 | 2.1409 | 1.8918 | 1.7317 | 1.5144 | 0.91811 | 0.39144 | -0.3686 | 2.9209 | 2.8288 | 2.6845 | 2.5303 | 2.3905 | 2.215 | 2.0266 | 1.7127 | 1.3731 | 1.1208 | 0.81429 | -0.2762 | -1.0059 | -1.4655
|  | LEAFIELD | LW |  |  |  |  | 2.4762 | 2.3904 | 2.217 | 2.0073 | 1.8492 | 1.5973 | 1.3606 | 1.001 | 0.59598 | 0.19214 | -0.12886 | -1.2063 | -1.8154 | -2.3097 | 2.9972 | 2.9409 | 2.8485 | 2.7256 | 2.6556 | 2.493 | 2.3566 | 2.1432 | 1.8854 | 1.6362 | 1.4766 | 1.0783 | 0.8764 | 0.67766 | 2.9148 | 2.834 | 2.676 | 2.4853 | 2.3438 | 2.1087 | 1.8887 | 1.5555 | 1.1772 | 0.80202 | 0.50919 | -0.41962 | -0.91087 | -1.3242
|  | LEAFIELD | ST |  |  |  |  | 2.5317 | 2.4748 | 2.3946 | 2.3271 | 2.245 | 2.1463 | 2.07 | 1.9571 | 1.8133 | 1.6842 | 1.5053 | 0.48372 | -0.20263 | -0.85165 | 3.037 | 2.9964 | 2.9388 | 2.8955 | 2.8361 | 2.7595 | 2.7037 | 2.6075 | 2.4848 | 2.3756 | 2.2186 | 1.4137 | 0.89614 | 0.22761 | 2.9689 | 2.9163 | 2.8416 | 2.7818 | 2.7054 | 2.6114 | 2.5421 | 2.4315 | 2.2931 | 2.1694 | 1.9962 | 1.0372 | 0.44422 | -0.082392
|  | LEAFIELD | FS |  |  |  |  | 2.5582 | 2.5193 | 2.4659 | 2.4272 | 2.3711 | 2.3148 | 2.2458 | 2.138 | 2.0533 | 1.9122 | 1.7613 | 0.88645 | 0.063137 | -0.68508 | 3.0472 | 3.0146 | 2.9697 | 2.9381 | 2.8883 | 2.8385 | 2.7717 | 2.682 | 2.61 | 2.4862 | 2.3513 | 1.5396 | 0.6611 | -0.66567 | 2.9927 | 2.9567 | 2.9067 | 2.8714 | 2.8186 | 2.7658 | 2.7002 | 2.5996 | 2.5222 | 2.3886 | 2.2452 | 1.4158 | 0.68982 | 0.042335
WILLESDEN GSP | ACTON LANE | LEAMINGTON PARK | MINIMUM HEADROOM | TQ 20539 81536 | NO | YES | 12.162 | 17.1045 | 28.9672 | 28.7784 | 28.5663 | 28.364 | 27.6938 | 26.4441 | 24.861 | 23.2633 | 21.7537 | 20.9135 | 17.8428 | 16.2509 | 15.7163 | 20.4279 | 31.3165 | 31.1712 | 31.0076 | 30.8507 | 30.1464 | 29.3706 | 28.6419 | 27.5304 | 26.4422 | 25.6599 | 22.1537 | 17.6336 | 9.5677 | 16.703 | 27.5547 | 27.3845 | 27.1912 | 27.0079 | 26.2926 | 25.5087 | 24.4605 | 23.048 | 21.7542 | 20.9931 | 18.3011 | 17.0563 | 16.5936
|  | LEAMINGTON PARK | CT |  |  |  |  | 17.1352 | 29.0048 | 28.8628 | 28.7084 | 28.5314 | 27.974 | 27.1817 | 25.5665 | 23.9758 | 22.4944 | 21.585 | 17.9789 | 16.2509 | 15.7163 | 20.4538 | 31.3517 | 31.2362 | 31.1108 | 30.9659 | 30.3518 | 29.6277 | 28.7214 | 27.5304 | 26.4422 | 25.6599 | 22.1537 | 19.0719 | 15.0741 | 16.7308 | 27.5872 | 27.4579 | 27.3165 | 27.1527 | 26.5429 | 25.8141 | 24.9435 | 23.5553 | 22.2933 | 21.4665 | 18.438 | 17.0563 | 16.5936
|  | LEAMINGTON PARK | LW |  |  |  |  | 17.1045 | 28.9672 | 28.7784 | 28.5663 | 28.364 | 27.6938 | 26.4441 | 24.861 | 23.2633 | 21.7537 | 20.9135 | 17.8428 | 16.5105 | 15.9993 | 20.4279 | 31.3165 | 31.1712 | 31.0076 | 30.8507 | 30.1464 | 29.3706 | 28.6419 | 27.8311 | 26.8333 | 26.2353 | 24.1437 | 23.2266 | 22.8226 | 16.703 | 27.5547 | 27.3845 | 27.1912 | 27.0079 | 26.2926 | 25.5087 | 24.4605 | 23.048 | 21.7542 | 20.9931 | 18.3011 | 17.1558 | 16.6562
|  | LEAMINGTON PARK | ST |  |  |  |  | 17.1542 | 29.0598 | 29.0099 | 28.9466 | 28.8793 | 28.4524 | 27.9641 | 27.0391 | 25.7894 | 24.5389 | 23.8827 | 20.929 | 19.2152 | 18.5496 | 20.4703 | 31.3963 | 31.3266 | 31.2458 | 31.1607 | 30.6367 | 30.0435 | 29.4435 | 28.6445 | 27.6583 | 27.0082 | 23.6389 | 20.4162 | 16.37 | 16.7491 | 27.6412 | 27.5941 | 27.5338 | 27.4698 | 26.9887 | 26.4352 | 25.8247 | 24.9551 | 24.1198 | 23.4989 | 20.8512 | 19.3829 | 18.8526
|  | LEAMINGTON PARK | FS |  |  |  |  | 17.1907 | 29.117 | 29.0588 | 29.0004 | 28.9334 | 28.5351 | 28.1073 | 27.6473 | 26.9855 | 26.0025 | 25.4162 | 21.3376 | 18.7387 | 17.5713 | 20.5026 | 31.447 | 31.3824 | 31.3158 | 31.2416 | 30.7683 | 30.2523 | 29.7284 | 29.0886 | 28.1843 | 27.5076 | 23.0439 | 17.6336 | 9.5677 | 16.7823 | 27.6933 | 27.6392 | 27.5852 | 27.5228 | 27.0754 | 26.5888 | 26.0789 | 25.637 | 25.0818 | 24.6626 | 21.3526 | 19.2103 | 18.2609
MINETY GSP | STRATTON (2 X 60) | LECHLADE | MINIMUM HEADROOM | SP 22074 00496 | NO | YES | 1.373 | 2.989 | 3.5347 | 3.3527 | 3.1167 | 2.9224 | 2.63 | 2.3131 | 1.9598 | 1.5131 | 1.0752 | 0.71013 | -0.5521 | -1.3079 | -1.9914 | 3.7479 | 4.3004 | 4.1986 | 4.08 | 3.9758 | 3.8161 | 3.6141 | 3.4368 | 3.1657 | 2.9053 | 2.723 | 2.1237 | 1.507 | 0.050201 | 3.6359 | 4.1822 | 4.0154 | 3.7995 | 3.6262 | 3.3558 | 3.0604 | 2.7369 | 2.3219 | 1.9161 | 1.5834 | 0.47093 | -0.12751 | -0.68338
|  | LECHLADE | CT |  |  |  |  | 2.9929 | 3.5347 | 3.3623 | 3.1704 | 2.9826 | 2.7609 | 2.4869 | 2.1644 | 1.7726 | 1.473 | 1.1113 | -0.30233 | -1.3079 | -1.9914 | 3.7501 | 4.3004 | 4.1986 | 4.0818 | 3.9758 | 3.8353 | 3.6432 | 3.462 | 3.2064 | 3.0374 | 2.8102 | 2.1237 | 1.507 | 0.53426 | 3.6372 | 4.1822 | 4.0237 | 3.8483 | 3.6779 | 3.4741 | 3.2177 | 2.9204 | 2.5551 | 2.2811 | 1.9462 | 0.69555 | -0.11902 | -0.68338
|  | LECHLADE | LW |  |  |  |  | 2.989 | 3.5433 | 3.3527 | 3.1167 | 2.9224 | 2.63 | 2.3131 | 1.9598 | 1.5131 | 1.0752 | 0.71013 | -0.5521 | -1.2794 | -1.9306 | 3.7479 | 4.3127 | 4.2138 | 4.08 | 3.9953 | 3.8161 | 3.6141 | 3.4368 | 3.1657 | 2.9053 | 2.723 | 2.2109 | 1.9487 | 1.6695 | 3.6359 | 4.1926 | 4.0154 | 3.7995 | 3.6262 | 3.3558 | 3.0604 | 2.7369 | 2.3219 | 1.9161 | 1.5834 | 0.47093 | -0.12751 | -0.67555
|  | LECHLADE | ST |  |  |  |  | 3.046 | 3.6307 | 3.5339 | 3.4401 | 3.3301 | 3.2026 | 3.0645 | 2.9664 | 2.8058 | 2.6186 | 2.4577 | 1.3015 | 0.50012 | -0.17346 | 3.7869 | 4.3679 | 4.3053 | 4.2538 | 4.1841 | 4.0967 | 3.9977 | 3.9325 | 3.8051 | 3.6511 | 3.5372 | 2.7102 | 2.1817 | 1.2262 | 3.6878 | 4.2734 | 4.1842 | 4.1004 | 4.001 | 3.8842 | 3.7564 | 3.6663 | 3.5148 | 3.3364 | 3.185 | 2.1188 | 1.425 | 0.85017
|  | LECHLADE | FS |  |  |  |  | 3.0789 | 3.6844 | 3.6291 | 3.5827 | 3.5138 | 3.4437 | 3.3624 | 3.236 | 3.1289 | 2.9733 | 2.8089 | 1.8145 | 0.85003 | 0.01736 | 3.8011 | 4.3919 | 4.3464 | 4.3114 | 4.2569 | 4.2011 | 4.1293 | 4.0347 | 3.9602 | 3.8343 | 3.6978 | 2.8705 | 1.8098 | 0.050201 | 3.7217 | 4.3282 | 4.2754 | 4.2292 | 4.1667 | 4.1034 | 4.0285 | 3.9129 | 3.8165 | 3.6712 | 3.517 | 2.5915 | 1.7265 | 0.99627
BRAMLEY (ANDO-THAT) | THATCHAM BSP | LECKHAMPSTEAD | MINIMUM HEADROOM | SU 43962 77635 | NO | YES | 0.134 | 3.361 | 3.2152 | 3.1045 | 2.9438 | 2.7806 | 2.6006 | 2.3833 | 2.1722 | 1.9679 | 1.7374 | 1.5571 | 0.96763 | 0.62329 | 0.32341 | 4.1828 | 4.0983 | 4.0364 | 3.9641 | 3.8685 | 3.7962 | 3.6665 | 3.5323 | 3.403 | 3.2531 | 3.1504 | 2.7096 | 2.1546 | 1.0303 | 3.7154 | 3.5817 | 3.4822 | 3.3379 | 3.1914 | 3.0309 | 2.8257 | 2.6221 | 2.4228 | 2.1985 | 2.0327 | 1.5324 | 1.2549 | 1.0026
|  | LECKHAMPSTEAD | CT |  |  |  |  | 3.361 | 3.2152 | 3.1045 | 2.9812 | 2.8346 | 2.7152 | 2.5387 | 2.3325 | 2.1507 | 1.9918 | 1.7979 | 1.1268 | 0.7572 | 0.47443 | 4.1828 | 4.0983 | 4.0364 | 3.9641 | 3.8685 | 3.801 | 3.678 | 3.5323 | 3.4032 | 3.2971 | 3.1565 | 2.7096 | 2.3084 | 1.7051 | 3.7154 | 3.5817 | 3.4822 | 3.3711 | 3.2326 | 3.1299 | 2.9598 | 2.7598 | 2.5822 | 2.4355 | 2.2488 | 1.6838 | 1.3849 | 1.1508
|  | LECKHAMPSTEAD | LW |  |  |  |  | 3.3792 | 3.2514 | 3.1107 | 2.9438 | 2.7806 | 2.6006 | 2.3833 | 2.1722 | 1.9679 | 1.7374 | 1.5571 | 0.96763 | 0.62329 | 0.32341 | 4.1895 | 4.1201 | 4.057 | 3.9721 | 3.8897 | 3.7962 | 3.6665 | 3.5328 | 3.403 | 3.2531 | 3.1504 | 2.885 | 2.7514 | 2.6134 | 3.7279 | 3.6103 | 3.4876 | 3.3379 | 3.1914 | 3.0309 | 2.8257 | 2.6221 | 2.4228 | 2.1985 | 2.0327 | 1.5324 | 1.2549 | 1.0026
|  | LECKHAMPSTEAD | ST |  |  |  |  | 3.409 | 3.3049 | 3.1742 | 3.0286 | 2.8993 | 2.7469 | 2.5916 | 2.447 | 2.3127 | 2.1363 | 1.9506 | 1.2688 | 0.95449 | 0.75425 | 4.2099 | 4.1551 | 4.0936 | 4.018 | 3.9543 | 3.8712 | 3.7846 | 3.6943 | 3.6107 | 3.4902 | 3.3565 | 2.7774 | 2.3759 | 1.8103 | 3.7606 | 3.6693 | 3.558 | 3.4301 | 3.3201 | 3.185 | 3.0487 | 2.9154 | 2.7987 | 2.6317 | 2.4548 | 1.81 | 1.5489 | 1.3861
|  | LECKHAMPSTEAD | FS |  |  |  |  | 3.4796 | 3.414 | 3.3771 | 3.3285 | 3.2796 | 3.2437 | 3.1882 | 3.0839 | 2.9652 | 2.8308 | 2.7209 | 1.9982 | 1.3111 | 0.99365 | 4.2344 | 4.1937 | 4.1655 | 4.1254 | 4.0838 | 4.0519 | 3.9979 | 3.9236 | 3.8322 | 3.7253 | 3.642 | 2.9735 | 2.1546 | 1.0303 | 3.8188 | 3.7601 | 3.7267 | 3.6803 | 3.6338 | 3.6015 | 3.5476 | 3.4558 | 3.3465 | 3.2199 | 3.1257 | 2.4405 | 1.8432 | 1.576
LOVEDEAN GSP | FAREHAM T1B T2B (1X90, 1X60MVA) | LEE-ON-SOLENT | MINIMUM HEADROOM | SU 56858 00293 | NO | YES | 5.275 | 4.8301 | 4.1346 | 2.93 | 1.5996 | 0.62508 | -0.87841 | -2.5234 | -4.4914 | -6.5248 | -8.5358 | -10.3803 | -14.6765 | -17.1 | -18.6408 | 7.3392 | 6.9231 | 6.2884 | 5.5567 | 5.1631 | 4.3267 | 3.3863 | 2.3036 | 1.1216 | 0.10397 | -1.0046 | -4.8043 | -8.1028 | -16.7942 | 4.4794 | 3.9011 | 2.8905 | 1.7555 | 0.97555 | -0.31517 | -1.739 | -3.445 | -5.2192 | -6.9718 | -8.5576 | -12.3063 | -14.3595 | -15.7158
|  | LEE-ON-SOLENT | CT |  |  |  |  | 4.9743 | 4.3601 | 3.3481 | 2.2136 | 1.3407 | 0.0032514 | -1.5204 | -3.4308 | -5.3937 | -7.1621 | -8.9813 | -14.5211 | -17.1 | -18.6408 | 7.3866 | 6.9424 | 6.349 | 5.6647 | 5.2198 | 4.4029 | 3.4336 | 2.3036 | 1.1216 | 0.10397 | -1.0046 | -4.8043 | -8.1028 | -12.8448 | 4.5996 | 4.0725 | 3.2224 | 2.2549 | 1.5485 | 0.40388 | -0.91724 | -2.5679 | -4.2646 | -5.7673 | -7.3256 | -12.1081 | -14.3595 | -15.7158
|  | LEE-ON-SOLENT | LW |  |  |  |  | 4.8301 | 4.1346 | 2.93 | 1.5996 | 0.62508 | -0.87841 | -2.5234 | -4.4914 | -6.5248 | -8.5358 | -10.3803 | -14.6765 | -16.0767 | -17.3611 | 7.3392 | 6.9231 | 6.2884 | 5.5567 | 5.1631 | 4.3267 | 3.3863 | 2.3511 | 1.2462 | 0.15925 | -0.77071 | -2.7639 | -3.3683 | -4.0597 | 4.4794 | 3.9011 | 2.8905 | 1.7555 | 0.97555 | -0.31517 | -1.739 | -3.445 | -5.2192 | -6.9718 | -8.5576 | -12.3063 | -13.5243 | -14.6672
|  | LEE-ON-SOLENT | ST |  |  |  |  | 5.1375 | 4.6963 | 4.1605 | 3.6186 | 3.0852 | 2.3827 | 1.9355 | 1.1493 | 0.29659 | -0.63278 | -1.5629 | -4.9762 | -7.0174 | -9.3062 | 7.4776 | 7.1638 | 6.771 | 6.3591 | 5.9405 | 5.3752 | 5.0125 | 4.398 | 3.7356 | 2.9939 | 2.2337 | -1.1872 | -4.3248 | -9.3044 | 4.7502 | 4.3893 | 3.9629 | 3.5292 | 3.0976 | 2.5141 | 2.1875 | 1.5331 | 0.82776 | 0.049121 | -0.73192 | -3.7654 | -5.5761 | -7.5896
|  | LEE-ON-SOLENT | FS |  |  |  |  | 5.2766 | 4.9745 | 4.5122 | 4.0057 | 3.5988 | 3.0288 | 2.3908 | 1.648 | 1.2078 | 0.39515 | -0.48994 | -4.4925 | -7.2896 | -9.8778 | 7.5516 | 7.3 | 6.9444 | 6.5376 | 6.2069 | 5.7274 | 5.1465 | 4.4882 | 4.0622 | 3.3319 | 2.5351 | -1.7951 | -7.4565 | -16.7942 | 4.8562 | 4.6094 | 4.2416 | 3.8302 | 3.5117 | 3.0457 | 2.5156 | 1.8985 | 1.5895 | 0.91578 | 0.17038 | -3.2936 | -5.7894 | -8.0973
LOVEDEAN GSP | HAVANT | LEIGH PARK | MINIMUM HEADROOM | SU 72144 07875 | NO | YES | 1.646 | 13.7913 | 13.4462 | 12.7699 | 11.9058 | 11.0077 | 10.2559 | 9.238 | 7.8371 | 6.3086 | 4.7736 | 3.3111 | -1.9572 | -5.7134 | -7.9957 | 17.5227 | 17.3776 | 17.2338 | 16.8112 | 16.2187 | 15.7354 | 14.9534 | 14.0615 | 13.0871 | 12.2601 | 11.3163 | 7.338 | 3.7977 | -4.8066 | 15.1028 | 14.9617 | 14.4656 | 13.6874 | 12.8667 | 12.1889 | 11.2102 | 9.9295 | 8.508 | 7.0848 | 5.7744 | 1.0718 | -1.8576 | -3.7411
|  | LEIGH PARK | CT |  |  |  |  | 13.8078 | 13.4497 | 12.885 | 12.2158 | 11.3836 | 10.7925 | 9.786 | 8.3314 | 6.7782 | 5.4617 | 3.9712 | -1.9572 | -5.7134 | -7.9957 | 17.5227 | 17.3776 | 17.2338 | 16.8112 | 16.2187 | 15.7354 | 14.9534 | 14.0615 | 13.0871 | 12.2601 | 11.3163 | 7.338 | 3.7977 | -0.86044 | 15.1243 | 14.9715 | 14.5133 | 13.8965 | 13.1004 | 12.5601 | 11.5585 | 10.191 | 8.7155 | 7.512 | 6.1197 | 1.0718 | -1.8576 | -3.7411
|  | LEIGH PARK | LW |  |  |  |  | 13.7913 | 13.4462 | 12.7699 | 11.9058 | 11.0077 | 10.2559 | 9.238 | 7.8371 | 6.3086 | 4.7736 | 3.3111 | -1.7085 | -3.8559 | -5.4559 | 17.5297 | 17.4154 | 17.2923 | 16.8779 | 16.3307 | 15.8916 | 15.266 | 14.5501 | 13.7451 | 12.9304 | 12.1713 | 9.7506 | 8.8115 | 7.9904 | 15.1028 | 14.9617 | 14.4656 | 13.6874 | 12.8667 | 12.1889 | 11.2102 | 9.9295 | 8.508 | 7.0848 | 5.7744 | 1.5303 | -0.16471 | -1.5769
|  | LEIGH PARK | ST |  |  |  |  | 13.9433 | 13.7183 | 13.5997 | 13.3712 | 13.1053 | 12.6801 | 12.2317 | 11.869 | 11.7401 | 11.2758 | 10.7662 | 7.0729 | 3.9858 | 0.93583 | 17.5725 | 17.4859 | 17.421 | 17.2222 | 16.9446 | 16.4864 | 16.023 | 15.7151 | 15.4763 | 14.9803 | 14.4502 | 11.0421 | 7.581 | 2.6517 | 15.1896 | 15.115 | 15.0535 | 14.8828 | 14.6475 | 14.2679 | 13.7938 | 13.4008 | 13.2599 | 12.7494 | 12.1971 | 8.686 | 6.114 | 3.6421
|  | LEIGH PARK | FS |  |  |  |  | 14.0837 | 13.954 | 13.7973 | 13.5558 | 13.2743 | 12.9545 | 12.6532 | 12.2703 | 11.8356 | 11.2967 | 11.041 | 7.0643 | 3.2086 | -0.57831 | 17.591 | 17.5201 | 17.4572 | 17.2905 | 17.0724 | 16.8091 | 16.4347 | 16.0178 | 15.5371 | 14.9559 | 14.5415 | 10.2934 | 4.4956 | -4.8066 | 15.2091 | 15.1578 | 15.1222 | 15.0046 | 14.8466 | 14.5788 | 14.2798 | 13.9139 | 13.4897 | 12.9521 | 12.721 | 8.8572 | 5.4261 | 2.2242
BRAMLEY (FLEE) | READING BSP | LITTLE HUNGERFORD | MINIMUM HEADROOM | SU 75372 72019 | NO | YES | 12.825 | 3.9997 | 3.4751 | 2.6657 | 1.3568 | 0.11024 | -1.4531 | -3.1669 | -5.6282 | -8.3267 | -10.9699 | -13.2635 | -20.0363 | -24.4678 | -27.6745 | 10.8093 | 10.286 | 9.8757 | 9.145 | 8.2969 | 7.4428 | 6.3237 | 4.9097 | 3.3611 | 2.1808 | 0.75661 | -4.7419 | -10.034 | -24.1589 | 4.9225 | 4.3636 | 3.6729 | 2.4733 | 1.363 | -0.10454 | -1.749 | -4.0284 | -6.5814 | -9.0713 | -11.1378 | -16.9279 | -20.6643 | -23.4361
|  | LITTLE HUNGERFORD | CT |  |  |  |  | 4.0872 | 3.5382 | 2.7596 | 1.5834 | 0.28173 | -1.0311 | -2.6047 | -4.7521 | -7.0208 | -8.8759 | -10.957 | -19.2996 | -24.4678 | -27.6745 | 10.8131 | 10.286 | 9.8757 | 9.145 | 8.2969 | 7.4428 | 6.3237 | 4.9097 | 3.3611 | 2.1808 | 0.75661 | -4.7419 | -10.034 | -17.5475 | 5.0188 | 4.432 | 3.7626 | 2.6956 | 1.4956 | 0.29098 | -1.2207 | -3.2493 | -5.4188 | -7.1032 | -9.0533 | -16.1809 | -20.6643 | -23.4361
|  | LITTLE HUNGERFORD | LW |  |  |  |  | 3.9997 | 3.4751 | 2.6657 | 1.3568 | 0.11024 | -1.4531 | -3.1669 | -5.6282 | -8.3267 | -10.9699 | -13.2635 | -20.0363 | -22.9564 | -25.6358 | 10.8093 | 10.3907 | 10.0705 | 9.355 | 8.7206 | 7.8037 | 6.7432 | 5.3862 | 3.8075 | 2.2776 | 1.0866 | -1.9241 | -3.0929 | -4.3725 | 4.9225 | 4.3636 | 3.6729 | 2.4733 | 1.363 | -0.10454 | -1.749 | -4.0284 | -6.5814 | -9.0713 | -11.1378 | -16.9279 | -19.3823 | -21.7029
|  | LITTLE HUNGERFORD | ST |  |  |  |  | 4.4758 | 4.2931 | 4.0786 | 3.729 | 3.6952 | 3.3635 | 2.9443 | 2.4799 | 1.8395 | 0.99436 | 0.073509 | -5.4267 | -9.3572 | -14.0186 | 11.0523 | 10.797 | 10.4917 | 10.0831 | 9.9428 | 9.5368 | 9.0257 | 8.4466 | 7.7397 | 6.8815 | 5.9376 | 0.40323 | -4.7565 | -12.5623 | 5.398 | 5.1894 | 4.9408 | 4.5712 | 4.5506 | 4.2084 | 3.7589 | 3.2495 | 2.6067 | 1.8052 | 0.93296 | -4.2074 | -7.7802 | -11.6811
|  | LITTLE HUNGERFORD | FS |  |  |  |  | 4.4123 | 4.2199 | 3.8972 | 3.474 | 3.0605 | 2.6092 | 2.4724 | 1.8613 | 1.19 | 0.43153 | -0.35675 | -5.3976 | -10.588 | -15.943 | 11.0392 | 10.784 | 10.45 | 10.0304 | 9.6068 | 9.1331 | 8.8679 | 8.2 | 7.4384 | 6.577 | 5.6538 | -0.53099 | -9.4303 | -24.1589 | 5.3623 | 5.1606 | 4.8449 | 4.4423 | 4.0563 | 3.6288 | 3.5337 | 2.9588 | 2.3135 | 1.5679 | 0.78688 | -4.0774 | -8.6916 | -13.1728
COWLEY GSP | HIGH WYCOMBE BSP | LITTLE MARLOW | MINIMUM HEADROOM | SU 86037 87794 | NO | YES | 5.998 | 3.8134 | 3.5374 | 2.9833 | 2.3094 | 1.6668 | 1.1841 | 0.3371 | -0.89509 | -2.2806 | -3.6451 | -4.8176 | -8.3366 | -10.0722 | -11.5031 | 8.788 | 8.5752 | 8.2732 | 7.9327 | 7.5192 | 7.3457 | 6.8772 | 6.2296 | 5.5071 | 4.9174 | 4.2074 | 1.1443 | -1.7342 | -9.5921 | 3.0875 | 2.8242 | 2.3229 | 1.7042 | 1.1173 | 0.69169 | -0.096944 | -1.2286 | -2.5113 | -3.7724 | -4.8429 | -7.9857 | -9.3375 | -10.5897
|  | LITTLE MARLOW | CT |  |  |  |  | 3.8753 | 3.5926 | 3.0862 | 2.5302 | 1.8757 | 1.5921 | 0.8678 | -0.21929 | -1.3882 | -2.3268 | -3.4186 | -7.5796 | -10.0722 | -11.5031 | 8.7881 | 8.5752 | 8.2732 | 7.9327 | 7.5192 | 7.3457 | 6.8772 | 6.2296 | 5.5071 | 4.9174 | 4.2074 | 1.1443 | -1.6864 | -5.6247 | 3.1476 | 2.8769 | 2.4161 | 1.9075 | 1.3018 | 1.0664 | 0.39214 | -0.60893 | -1.6906 | -2.5426 | -3.5464 | -7.2478 | -9.3375 | -10.5897
|  | LITTLE MARLOW | LW |  |  |  |  | 3.8134 | 3.5374 | 2.9833 | 2.3094 | 1.6668 | 1.1841 | 0.3371 | -0.89509 | -2.2806 | -3.6451 | -4.8176 | -8.3366 | -9.5644 | -10.7256 | 8.788 | 8.6268 | 8.3574 | 8.0118 | 7.6841 | 7.4692 | 7.0155 | 6.3909 | 5.6547 | 4.9188 | 4.3068 | 2.624 | 2.0808 | 1.4865 | 3.0875 | 2.8242 | 2.3229 | 1.7042 | 1.1173 | 0.69169 | -0.096944 | -1.2286 | -2.5113 | -3.7724 | -4.8429 | -7.9857 | -9.044 | -10.0753
|  | LITTLE MARLOW | ST |  |  |  |  | 4.0476 | 3.9624 | 3.8475 | 3.6952 | 3.5682 | 3.3698 | 3.1322 | 2.8397 | 2.841 | 2.4517 | 2.0209 | -0.86572 | -2.9096 | -5.1312 | 8.8751 | 8.777 | 8.6518 | 8.4957 | 8.3459 | 8.1448 | 7.9097 | 7.6288 | 7.5315 | 7.1632 | 6.728 | 3.8325 | 1.0186 | -3.2242 | 3.3071 | 3.2268 | 3.1166 | 2.971 | 2.8511 | 2.6607 | 2.4313 | 2.1484 | 2.1591 | 1.7817 | 1.3635 | -1.3361 | -3.1367 | -5.0683
|  | LITTLE MARLOW | FS |  |  |  |  | 4.0289 | 3.9169 | 3.7902 | 3.6062 | 3.4165 | 3.2429 | 3.016 | 2.6909 | 2.3138 | 2.194 | 1.7819 | -1.0099 | -3.6098 | -6.1469 | 8.8608 | 8.7384 | 8.6079 | 8.4305 | 8.2376 | 8.0447 | 7.7856 | 7.4459 | 7.052 | 6.8182 | 6.3727 | 3.1024 | -1.7342 | -9.5921 | 3.2923 | 3.1869 | 3.0734 | 2.9044 | 2.7301 | 2.5726 | 2.3617 | 2.0623 | 1.7111 | 1.6171 | 1.2318 | -1.364 | -3.7225 | -5.9745
NURSLING GSP | ROWNHAMS | LORDSHILL | MINIMUM HEADROOM | SU 38746 16055 | NO | YES | 10.927 | 6.3542 | 6.2626 | 6.0348 | 5.7983 | 5.555 | 5.2167 | 5.022 | 4.5526 | 4.0467 | 3.2594 | 2.4987 | 0.050893 | -1.8076 | -3.1979 | 6.6263 | 6.5248 | 6.3631 | 6.2069 | 5.9941 | 5.6981 | 5.5543 | 5.0053 | 4.3799 | 3.8787 | 3.2743 | 0.59715 | -2.9604 | -11.492 | 7.1624 | 7.073 | 6.7596 | 6.4183 | 6.0719 | 5.6284 | 5.3249 | 4.6614 | 3.9678 | 3.2646 | 2.6158 | 0.4537 | -1.0223 | -2.2112
|  | LORDSHILL | CT |  |  |  |  | 6.3668 | 6.2743 | 6.0876 | 5.9129 | 5.6731 | 5.4215 | 5.2942 | 4.8582 | 4.3751 | 3.8456 | 3.0831 | 0.16447 | -1.8076 | -3.1979 | 6.6263 | 6.5248 | 6.3631 | 6.2069 | 5.9941 | 5.6981 | 5.5543 | 5.0053 | 4.3799 | 3.8787 | 3.2743 | 0.59715 | -2.3719 | -6.8973 | 7.174 | 7.0857 | 6.832 | 6.573 | 6.2496 | 5.9129 | 5.6987 | 5.0904 | 4.4328 | 3.8546 | 3.2219 | 0.70243 | -1.0223 | -2.2112
|  | LORDSHILL | LW |  |  |  |  | 6.3542 | 6.2626 | 6.0348 | 5.7983 | 5.555 | 5.2167 | 5.022 | 4.5526 | 4.0467 | 3.2594 | 2.4987 | 0.050893 | -1.2839 | -2.3266 | 6.6448 | 6.5716 | 6.4014 | 6.2277 | 6.0545 | 5.8027 | 5.662 | 5.3458 | 4.8691 | 4.3665 | 3.9766 | 2.7497 | 2.0067 | 1.2591 | 7.1624 | 7.073 | 6.7596 | 6.4183 | 6.0719 | 5.6284 | 5.3249 | 4.6614 | 3.9678 | 3.2646 | 2.6158 | 0.4537 | -0.79596 | -1.7176
|  | LORDSHILL | ST |  |  |  |  | 6.4301 | 6.3851 | 6.3311 | 6.2908 | 6.2375 | 6.1767 | 6.1255 | 6.0011 | 5.8425 | 5.6462 | 5.6486 | 4.2402 | 3.0977 | 1.6362 | 6.6779 | 6.6123 | 6.506 | 6.4139 | 6.3108 | 6.2019 | 6.0952 | 5.922 | 5.5975 | 5.1839 | 5.121 | 2.4656 | -0.52908 | -5.1098 | 7.2356 | 7.1936 | 7.1279 | 7.0805 | 7.0233 | 6.962 | 6.9101 | 6.7842 | 6.6245 | 6.4288 | 6.4258 | 4.6635 | 2.9476 | 1.3778
|  | LORDSHILL | FS |  |  |  |  | 6.4489 | 6.4199 | 6.3815 | 6.3458 | 6.2933 | 6.2309 | 6.1571 | 6.0623 | 5.9265 | 5.762 | 5.5977 | 4.7794 | 3.7769 | 1.9736 | 6.6822 | 6.619 | 6.5393 | 6.456 | 6.3521 | 6.2313 | 6.0779 | 5.8903 | 5.5247 | 5.0931 | 4.6408 | 1.8821 | -2.9604 | -11.492 | 7.2527 | 7.2256 | 7.188 | 7.1541 | 7.0936 | 7.0093 | 6.913 | 6.7769 | 6.6005 | 6.3968 | 6.1976 | 5.1249 | 3.7889 | 2.1883
BRAMLEY (ANDO-THAT) | THATCHAM BSP | LOVE LANE | MINIMUM HEADROOM | SU 47334 68495 | NO | YES | 13.031 | -3.591 | -4.3863 | -5.4185 | -6.734 | -7.9995 | -9.9822 | -12.457 | -15.1957 | -18.38 | -21.7036 | -24.9479 | -35.1162 | -40.9198 | -41.5645 | 1.2796 | 0.67749 | -0.097587 | -1.0942 | -2.0524 | -3.5505 | -5.4402 | -7.5558 | -10.0083 | -12.5484 | -15.0282 | -23.1838 | -27.6871 | -28.2322 | -1.8115 | -2.5614 | -3.5441 | -4.8112 | -6.0296 | -7.9271 | -10.3026 | -12.9325 | -15.997 | -19.1971 | -22.3227 | -32.162 | -37.7478 | -38.3458
|  | LOVE LANE | CT |  |  |  |  | -2.2726 | -3.2149 | -4.2602 | -5.2722 | -6.7774 | -8.385 | -10.7882 | -13.6601 | -16.7689 | -19.3299 | -22.4783 | -33.0054 | -35.8464 | -36.129 | 2.2882 | 1.5694 | 0.7777 | 0.0093896 | -1.1414 | -2.3559 | -4.201 | -6.4383 | -8.8432 | -10.7941 | -13.205 | -21.1902 | -23.3195 | -23.5847 | -0.54492 | -1.4402 | -2.4378 | -3.4101 | -4.8599 | -6.3958 | -8.7036 | -11.4585 | -14.4463 | -16.9081 | -19.942 | -30.0701 | -32.784 | -33.0354
|  | LOVE LANE | LW |  |  |  |  | -3.591 | -4.3863 | -5.4185 | -6.734 | -7.9995 | -9.9822 | -12.457 | -15.1957 | -18.38 | -21.7036 | -24.9479 | -34.3064 | -36.8739 | -37.1543 | 1.2796 | 0.67749 | -0.097587 | -1.0942 | -2.0524 | -3.5505 | -5.4402 | -7.5558 | -10.0083 | -12.5484 | -15.0282 | -22.1457 | -24.0616 | -24.2383 | -1.8115 | -2.5614 | -3.5441 | -4.8112 | -6.0296 | -7.9271 | -10.3026 | -12.9325 | -15.997 | -19.1971 | -22.3227 | -31.3304 | -33.7919 | -34.047
|  | LOVE LANE | ST |  |  |  |  | -0.11588 | -0.66836 | -1.3938 | -2.1989 | -3.2156 | -4.5345 | -6.2086 | -8.2336 | -10.633 | -13.6789 | -17.0604 | -35.1162 | -40.9198 | -41.5645 | 3.9399 | 3.5206 | 2.9652 | 2.3456 | 1.5622 | 0.55229 | -0.74456 | -2.3528 | -4.232 | -6.5895 | -9.2093 | -23.1838 | -27.6871 | -28.2322 | 1.54 | 1.0207 | 0.32987 | -0.44467 | -1.4245 | -2.6879 | -4.2949 | -6.2376 | -8.5425 | -11.4777 | -14.7406 | -32.162 | -37.7478 | -38.3458
|  | LOVE LANE | FS |  |  |  |  | 2.3544 | 2.1162 | 1.8052 | 1.4161 | 0.89063 | 0.18651 | -0.65688 | -1.6439 | -2.8179 | -4.313 | -5.8463 | -17.5227 | -29.6726 | -37.13 | 5.4434 | 5.2881 | 5.0982 | 4.8705 | 4.5706 | 4.1627 | 3.5225 | 2.7438 | 1.8238 | 0.66747 | -0.51503 | -9.5869 | -19.0138 | -24.9101 | 3.9191 | 3.7 | 3.4075 | 3.0346 | 2.5304 | 1.8612 | 1.0587 | 0.11866 | -1.0072 | -2.4456 | -3.9184 | -15.1613 | -26.8656 | -34.0353
COWLEY GSP | YARNTON BSP | LOVELACE ROAD | MINIMUM HEADROOM | SP 50395 10376 | YES | NO | 6.858 | 1.8144 | 1.4298 | 0.79472 | 0.12604 | -0.34494 | -0.9322 | -1.5847 | -2.3822 | -2.8378 | -3.6813 | -4.3384 | -6.1289 | -6.8831 | -7.479 | 2.872 | 2.6468 | 2.3381 | 1.9933 | 1.7663 | 1.4109 | 1.0037 | 0.53064 | 0.38074 | -0.068786 | -0.42355 | -2.2346 | -4.0962 | -8.9202 | 2.0317 | 1.6972 | 1.1768 | 0.62235 | 0.22239 | -0.31295 | -0.9119 | -1.6417 | -2.0408 | -2.8084 | -3.4122 | -5.043 | -5.6611 | -6.1992
|  | LOVELACE ROAD | CT |  |  |  |  | 1.8847 | 1.5421 | 1.019 | 0.47571 | 0.017926 | -0.46204 | -1.0613 | -1.842 | -2.245 | -2.9029 | -3.5232 | -5.8609 | -6.8831 | -7.479 | 2.892 | 2.6572 | 2.3616 | 2.0468 | 1.7672 | 1.4503 | 1.034 | 0.53064 | 0.38074 | -0.0047314 | -0.42355 | -2.2346 | -3.7865 | -6.1153 | 2.0927 | 1.789 | 1.3481 | 0.8926 | 0.50592 | 0.077477 | -0.47232 | -1.1812 | -1.5226 | -2.1025 | -2.6703 | -4.761 | -5.6611 | -6.1992
|  | LOVELACE ROAD | LW |  |  |  |  | 1.8144 | 1.4298 | 0.79472 | 0.12604 | -0.34494 | -0.9322 | -1.5847 | -2.3822 | -2.8378 | -3.6813 | -4.3384 | -6.1289 | -6.5754 | -7.0848 | 2.872 | 2.6468 | 2.3381 | 1.9933 | 1.7663 | 1.4109 | 1.0037 | 0.54095 | 0.40631 | -0.068786 | -0.4225 | -1.2904 | -1.4888 | -1.7991 | 2.0317 | 1.6972 | 1.1768 | 0.62235 | 0.22239 | -0.31295 | -0.9119 | -1.6417 | -2.0408 | -2.8084 | -3.4122 | -5.043 | -5.4398 | -5.9154
|  | LOVELACE ROAD | ST |  |  |  |  | 1.9674 | 1.7297 | 1.3999 | 1.0965 | 0.91985 | 0.70602 | 0.461 | 0.23074 | -0.078202 | -0.49946 | -0.88069 | -2.3174 | -3.3384 | -4.3857 | 2.9481 | 2.7947 | 2.5852 | 2.3748 | 2.2289 | 2.0412 | 1.8245 | 1.6217 | 1.338 | 0.97222 | 0.60575 | -0.94606 | -2.5837 | -5.0778 | 2.1711 | 1.9726 | 1.6962 | 1.4345 | 1.279 | 1.0819 | 0.85399 | 0.64918 | 0.356 | -0.039089 | -0.40906 | -1.7001 | -2.5869 | -3.5041
|  | LOVELACE ROAD | FS |  |  |  |  | 2.0415 | 1.8716 | 1.6053 | 1.3687 | 1.189 | 1.0478 | 0.85684 | 0.6123 | 0.33549 | 0.01667 | -0.32316 | -1.9297 | -3.5264 | -4.9376 | 2.9815 | 2.8554 | 2.6725 | 2.4963 | 2.3395 | 2.1994 | 2.0016 | 1.7589 | 1.478 | 1.178 | 0.8314 | -1.0531 | -4.0962 | -8.9202 | 2.233 | 2.0908 | 1.8672 | 1.6655 | 1.507 | 1.3835 | 1.2107 | 0.99292 | 0.74233 | 0.46735 | 0.15483 | -1.2265 | -2.697 | -3.9816
MANNINGTON GSP | ARNEWOOD | LYMINGTON | MINIMUM HEADROOM | SZ 31720 96856 | NO | YES | 2.604 | 8.456 | 8.1011 | 7.0309 | 5.8586 | 5.0143 | 3.6568 | 2.1708 | 0.43558 | -1.2833 | -3.0733 | -4.6865 | -10.8198 | -15.1762 | -19.3266 | 11.9601 | 11.6518 | 10.9359 | 10.1331 | 9.8026 | 8.8678 | 7.7587 | 6.7468 | 5.7497 | 4.6639 | 3.7852 | 0.29533 | -3.1147 | -7.9843 | 8.9362 | 8.5302 | 7.5034 | 6.3548 | 5.7021 | 4.3378 | 2.8076 | 1.1685 | -0.45806 | -2.1732 | -3.6714 | -9.4007 | -13.7181 | -18.0777
|  | LYMINGTON | CT |  |  |  |  | 8.4894 | 8.183 | 7.4587 | 6.6454 | 5.9917 | 5.0516 | 3.9586 | 2.4268 | 0.73286 | -0.68764 | -2.3042 | -9.523 | -14.4781 | -18.0549 | 11.9691 | 11.6898 | 11.2638 | 10.7632 | 10.5171 | 9.9324 | 9.1234 | 8.1746 | 6.9901 | 6.0893 | 4.9699 | 0.64212 | -3.1147 | -7.9843 | 8.9805 | 8.6319 | 7.9734 | 7.2255 | 6.7668 | 5.8804 | 4.7712 | 3.3296 | 1.669 | 0.32946 | -1.2381 | -7.6676 | -12.0096 | -15.4237
|  | LYMINGTON | LW |  |  |  |  | 8.456 | 8.1011 | 7.0309 | 5.8586 | 5.0143 | 3.6568 | 2.1708 | 0.43558 | -1.2833 | -3.0733 | -4.6865 | -10.8198 | -15.1762 | -19.3266 | 11.9601 | 11.6518 | 10.9359 | 10.1331 | 9.8026 | 8.8678 | 7.7587 | 6.7468 | 5.7497 | 4.6639 | 3.7852 | 0.29533 | -2.9277 | -6.4315 | 8.9362 | 8.5302 | 7.5034 | 6.3548 | 5.7021 | 4.3378 | 2.8076 | 1.1685 | -0.45806 | -2.1732 | -3.6714 | -9.4007 | -13.7181 | -18.0777
|  | LYMINGTON | ST |  |  |  |  | 8.6668 | 8.5081 | 8.0036 | 7.5696 | 7.1746 | 6.789 | 6.3674 | 6.126 | 5.5818 | 4.921 | 4.2753 | -1.5598 | -5.6343 | -10.1513 | 12.0939 | 11.9532 | 11.3825 | 10.9257 | 10.5109 | 10.1322 | 9.7152 | 9.4839 | 8.8881 | 8.2236 | 7.629 | 2.9195 | -1.3896 | -6.5803 | 9.1668 | 9.0102 | 8.4123 | 7.9194 | 7.4697 | 7.0418 | 6.5826 | 6.3733 | 5.7498 | 5.0453 | 4.4107 | -0.76868 | -5.0552 | -9.37
|  | LYMINGTON | FS |  |  |  |  | 8.703 | 8.5812 | 8.3438 | 8.0574 | 7.7881 | 7.4575 | 7.1061 | 6.5882 | 5.995 | 5.6404 | 5.1136 | 1.3908 | -2.4535 | -6.9799 | 12.1092 | 11.9865 | 11.7651 | 11.4979 | 11.2545 | 10.9344 | 10.5476 | 10.0445 | 9.456 | 9.1745 | 8.6608 | 5.1658 | 0.84196 | -6.3901 | 9.2019 | 9.0831 | 8.8392 | 8.5443 | 8.2825 | 7.9409 | 7.5575 | 7.028 | 6.4179 | 6.1683 | 5.637 | 2.1156 | -1.2987 | -5.3562
MELKSHAM GSP | CHIPPENHAM | LYNEHAM | MINIMUM HEADROOM | ST 99348 80481 | NO | YES | 5.711 | -0.94535 | -1.2464 | -1.5822 | -2.0289 | -2.433 | -2.8138 | -3.2511 | -3.7549 | -3.979 | -4.4693 | -4.9133 | -6.4316 | -7.3457 | -8.1251 | 1.8924 | 1.7638 | 1.6152 | 1.4211 | 1.2391 | 1.0117 | 0.73977 | 0.43253 | 0.18683 | -0.16466 | -0.48159 | -1.2422 | -1.5102 | -3.4556 | -0.031131 | -0.29671 | -0.58329 | -0.97578 | -1.3297 | -1.6795 | -2.0921 | -2.5614 | -2.73 | -3.1899 | -3.5771 | -4.8143 | -5.5007 | -6.1542
|  | LYNEHAM | CT |  |  |  |  | -0.94535 | -1.2464 | -1.5566 | -1.9181 | -2.2607 | -2.5826 | -2.9767 | -3.4724 | -3.6275 | -3.9976 | -4.4236 | -6.2419 | -7.3457 | -8.1251 | 1.9136 | 1.7829 | 1.6484 | 1.4907 | 1.3098 | 1.1272 | 0.8806 | 0.57783 | 0.36662 | 0.12434 | -0.16458 | -1.0021 | -1.5102 | -2.6516 | -0.031131 | -0.29671 | -0.56609 | -0.88357 | -1.1883 | -1.484 | -1.8527 | -2.3155 | -2.4392 | -2.7684 | -3.1634 | -4.6275 | -5.5007 | -6.1542
|  | LYNEHAM | LW |  |  |  |  | -0.92374 | -1.2139 | -1.5822 | -2.0289 | -2.433 | -2.8138 | -3.2511 | -3.7549 | -3.979 | -4.4693 | -4.9133 | -6.4316 | -7.2919 | -7.9992 | 1.8924 | 1.7638 | 1.6152 | 1.4211 | 1.2391 | 1.0117 | 0.73977 | 0.43253 | 0.18683 | -0.16466 | -0.48159 | -1.2422 | -1.4651 | -1.635 | -0.013917 | -0.2661 | -0.58329 | -0.97578 | -1.3297 | -1.6795 | -2.0921 | -2.5614 | -2.73 | -3.1899 | -3.5771 | -4.8143 | -5.4868 | -6.0745
|  | LYNEHAM | ST |  |  |  |  | -0.85466 | -1.0606 | -1.3327 | -1.6344 | -1.8945 | -2.1513 | -2.418 | -2.6316 | -2.9002 | -3.2042 | -3.5502 | -4.7392 | -5.6914 | -6.4815 | 1.962 | 1.8928 | 1.7908 | 1.6708 | 1.5601 | 1.4364 | 1.2947 | 1.1509 | 0.95381 | 0.70667 | 0.43021 | -0.78901 | -1.2845 | -2.0893 | 0.052622 | -0.12166 | -0.35526 | -0.61446 | -0.82619 | -1.0537 | -1.2952 | -1.4881 | -1.7488 | -2.0511 | -2.3777 | -3.4248 | -4.1846 | -4.806
|  | LYNEHAM | FS |  |  |  |  | -0.76241 | -0.89768 | -1.0355 | -1.1806 | -1.3143 | -1.3948 | -1.5085 | -1.7148 | -1.9538 | -2.1892 | -2.4713 | -3.676 | -5.0627 | -6.0473 | 1.9873 | 1.9447 | 1.8898 | 1.8261 | 1.7618 | 1.7116 | 1.6433 | 1.5441 | 1.4176 | 1.267 | 1.0904 | 0.13724 | -1.3627 | -3.4556 | 0.13424 | 0.021117 | -0.095843 | -0.21879 | -0.3354 | -0.40719 | -0.51353 | -0.70138 | -0.91904 | -1.1317 | -1.3912 | -2.4887 | -3.6945 | -4.4896
BRAMLEY (FLEE) | BRACKNELL RESERVE | M V E E | MINIMUM HEADROOM | SU 98120 65945 | NO | YES | 0.508 | 23.8373 | 23.8169 | 23.798 | 23.7596 | 23.7248 | 23.6594 | 23.5935 | 23.5047 | 23.3313 | 23.1282 | 22.9348 | 22.412 | 22.2083 | 22.0618 | 22.9654 | 22.9406 | 22.9047 | 22.8581 | 22.8216 | 22.7327 | 22.6704 | 22.562 | 22.4228 | 22.3272 | 22.2045 | 21.9243 | 21.8732 | 21.3769 | 23.4854 | 23.4599 | 23.4332 | 23.3818 | 23.3328 | 23.2465 | 23.1564 | 23.0377 | 22.889 | 22.7486 | 22.6231 | 22.3492 | 22.3087 | 22.2848
|  | M V E E | CT |  |  |  |  | 23.8472 | 23.8265 | 23.8026 | 23.7794 | 23.7375 | 23.6907 | 23.6333 | 23.5505 | 23.4437 | 23.2951 | 23.1403 | 22.4952 | 22.2083 | 22.0618 | 22.9733 | 22.9525 | 22.9047 | 22.8807 | 22.8269 | 22.7695 | 22.7153 | 22.6118 | 22.4932 | 22.4381 | 22.3381 | 22.0242 | 21.93 | 21.8766 | 23.4992 | 23.4731 | 23.4418 | 23.4062 | 23.3486 | 23.2847 | 23.2049 | 23.0941 | 22.9663 | 22.8718 | 22.7639 | 22.4743 | 22.4135 | 22.3175
|  | M V E E | LW |  |  |  |  | 23.8373 | 23.8169 | 23.798 | 23.7596 | 23.7248 | 23.6594 | 23.5935 | 23.5047 | 23.3313 | 23.1282 | 22.9348 | 22.412 | 22.2711 | 22.1656 | 22.9654 | 22.9406 | 22.9158 | 22.8581 | 22.8216 | 22.7327 | 22.6704 | 22.562 | 22.4228 | 22.3272 | 22.2045 | 21.9243 | 21.8732 | 21.8386 | 23.4854 | 23.4599 | 23.4332 | 23.3818 | 23.3328 | 23.2465 | 23.1564 | 23.0377 | 22.889 | 22.7486 | 22.6231 | 22.3492 | 22.3087 | 22.2848
|  | M V E E | ST |  |  |  |  | 23.8552 | 23.8496 | 23.8372 | 23.8241 | 23.8059 | 23.7874 | 23.754 | 23.7132 | 23.6572 | 23.5962 | 23.5136 | 23.0694 | 22.9443 | 22.8058 | 22.983 | 22.9783 | 22.966 | 22.9474 | 22.9148 | 22.8984 | 22.8554 | 22.8091 | 22.7396 | 22.6903 | 22.6022 | 22.2244 | 22.0593 | 21.9788 | 23.5118 | 23.5044 | 23.4887 | 23.4717 | 23.4471 | 23.4223 | 23.384 | 23.3325 | 23.2613 | 23.1803 | 23.077 | 22.5718 | 22.4258 | 22.3942
|  | M V E E | FS |  |  |  |  | 23.8569 | 23.8542 | 23.8464 | 23.8386 | 23.8278 | 23.8148 | 23.8068 | 23.7851 | 23.7577 | 23.7165 | 23.6702 | 23.3734 | 22.9812 | 22.581 | 22.9815 | 22.9772 | 22.9646 | 22.9554 | 22.942 | 22.9191 | 22.9099 | 22.876 | 22.8389 | 22.7819 | 22.7195 | 22.4442 | 22.136 | 21.3769 | 23.5138 | 23.5104 | 23.5011 | 23.4917 | 23.4776 | 23.4602 | 23.4451 | 23.4161 | 23.3791 | 23.3252 | 23.2646 | 22.8914 | 22.5474 | 22.3278
CHICKERELL GSP | CHICKERELL BSP | MAIDEN NEWTON | MINIMUM HEADROOM | SY 59138 97747 | NO | YES | 25.143 | -19.3672 | -19.5197 | -19.6851 | -19.9106 | -20.11 | -20.363 | -20.6169 | -20.8683 | -21.1404 | -21.4092 | -21.6389 | -22.4731 | -23.0716 | -23.6489 | -19.7131 | -19.79 | -19.8761 | -19.9963 | -20.0909 | -20.2335 | -20.3782 | -20.5227 | -20.6796 | -20.8381 | -20.9653 | -21.4979 | -22.0263 | -22.9868 | -18.1667 | -18.2245 | -18.3133 | -18.4207 | -18.5021 | -18.6512 | -18.8191 | -18.9893 | -19.1779 | -19.3669 | -19.5393 | -20.2296 | -20.7928 | -21.3417
|  | MAIDEN NEWTON | CT |  |  |  |  | -19.3672 | -19.5197 | -19.6689 | -19.83 | -19.9903 | -20.1662 | -20.3538 | -20.5871 | -20.8451 | -21.0551 | -21.2954 | -22.2391 | -22.8011 | -23.3089 | -19.7131 | -19.79 | -19.8692 | -19.9579 | -20.0453 | -20.1479 | -20.2631 | -20.4089 | -20.5796 | -20.7133 | -20.8743 | -21.4979 | -22.0263 | -22.7341 | -18.1621 | -18.2207 | -18.282 | -18.3539 | -18.4272 | -18.5162 | -18.6282 | -18.7879 | -18.9747 | -19.1132 | -19.2827 | -19.9978 | -20.5082 | -20.9746
|  | MAIDEN NEWTON | LW |  |  |  |  | -19.3437 | -19.4808 | -19.6851 | -19.9106 | -20.11 | -20.363 | -20.6169 | -20.8683 | -21.1404 | -21.4092 | -21.6389 | -22.4731 | -23.0716 | -23.6489 | -19.7031 | -19.7702 | -19.8761 | -19.9963 | -20.0909 | -20.2335 | -20.3782 | -20.5227 | -20.6796 | -20.8381 | -20.9653 | -21.4134 | -21.7657 | -22.1207 | -18.1667 | -18.2245 | -18.3133 | -18.4207 | -18.5021 | -18.6512 | -18.8191 | -18.9893 | -19.1779 | -19.3669 | -19.5393 | -20.2296 | -20.7928 | -21.3417
|  | MAIDEN NEWTON | ST |  |  |  |  | -19.3138 | -19.4295 | -19.5977 | -19.7593 | -19.9277 | -20.0982 | -20.2569 | -20.4272 | -20.6146 | -20.7955 | -20.9963 | -21.7902 | -22.198 | -22.4702 | -19.6859 | -19.7411 | -19.8381 | -19.9262 | -20.0181 | -20.1108 | -20.195 | -20.3009 | -20.4219 | -20.5386 | -20.6705 | -21.3494 | -21.8659 | -22.4996 | -18.1413 | -18.1805 | -18.2493 | -18.3088 | -18.3732 | -18.4399 | -18.5132 | -18.6203 | -18.7448 | -18.8632 | -19.0002 | -19.6149 | -20.0007 | -20.2664
|  | MAIDEN NEWTON | FS |  |  |  |  | -19.2297 | -19.3002 | -19.3448 | -19.3886 | -19.4425 | -19.4967 | -19.5587 | -19.6936 | -19.8186 | -19.9734 | -20.1262 | -20.909 | -21.722 | -22.2065 | -19.6557 | -19.6942 | -19.7298 | -19.7648 | -19.8088 | -19.8548 | -19.912 | -20.0048 | -20.0926 | -20.2058 | -20.3167 | -20.9715 | -21.8269 | -22.9868 | -18.1244 | -18.1448 | -18.164 | -18.185 | -18.2171 | -18.2509 | -18.2925 | -18.3416 | -18.389 | -18.4709 | -18.5492 | -19.0061 | -19.5122 | -19.9544
BRAMLEY (FLEE) | MAIDENHEAD BSP | MAIDENHEAD | MINIMUM HEADROOM | SU 86485 79800 | NO | YES | 2.486 | 22.8706 | 22.5189 | 21.6653 | 20.863 | 19.7582 | 18.2402 | 16.5285 | 14.3256 | 12.0586 | 10.1129 | 8.4506 | 2.9557 | -0.29423 | -2.5841 | 27.1326 | 26.9567 | 26.5586 | 26.2705 | 25.6703 | 24.9785 | 24.0785 | 22.9597 | 21.7107 | 20.6142 | 19.7919 | 15.746 | 12.1113 | 4.1296 | 23.131 | 22.7872 | 22.0235 | 21.4203 | 20.4605 | 19.1065 | 17.5699 | 15.6163 | 13.5496 | 11.7403 | 10.2491 | 5.5822 | 3.2479 | 1.3712
|  | MAIDENHEAD | CT |  |  |  |  | 22.9446 | 22.5872 | 21.8153 | 21.1982 | 20.1797 | 18.9795 | 17.5328 | 15.5328 | 13.5413 | 12.1062 | 10.5844 | 3.6517 | -0.29423 | -2.5841 | 27.144 | 26.9567 | 26.5586 | 26.2705 | 25.6703 | 24.9785 | 24.1122 | 22.9862 | 21.7994 | 20.9844 | 20.0081 | 15.746 | 12.1113 | 7.3439 | 23.2116 | 22.8528 | 22.1426 | 21.7194 | 20.8077 | 19.7556 | 18.4508 | 16.6708 | 14.8627 | 13.5935 | 12.1869 | 6.3781 | 3.2479 | 1.3712
|  | MAIDENHEAD | LW |  |  |  |  | 22.8706 | 22.5189 | 21.6653 | 20.863 | 19.7582 | 18.2402 | 16.5285 | 14.3256 | 12.0586 | 10.1129 | 8.4506 | 2.9557 | 0.91284 | -0.94341 | 27.1326 | 26.9846 | 26.6191 | 26.2933 | 25.787 | 24.9907 | 24.0785 | 22.9597 | 21.7107 | 20.6142 | 19.7919 | 17.3969 | 16.5537 | 15.637 | 23.131 | 22.7872 | 22.0235 | 21.4203 | 20.4605 | 19.1065 | 17.5699 | 15.6163 | 13.5496 | 11.7403 | 10.2491 | 5.5822 | 3.9249 | 2.318
|  | MAIDENHEAD | ST |  |  |  |  | 23.2012 | 23.0358 | 22.8912 | 22.5607 | 22.1798 | 21.6491 | 21.4724 | 20.852 | 20.1862 | 19.568 | 18.9419 | 14.8161 | 12.0042 | 8.6426 | 27.258 | 27.1501 | 27.0495 | 26.8659 | 26.5593 | 26.1417 | 25.9793 | 25.5027 | 24.9395 | 24.3528 | 23.7279 | 19.8985 | 16.6615 | 11.528 | 23.4657 | 23.2865 | 23.1408 | 22.8383 | 22.4924 | 22.0187 | 21.9049 | 21.3568 | 20.7512 | 20.1588 | 19.5479 | 15.6901 | 13.2101 | 10.5036
|  | MAIDENHEAD | FS |  |  |  |  | 23.1958 | 23.0459 | 22.8228 | 22.5422 | 22.2008 | 21.7618 | 21.2718 | 20.9547 | 20.3554 | 19.7747 | 19.1722 | 14.9253 | 10.98 | 7.054 | 27.2501 | 27.1432 | 26.9984 | 26.8231 | 26.5327 | 26.1643 | 25.7242 | 25.4372 | 24.8921 | 24.3264 | 23.7202 | 19.4238 | 13.4788 | 4.1296 | 23.4706 | 23.3151 | 23.1033 | 22.8556 | 22.5482 | 22.1566 | 21.7141 | 21.5517 | 21.022 | 20.4722 | 19.8929 | 15.9813 | 12.4682 | 9.1753
MELKSHAM GSP | CHIPPENHAM | MALMESBURY | MINIMUM HEADROOM | ST 92288 87493 | NO | YES | 4.5 | -2.721 | -3.0286 | -3.3938 | -3.8309 | -4.229 | -4.7484 | -5.2941 | -5.6906 | -6.3742 | -7.0633 | -7.6985 | -9.9278 | -11.2582 | -12.3988 | -0.69113 | -0.89333 | -1.0601 | -1.2708 | -1.4915 | -1.7718 | -2.1288 | -2.2177 | -2.6306 | -3.0372 | -3.3599 | -4.7115 | -5.9436 | -8.7749 | -1.4946 | -1.775 | -2.0887 | -2.4883 | -2.8349 | -3.3344 | -3.8734 | -4.1816 | -4.841 | -5.4982 | -6.0684 | -7.9243 | -8.9035 | -9.8693
|  | MALMESBURY | CT |  |  |  |  | -2.7154 | -3.0281 | -3.3298 | -3.671 | -4.0302 | -4.4193 | -4.8806 | -5.2354 | -5.8624 | -6.3813 | -6.9666 | -9.5895 | -11.2582 | -12.3988 | -0.68655 | -0.89333 | -1.0601 | -1.2689 | -1.4915 | -1.7502 | -2.0973 | -2.2073 | -2.6189 | -2.9163 | -3.2937 | -4.7115 | -5.9436 | -7.6847 | -1.4838 | -1.7731 | -2.0403 | -2.3537 | -2.6856 | -3.0538 | -3.5173 | -3.7919 | -4.3914 | -4.8529 | -5.4005 | -7.5517 | -8.9035 | -9.8693
|  | MALMESBURY | LW |  |  |  |  | -2.721 | -3.0286 | -3.3938 | -3.8309 | -4.229 | -4.7484 | -5.2941 | -5.6906 | -6.3742 | -7.0633 | -7.6985 | -9.9278 | -11.0989 | -12.1281 | -0.69113 | -0.8756 | -1.036 | -1.2708 | -1.4524 | -1.7718 | -2.1288 | -2.2177 | -2.6306 | -3.0372 | -3.3599 | -4.2745 | -4.6913 | -5.1678 | -1.4946 | -1.775 | -2.0887 | -2.4883 | -2.8349 | -3.3344 | -3.8734 | -4.1816 | -4.841 | -5.4982 | -6.0684 | -7.9243 | -8.8385 | -9.7161
|  | MALMESBURY | ST |  |  |  |  | -2.634 | -2.8493 | -3.0546 | -3.2848 | -3.4945 | -3.7453 | -4.0087 | -4.2284 | -4.5251 | -4.8586 | -5.2156 | -6.6728 | -7.9986 | -9.2333 | -0.63521 | -0.75262 | -0.87129 | -1.0174 | -1.139 | -1.3096 | -1.5 | -1.6651 | -1.9158 | -2.214 | -2.5415 | -3.7262 | -4.933 | -6.5887 | -1.4038 | -1.5832 | -1.7639 | -1.9741 | -2.1547 | -2.3877 | -2.6391 | -2.8484 | -3.1483 | -3.4958 | -3.8706 | -5.1911 | -6.2576 | -7.2251
|  | MALMESBURY | FS |  |  |  |  | -2.5099 | -2.6358 | -2.7347 | -2.8548 | -2.9803 | -3.0862 | -3.2203 | -3.4621 | -3.6914 | -3.9757 | -4.273 | -5.7451 | -7.5557 | -9.0366 | -0.58787 | -0.6778 | -0.76113 | -0.86783 | -0.98136 | -1.0757 | -1.2189 | -1.4151 | -1.6045 | -1.8625 | -2.1419 | -3.5555 | -5.6635 | -8.7749 | -1.2964 | -1.412 | -1.5042 | -1.6198 | -1.7398 | -1.834 | -1.9682 | -2.1896 | -2.3977 | -2.6756 | -2.9699 | -4.3378 | -5.8911 | -7.0975
MINETY GSP | SWINDON BSP | MANCHESTER ROAD | MINIMUM HEADROOM | SU 15254 85130 | NO | YES | 2.349 | 29.0713 | 28.6081 | 27.5204 | 26.3101 | 25.2203 | 24.0026 | 22.2885 | 20.1998 | 17.9665 | 15.8705 | 13.9893 | 4.8151 | -1.1805 | -5.382 | 31.826 | 31.5159 | 30.8256 | 30.05 | 29.421 | 28.5555 | 27.2336 | 25.7318 | 24.0266 | 22.2412 | 20.5002 | 11.3221 | 5.4426 | -5.7415 | 30.8407 | 30.3886 | 29.2833 | 28.0622 | 26.9887 | 25.7636 | 24.0077 | 22.0355 | 19.9805 | 17.9799 | 16.1835 | 6.6194 | 0.29061 | -4.7063
|  | MANCHESTER ROAD | CT |  |  |  |  | 29.0713 | 28.6101 | 28.0016 | 27.2974 | 26.3715 | 25.7523 | 24.4656 | 22.3365 | 19.7809 | 17.9739 | 15.9252 | 7.8459 | 3.0597 | -0.98251 | 31.826 | 31.5241 | 31.2148 | 30.813 | 30.2548 | 29.8037 | 28.7176 | 27.2433 | 25.2681 | 23.9149 | 22.1512 | 14.8859 | 8.0998 | -1.5335 | 30.8407 | 30.4046 | 29.841 | 29.1714 | 28.2856 | 27.7004 | 26.428 | 24.4389 | 21.9978 | 20.2526 | 18.2428 | 10.467 | 5.8018 | 1.6787
|  | MANCHESTER ROAD | LW |  |  |  |  | 29.0874 | 28.6081 | 27.5204 | 26.3101 | 25.2203 | 24.0026 | 22.2885 | 20.1998 | 17.9665 | 15.8705 | 13.9893 | 6.0336 | 1.3378 | -3.7265 | 31.8357 | 31.5159 | 30.8256 | 30.05 | 29.421 | 28.5555 | 27.2336 | 25.7318 | 24.0266 | 22.2412 | 20.5002 | 14.8073 | 10.7889 | 6.6234 | 30.863 | 30.3886 | 29.2833 | 28.0622 | 26.9887 | 25.7636 | 24.0077 | 22.0355 | 19.9805 | 17.9799 | 16.1835 | 8.4645 | 3.4044 | -2.1099
|  | MANCHESTER ROAD | ST |  |  |  |  | 29.3247 | 29.1146 | 28.5502 | 28.0531 | 27.611 | 27.2477 | 26.6385 | 25.1557 | 23.3503 | 21.057 | 18.6645 | 4.8151 | -1.1805 | -5.382 | 31.9202 | 31.7716 | 31.0713 | 30.4835 | 29.9671 | 29.5236 | 28.9792 | 28.1104 | 26.7335 | 24.8478 | 22.948 | 11.3221 | 5.4426 | -0.72079 | 31.0864 | 30.8952 | 30.2331 | 29.6742 | 29.199 | 28.8317 | 28.1309 | 26.7341 | 24.9488 | 22.6913 | 20.3769 | 6.6194 | 0.29061 | -4.7063
|  | MANCHESTER ROAD | FS |  |  |  |  | 29.3999 | 29.274 | 29.105 | 28.8727 | 28.5882 | 28.2599 | 27.8988 | 27.2294 | 26.4107 | 25.5244 | 24.5616 | 15.4168 | 7.2156 | -0.029762 | 31.9635 | 31.8732 | 31.7065 | 31.4805 | 31.1855 | 30.8359 | 30.3974 | 29.6836 | 28.6988 | 27.6252 | 26.9223 | 20.3241 | 10.6133 | -5.7415 | 31.1529 | 31.0399 | 30.8713 | 30.64 | 30.3553 | 30.0278 | 29.6576 | 29.0042 | 28.2066 | 27.3213 | 26.3054 | 17.5132 | 9.349 | 2.0049
MANNINGTON GSP | MANNINGTON BSP | MANNINGTON | MINIMUM HEADROOM | SU 07592 05256 | NO | YES | 0 | 5.4795 | 5.0964 | 4.6379 | 4.3297 | 3.9585 | 3.4801 | 3.0791 | 2.5424 | 2.2349 | 1.7079 | 1.2271 | -0.50152 | -1.6846 | -2.471 | 4.9587 | 4.6025 | 4.3049 | 4.2172 | 4.0113 | 3.666 | 3.4025 | 3.1035 | 3.011 | 2.7453 | 2.4962 | 1.2725 | 0.1879 | -1.4668 | 5.1179 | 4.7395 | 4.302 | 4.021 | 3.6783 | 3.2257 | 2.8514 | 2.3633 | 2.1064 | 1.6285 | 1.1963 | -0.35521 | -1.3786 | -2.0823
|  | MANNINGTON | CT |  |  |  |  | 5.4795 | 5.185 | 4.7655 | 4.4474 | 4.1155 | 3.6179 | 3.2318 | 2.7408 | 2.4793 | 2.0717 | 1.6374 | -0.36337 | -1.6846 | -2.471 | 4.9587 | 4.7072 | 4.4468 | 4.3037 | 4.0791 | 3.6965 | 3.4218 | 3.1074 | 3.011 | 2.7677 | 2.4962 | 1.2725 | 0.1879 | -1.0874 | 5.1179 | 4.8304 | 4.4347 | 4.1442 | 3.841 | 3.3694 | 3.0109 | 2.5612 | 2.3388 | 1.9707 | 1.5757 | -0.20712 | -1.3786 | -2.0823
|  | MANNINGTON | LW |  |  |  |  | 5.4873 | 5.0964 | 4.6379 | 4.3297 | 3.9585 | 3.4801 | 3.0791 | 2.5424 | 2.2349 | 1.7079 | 1.2271 | -0.50152 | -1.4724 | -2.3398 | 4.9715 | 4.6025 | 4.3049 | 4.2172 | 4.0113 | 3.666 | 3.4025 | 3.1035 | 3.0316 | 2.7453 | 2.5004 | 1.6503 | 1.1377 | 0.66017 | 5.1259 | 4.7395 | 4.302 | 4.021 | 3.6783 | 3.2257 | 2.8514 | 2.3633 | 2.1064 | 1.6285 | 1.1963 | -0.35521 | -1.2395 | -2.0345
|  | MANNINGTON | ST |  |  |  |  | 5.5526 | 5.3275 | 5.0506 | 4.8915 | 4.7381 | 4.4213 | 4.2546 | 4.1269 | 3.9618 | 3.7764 | 3.5874 | 2.3797 | 1.0968 | -0.023476 | 4.975 | 4.7493 | 4.4761 | 4.3555 | 4.2311 | 3.9271 | 3.806 | 3.7087 | 3.5972 | 3.4313 | 3.2468 | 2.3184 | 1.2279 | -0.16821 | 5.1848 | 4.9633 | 4.6871 | 4.5344 | 4.3891 | 4.0796 | 3.9226 | 3.8025 | 3.6456 | 3.4692 | 3.291 | 2.1968 | 1.0455 | 0.02373
|  | MANNINGTON | FS |  |  |  |  | 5.586 | 5.4035 | 5.1893 | 5.066 | 4.9232 | 4.7234 | 4.5728 | 4.3561 | 4.1449 | 3.9465 | 3.703 | 2.738 | 1.6069 | 0.34298 | 5.0249 | 4.8521 | 4.6637 | 4.5865 | 4.4891 | 4.3129 | 4.1986 | 4.0017 | 3.8056 | 3.6161 | 3.3852 | 2.4092 | 0.90979 | -1.4668 | 5.2197 | 5.0416 | 4.8338 | 4.7202 | 4.5875 | 4.3966 | 4.2555 | 4.053 | 3.8562 | 3.6722 | 3.4448 | 2.5787 | 1.57 | 0.44379
LOVEDEAN GSP | CHICHESTER & HUNSTON | MARKET | MINIMUM HEADROOM | SU 86479 04732 | NO | YES | 4.322 | 6.5205 | 6.1177 | 5.5379 | 4.9398 | 4.3711 | 3.61 | 2.7391 | 1.8944 | 0.69661 | -0.48864 | -1.5907 | -5.2115 | -7.0141 | -8.7069 | 8.548 | 8.3717 | 8.2174 | 8.0185 | 7.6361 | 7.1274 | 6.4469 | 5.8876 | 4.9958 | 4.2769 | 3.4096 | -0.58726 | -7.0733 | -20.3313 | 7.8041 | 7.4707 | 6.9691 | 6.4313 | 5.9234 | 5.226 | 4.4271 | 3.6838 | 2.59 | 1.5083 | 0.50826 | -2.6984 | -4.2182 | -5.6698
|  | MARKET | CT |  |  |  |  | 6.5761 | 6.2113 | 5.7444 | 5.2874 | 4.7624 | 4.182 | 3.4196 | 2.5977 | 1.4484 | 0.50249 | -0.55265 | -4.6869 | -7.0141 | -8.7069 | 8.588 | 8.3969 | 8.2267 | 8.0519 | 7.6361 | 7.1274 | 6.4469 | 5.8876 | 4.9958 | 4.2769 | 3.4096 | -0.58726 | -4.8252 | -11.6441 | 7.8482 | 7.5387 | 7.1308 | 6.719 | 6.2424 | 5.713 | 5.0106 | 4.2872 | 3.2424 | 2.3964 | 1.4393 | -2.2377 | -4.2182 | -5.6698
|  | MARKET | LW |  |  |  |  | 6.5205 | 6.1177 | 5.5379 | 4.9398 | 4.3711 | 3.61 | 2.7391 | 1.8944 | 0.69661 | -0.48864 | -1.5907 | -5.2115 | -6.5825 | -8.0214 | 8.548 | 8.3717 | 8.2174 | 8.0185 | 7.8343 | 7.4594 | 6.871 | 6.4781 | 5.7353 | 5.0045 | 4.362 | 2.5181 | 1.9056 | 0.99846 | 7.8041 | 7.4707 | 6.9691 | 6.4313 | 5.9234 | 5.226 | 4.4271 | 3.6838 | 2.59 | 1.5083 | 0.50826 | -2.6984 | -3.8297 | -5.0666
|  | MARKET | ST |  |  |  |  | 6.6941 | 6.456 | 6.3099 | 6.208 | 6.0618 | 5.8797 | 5.6759 | 5.3789 | 4.995 | 4.5348 | 4.3239 | 0.53525 | -1.194 | -2.3425 | 8.6351 | 8.5315 | 8.4191 | 8.2985 | 8.1386 | 7.9376 | 7.6994 | 7.3236 | 6.82 | 6.2207 | 5.8521 | 2.0005 | -2.1896 | -9.0047 | 7.9591 | 7.7717 | 7.6518 | 7.5621 | 7.4295 | 7.2627 | 7.0791 | 6.8093 | 6.3833 | 5.6827 | 5.0034 | 0.85497 | -0.75741 | -1.9725
|  | MARKET | FS |  |  |  |  | 6.7735 | 6.6128 | 6.4675 | 6.3302 | 6.2019 | 6.0309 | 5.8286 | 5.5257 | 5.2106 | 4.8039 | 4.3713 | 1.8871 | -0.82164 | -3.3062 | 8.67 | 8.6077 | 8.5459 | 8.4689 | 8.3593 | 8.0513 | 7.6613 | 7.1684 | 6.6319 | 5.9907 | 5.2926 | 0.71633 | -7.0733 | -20.3313 | 8.0224 | 7.8998 | 7.7805 | 7.6598 | 7.5493 | 7.3974 | 7.2177 | 6.9506 | 6.6725 | 6.3042 | 5.91 | 3.2408 | -0.11475 | -2.7392
MELKSHAM GSP | WEST GRAFTON | MARLBOROUGH SOUTH | MINIMUM HEADROOM | SU 19293 68264 | NO | YES | 0.784 | 0.98217 | 0.76493 | 0.37879 | -0.063203 | -0.52317 | -1.0943 | -1.6899 | -2.1273 | -2.9011 | -3.6884 | -4.4186 | -6.9702 | -8.4495 | -9.8664 | 4.2579 | 4.0995 | 3.8781 | 3.6783 | 3.3872 | 3.0917 | 2.6845 | 2.5737 | 2.1057 | 1.6327 | 1.2477 | -0.34379 | -1.8111 | -4.6374 | 2.2361 | 2.0282 | 1.6846 | 1.2996 | 0.89576 | 0.33765 | -0.26757 | -0.5408 | -1.2849 | -2.0284 | -2.6577 | -4.7335 | -5.8259 | -6.9284
|  | MARLBOROUGH SOUTH | CT |  |  |  |  | 0.98217 | 0.76493 | 0.40668 | 0.059801 | -0.36873 | -0.7982 | -1.3043 | -1.6895 | -2.3778 | -2.9456 | -3.6079 | -6.503 | -8.4495 | -9.8664 | 4.2579 | 4.0995 | 3.8781 | 3.6783 | 3.3872 | 3.0918 | 2.6949 | 2.5737 | 2.1057 | 1.7681 | 1.3324 | -0.34379 | -1.8111 | -3.7603 | 2.243 | 2.0282 | 1.6994 | 1.3982 | 0.98703 | 0.57477 | 0.044036 | -0.19428 | -0.85731 | -1.347 | -1.9586 | -4.2561 | -5.7743 | -6.9284
|  | MARLBOROUGH SOUTH | LW |  |  |  |  | 0.98737 | 0.79366 | 0.37879 | -0.063203 | -0.52317 | -1.0943 | -1.6899 | -2.1273 | -2.9011 | -3.6884 | -4.4186 | -6.9702 | -8.3691 | -9.663 | 4.2603 | 4.1359 | 3.9255 | 3.6983 | 3.4573 | 3.0917 | 2.6845 | 2.5813 | 2.1071 | 1.6327 | 1.2477 | 0.11247 | -0.43858 | -1.067 | 2.2361 | 2.0458 | 1.6846 | 1.2996 | 0.89576 | 0.33765 | -0.26757 | -0.5408 | -1.2849 | -2.0284 | -2.6577 | -4.7335 | -5.8259 | -6.9171
|  | MARLBOROUGH SOUTH | ST |  |  |  |  | 1.1018 | 0.96063 | 0.79146 | 0.62472 | 0.42415 | 0.20685 | 0.013198 | -0.224 | -0.50846 | -0.84318 | -0.89337 | -2.7052 | -4.1608 | -5.5972 | 4.3422 | 4.2437 | 4.1232 | 4.0095 | 3.8571 | 3.6814 | 3.5253 | 3.3097 | 3.0389 | 2.7088 | 2.7063 | 1.0421 | -0.31984 | -2.2178 | 2.3681 | 2.2378 | 2.0776 | 1.9279 | 1.7341 | 1.5159 | 1.3275 | 1.0733 | 0.75622 | 0.37238 | 0.39957 | -1.3959 | -2.5235 | -3.5846
|  | MARLBOROUGH SOUTH | FS |  |  |  |  | 1.1742 | 1.0774 | 0.98254 | 0.86773 | 0.77807 | 0.6543 | 0.5313 | 0.32772 | 0.072572 | -0.22163 | -0.53341 | -2.0221 | -3.9339 | -5.6127 | 4.3656 | 4.2842 | 4.1923 | 4.0789 | 3.9933 | 3.8619 | 3.7108 | 3.5407 | 3.3034 | 3.0197 | 2.7104 | 1.1707 | -1.1997 | -4.6374 | 2.4236 | 2.3312 | 2.2332 | 2.1127 | 2.0314 | 1.9007 | 1.763 | 1.5863 | 1.3365 | 1.0344 | 0.70942 | -0.67116 | -2.2526 | -3.5338
NURSLING GSP | ROWNHAMS | MAYBUSH | MINIMUM HEADROOM | SU 38426 14930 | NO | YES | 3.912 | 1.7117 | 1.3048 | 0.74226 | 0.067112 | -0.73253 | -1.2263 | -2.2815 | -3.6204 | -5.1385 | -6.6323 | -7.9662 | -12.3633 | -14.7175 | -16.4653 | 4.5845 | 4.2515 | 3.7735 | 3.2487 | 2.5744 | 2.1911 | 1.3503 | 0.26355 | -0.9555 | -1.9173 | -3.0986 | -8.2466 | -15.3587 | -31.8817 | 3.7288 | 3.3319 | 2.7802 | 2.1288 | 1.3746 | 0.7965 | -0.24487 | -1.5573 | -3.0394 | -4.5056 | -5.779 | -9.5439 | -11.6167 | -13.2302
|  | MAYBUSH | CT |  |  |  |  | 1.7117 | 1.3048 | 0.74226 | 0.10337 | -0.73253 | -1.0015 | -1.9708 | -3.3482 | -4.8592 | -5.9728 | -7.3449 | -12.259 | -14.7175 | -16.4653 | 4.5845 | 4.2515 | 3.7735 | 3.2487 | 2.5744 | 2.1911 | 1.3503 | 0.26355 | -0.9555 | -1.9173 | -3.0986 | -8.2466 | -13.4319 | -21.8967 | 3.7288 | 3.3319 | 2.7802 | 2.1695 | 1.3746 | 1.061 | 0.11059 | -1.2356 | -2.7144 | -3.8176 | -5.1659 | -9.523 | -11.6167 | -13.2302
|  | MAYBUSH | LW |  |  |  |  | 1.7703 | 1.4305 | 0.81435 | 0.067112 | -0.67685 | -1.2263 | -2.2815 | -3.6204 | -5.1385 | -6.6323 | -7.9662 | -12.3633 | -13.6782 | -15.1535 | 4.6938 | 4.4932 | 4.0653 | 3.6158 | 3.1501 | 2.7459 | 2.0254 | 1.1863 | 0.22085 | -0.73869 | -1.5586 | -3.9232 | -4.7324 | -5.8632 | 3.7877 | 3.4566 | 2.8395 | 2.1288 | 1.4051 | 0.7965 | -0.24487 | -1.5573 | -3.0394 | -4.5056 | -5.779 | -9.5439 | -10.7124 | -12.1508
|  | MAYBUSH | ST |  |  |  |  | 2.0133 | 1.863 | 1.7562 | 1.585 | 1.3807 | 1.2109 | 0.93675 | 0.5537 | 0.54792 | 0.049459 | -0.50572 | -4.1446 | -6.4547 | -8.075 | 4.7469 | 4.5663 | 4.3231 | 4.061 | 3.7606 | 3.446 | 3.0437 | 2.5427 | 2.2133 | 1.5602 | 0.83742 | -4.0207 | -9.2292 | -17.817 | 4.0194 | 3.8731 | 3.7288 | 3.5418 | 3.3352 | 3.1642 | 2.8879 | 2.5038 | 2.4794 | 1.9824 | 1.4355 | -2.3836 | -4.5802 | -6.0725
|  | MAYBUSH | FS |  |  |  |  | 2.0727 | 1.9523 | 1.8341 | 1.6591 | 1.4523 | 1.2094 | 1.0027 | 0.64266 | 0.20857 | -0.32279 | -0.37109 | -3.82 | -6.6814 | -9.4977 | 4.7824 | 4.5941 | 4.3525 | 4.0763 | 3.755 | 3.3672 | 2.9192 | 2.3026 | 1.5886 | 0.78545 | 0.21498 | -5.7648 | -15.3587 | -31.8817 | 4.0732 | 3.9565 | 3.8251 | 3.651 | 3.4534 | 3.2214 | 3.0218 | 2.6744 | 2.2488 | 1.7348 | 1.61 | -1.7747 | -4.6323 | -7.0852
MELKSHAM GSP | NORRINGTON | MELKSHAM TOWN | MINIMUM HEADROOM | ST 90170 64096 | NO | YES | 7.848 | -5.1459 | -5.7188 | -6.9818 | -7.9488 | -9.0347 | -10.5367 | -12.6213 | -14.9476 | -17.3174 | -19.6559 | -21.5505 | -28.6421 | -33.7074 | -38.5723 | 3.8581 | 3.4216 | 2.5302 | 1.9711 | 1.2644 | 0.20479 | -1.257 | -2.6187 | -3.9459 | -5.341 | -6.4384 | -10.945 | -16.0423 | -22.4524 | -4.629 | -5.1846 | -6.4081 | -7.3483 | -8.4031 | -9.8906 | -11.9093 | -14.0553 | -16.204 | -18.3753 | -20.1369 | -26.784 | -31.9906 | -37.167
|  | MELKSHAM TOWN | CT |  |  |  |  | -5.0826 | -5.5897 | -6.481 | -7.0412 | -7.9828 | -9.0035 | -10.6269 | -12.7635 | -15.2142 | -17.1278 | -19.1145 | -26.9681 | -32.3088 | -36.3346 | 3.8746 | 3.4793 | 2.9369 | 2.7226 | 2.106 | 1.4327 | 0.33378 | -0.98475 | -2.6318 | -3.9053 | -5.3353 | -10.945 | -16.0423 | -22.4524 | -4.5699 | -5.0459 | -5.838 | -6.3075 | -7.1831 | -8.1402 | -9.6492 | -11.5974 | -13.8946 | -15.6827 | -17.5883 | -24.778 | -29.6895 | -33.6373
|  | MELKSHAM TOWN | LW |  |  |  |  | -5.1459 | -5.7188 | -6.9818 | -7.9488 | -9.0347 | -10.5367 | -12.6213 | -14.9476 | -17.3174 | -19.6559 | -21.5505 | -28.6421 | -33.7074 | -38.5723 | 3.8581 | 3.4216 | 2.5302 | 1.9711 | 1.2644 | 0.20479 | -1.257 | -2.6187 | -3.9459 | -5.341 | -6.4384 | -10.8801 | -15.0462 | -19.3997 | -4.629 | -5.1846 | -6.4081 | -7.3483 | -8.4031 | -9.8906 | -11.9093 | -14.0553 | -16.204 | -18.3753 | -20.1369 | -26.784 | -31.9906 | -37.167
|  | MELKSHAM TOWN | ST |  |  |  |  | -4.7727 | -5.0653 | -5.7234 | -6.3162 | -6.8068 | -7.2652 | -7.5884 | -8.4926 | -9.5253 | -10.5633 | -11.4265 | -17.6419 | -22.7722 | -27.8659 | 4.0849 | 3.8451 | 3.1455 | 2.5302 | 2.0252 | 1.5869 | 1.3872 | 0.59821 | -0.2997 | -1.2334 | -2.0211 | -7.9856 | -13.6473 | -20.685 | -4.2731 | -4.5411 | -5.2676 | -5.9093 | -6.4304 | -6.8968 | -7.1146 | -7.9879 | -8.9873 | -10.0113 | -10.8573 | -17.1058 | -22.1824 | -27.3009
|  | MELKSHAM TOWN | FS |  |  |  |  | -4.6853 | -4.9193 | -5.236 | -5.5378 | -5.8758 | -6.2399 | -6.8299 | -7.2826 | -8.1099 | -8.9779 | -9.6924 | -14.2574 | -18.5163 | -23.289 | 4.1237 | 3.9138 | 3.6276 | 3.3522 | 3.0199 | 2.6498 | 2.0953 | 1.6873 | 0.92186 | 0.099732 | -0.56809 | -5.1022 | -10.9506 | -20.8793 | -4.2001 | -4.4134 | -4.7146 | -4.9962 | -5.3263 | -5.6881 | -6.2428 | -6.598 | -7.3776 | -8.2109 | -8.8678 | -13.0893 | -16.9504 | -21.4857
NURSLING GSP |  | MARCHWOOD | MINIMUM HEADROOM | SU 39234 11008 | NO | YES | 0 | 22.1 | 22.1 | 22.1 | 22.1 | 22.1 | 22.1 | 22.1 | 22.1 | 22.1 | 22.1 | 22.1 | 22.1 | 22.1 | 22.1 | 22.1 | 22.1 | 22.1 | 22.1 | 22.1 | 22.1 | 22.1 | 22.1 | 22.1 | 22.1 | 22.1 | 22.1 | 22.1 | 22.1 | 22.1 | 22.1 | 22.1 | 22.1 | 22.1 | 22.1 | 22.1 | 22.1 | 22.1 | 22.1 | 22.1 | 22.1 | 22.1 | 22.1
|  | MEL MARCHWOOD | CT |  |  |  |  | 22.1 | 22.1 | 22.1 | 22.1 | 22.1 | 22.1 | 22.1 | 22.1 | 22.1 | 22.1 | 22.1 | 22.1 | 22.1 | 22.1 | 22.1 | 22.1 | 22.1 | 22.1 | 22.1 | 22.1 | 22.1 | 22.1 | 22.1 | 22.1 | 22.1 | 22.1 | 22.1 | 22.1 | 22.1 | 22.1 | 22.1 | 22.1 | 22.1 | 22.1 | 22.1 | 22.1 | 22.1 | 22.1 | 22.1 | 22.1 | 22.1 | 22.1
|  | MEL MARCHWOOD | LW |  |  |  |  | 22.1 | 22.1 | 22.1 | 22.1 | 22.1 | 22.1 | 22.1 | 22.1 | 22.1 | 22.1 | 22.1 | 22.1 | 22.1 | 22.1 | 22.1 | 22.1 | 22.1 | 22.1 | 22.1 | 22.1 | 22.1 | 22.1 | 22.1 | 22.1 | 22.1 | 22.1 | 22.1 | 22.1 | 22.1 | 22.1 | 22.1 | 22.1 | 22.1 | 22.1 | 22.1 | 22.1 | 22.1 | 22.1 | 22.1 | 22.1 | 22.1 | 22.1
|  | MEL MARCHWOOD | ST |  |  |  |  | 22.1 | 22.1 | 22.1 | 22.1 | 22.1 | 22.1 | 22.1 | 22.1 | 22.1 | 22.1 | 22.1 | 22.1 | 22.1 | 22.1 | 22.1 | 22.1 | 22.1 | 22.1 | 22.1 | 22.1 | 22.1 | 22.1 | 22.1 | 22.1 | 22.1 | 22.1 | 22.1 | 22.1 | 22.1 | 22.1 | 22.1 | 22.1 | 22.1 | 22.1 | 22.1 | 22.1 | 22.1 | 22.1 | 22.1 | 22.1 | 22.1 | 22.1
|  | MEL MARCHWOOD | FS |  |  |  |  | 22.1 | 22.1 | 22.1 | 22.1 | 22.1 | 22.1 | 22.1 | 22.1 | 22.1 | 22.1 | 22.1 | 22.1 | 22.1 | 22.1 | 22.1 | 22.1 | 22.1 | 22.1 | 22.1 | 22.1 | 22.1 | 22.1 | 22.1 | 22.1 | 22.1 | 22.1 | 22.1 | 22.1 | 22.1 | 22.1 | 22.1 | 22.1 | 22.1 | 22.1 | 22.1 | 22.1 | 22.1 | 22.1 | 22.1 | 22.1 | 22.1 | 22.1
LOVEDEAN GSP | HAVANT | MEYRICK ROAD | MINIMUM HEADROOM | SU 70849 06469 | NO | YES | 1.811 | 4.3927 | 3.8934 | 2.5919 | 1.4672 | 0.037921 | -1.6507 | -3.4923 | -5.8713 | -8.4385 | -10.909 | -13.0365 | -19.6857 | -23.7398 | -26.4731 | 8.9204 | 8.4904 | 7.7815 | 7.4195 | 6.6054 | 5.7464 | 4.6858 | 3.3478 | 1.8931 | 0.74755 | -0.55072 | -5.7773 | -10.5476 | -23.3363 | 5.6492 | 5.2085 | 4.0903 | 3.1719 | 1.9613 | 0.47454 | -1.1548 | -3.2466 | -5.5314 | -7.7282 | -9.5577 | -15.2085 | -18.5475 | -20.8509
|  | MEYRICK ROAD | CT |  |  |  |  | 4.4584 | 3.9615 | 2.7959 | 1.9021 | 0.56264 | -0.85503 | -2.5194 | -4.7925 | -7.1841 | -9.1681 | -11.2328 | -19.3399 | -23.7398 | -26.4731 | 8.9204 | 8.4904 | 7.7815 | 7.4195 | 6.6054 | 5.7464 | 4.6858 | 3.3478 | 1.8931 | 0.74755 | -0.55072 | -5.7773 | -10.5476 | -17.3278 | 5.7048 | 5.2563 | 4.2412 | 3.5206 | 2.354 | 1.1184 | -0.35635 | -2.3637 | -4.4858 | -6.2143 | -8.0492 | -14.887 | -18.5475 | -20.8509
|  | MEYRICK ROAD | LW |  |  |  |  | 4.3927 | 3.8934 | 2.5919 | 1.4672 | 0.037921 | -1.6507 | -3.4923 | -5.8713 | -8.4385 | -10.909 | -13.0365 | -19.6857 | -22.3844 | -24.5521 | 8.9369 | 8.5964 | 7.9328 | 7.5484 | 6.8573 | 5.946 | 4.932 | 3.7269 | 2.3579 | 1.0505 | 0.047591 | -2.7522 | -3.8849 | -4.9721 | 5.6492 | 5.2085 | 4.0903 | 3.1719 | 1.9613 | 0.47454 | -1.1548 | -3.2466 | -5.5314 | -7.7282 | -9.5577 | -15.2085 | -17.4439 | -19.2993
|  | MEYRICK ROAD | ST |  |  |  |  | 4.7742 | 4.4855 | 4.0491 | 3.4674 | 2.8879 | 2.6035 | 1.988 | 1.2271 | 0.35376 | -0.59829 | -1.5322 | -6.7145 | -10.0689 | -13.6829 | 9.1456 | 8.8721 | 8.536 | 8.0743 | 7.5888 | 7.3772 | 6.8459 | 6.2118 | 5.4679 | 4.6246 | 3.7432 | -1.3482 | -5.8969 | -12.8648 | 6.0031 | 5.7534 | 5.4028 | 4.9242 | 4.4412 | 4.255 | 3.7389 | 3.1015 | 2.356 | 1.5254 | 0.69228 | -3.9548 | -6.8746 | -9.9952
|  | MEYRICK ROAD | FS |  |  |  |  | 4.8097 | 4.5731 | 4.1162 | 3.6251 | 3.0955 | 2.5282 | 2.2687 | 1.5879 | 0.81892 | -0.046077 | -0.91729 | -6.1405 | -10.4428 | -14.5161 | 9.1625 | 8.9106 | 8.5439 | 8.1462 | 7.6929 | 7.1875 | 6.9185 | 6.27 | 5.524 | 4.6832 | 3.7959 | -2.0786 | -10.0547 | -23.3363 | 6.0295 | 5.8255 | 5.4487 | 5.0507 | 4.6124 | 4.1378 | 3.9696 | 3.3989 | 2.7497 | 2.0087 | 1.2528 | -3.378 | -7.2148 | -10.8055
MELKSHAM GSP | ANDOVER BSP | MIDDLE WALLOP | MINIMUM HEADROOM | SU 30984 40155 | YES | YES | 0.118 | 2.1302 | 2.072 | 1.9962 | 1.8959 | 1.7942 | 1.6335 | 1.4308 | 1.2088 | 0.96126 | 0.70119 | 0.46852 | -0.1759 | -0.44492 | -0.79029 | 3.1786 | 3.1125 | 3.049 | 2.9708 | 2.8726 | 2.7973 | 2.6699 | 2.5217 | 2.389 | 2.2532 | 2.1259 | 1.608 | 1.0812 | -0.12889 | 2.4426 | 2.3419 | 2.2403 | 2.0961 | 1.9501 | 1.7886 | 1.5841 | 1.3641 | 1.1518 | 0.91434 | 0.7282 | 0.1389 | -0.18829 | -0.47084
|  | MIDDLE WALLOP | CT |  |  |  |  | 2.1397 | 2.0757 | 2.0066 | 1.9256 | 1.82 | 1.7104 | 1.5332 | 1.3238 | 1.1041 | 0.91807 | 0.70249 | -0.020567 | -0.4114 | -0.75265 | 3.1786 | 3.1125 | 3.049 | 2.9708 | 2.8726 | 2.7973 | 2.6699 | 2.5217 | 2.389 | 2.273 | 2.1259 | 1.608 | 1.1435 | 0.51584 | 2.4426 | 2.3419 | 2.2403 | 2.12 | 1.9765 | 1.8613 | 1.6827 | 1.4742 | 1.2871 | 1.123 | 0.92355 | 0.24628 | -0.14524 | -0.4187
|  | MIDDLE WALLOP | LW |  |  |  |  | 2.1302 | 2.072 | 1.9962 | 1.8959 | 1.7942 | 1.6335 | 1.4308 | 1.2088 | 0.96126 | 0.70119 | 0.46852 | -0.1759 | -0.44492 | -0.79029 | 3.1841 | 3.1321 | 3.0706 | 2.9841 | 2.9004 | 2.8058 | 2.677 | 2.5385 | 2.4061 | 2.2532 | 2.1414 | 1.8226 | 1.6535 | 1.4987 | 2.45 | 2.3622 | 2.2456 | 2.0961 | 1.9501 | 1.7886 | 1.5841 | 1.3641 | 1.1518 | 0.91434 | 0.7282 | 0.1389 | -0.18829 | -0.47084
|  | MIDDLE WALLOP | ST |  |  |  |  | 2.174 | 2.1386 | 2.0875 | 2.0226 | 1.9586 | 1.8781 | 1.7838 | 1.668 | 1.5405 | 1.371 | 1.1842 | 0.27026 | -0.1181 | -0.31268 | 3.2101 | 3.1636 | 3.1119 | 3.0434 | 2.9885 | 2.9119 | 2.8335 | 2.7472 | 2.672 | 2.5564 | 2.4301 | 1.8296 | 1.3693 | 0.74812 | 2.4923 | 2.4211 | 2.3354 | 2.2294 | 2.1422 | 2.0294 | 1.9157 | 1.8009 | 1.7019 | 1.5552 | 1.3984 | 0.74484 | 0.40845 | 0.14897
|  | MIDDLE WALLOP | FS |  |  |  |  | 2.1908 | 2.1684 | 2.1462 | 2.114 | 2.0796 | 2.045 | 1.9999 | 1.9393 | 1.8636 | 1.7683 | 1.6768 | 0.93993 | 0.18724 | -0.33247 | 3.2251 | 3.1881 | 3.1583 | 3.1147 | 3.0706 | 3.0341 | 2.9763 | 2.9023 | 2.8122 | 2.7076 | 2.6258 | 1.9475 | 1.0812 | -0.12889 | 2.5279 | 2.4787 | 2.4448 | 2.395 | 2.3467 | 2.3102 | 2.2535 | 2.1683 | 2.0669 | 1.9497 | 1.864 | 1.1997 | 0.58975 | 0.19411
BRAMLEY (FLEE) | FERNHURST | MIDHURST | MINIMUM HEADROOM | SU 88127 19555 | NO | YES | 2.551 | 14.528 | 14.2498 | 13.7978 | 13.294 | 12.7741 | 12.101 | 11.7016 | 10.8593 | 9.9108 | 8.9774 | 8.1709 | 5.091 | 3.0674 | 1.449 | 16.3384 | 16.2198 | 16.0553 | 15.8985 | 15.6993 | 15.4536 | 15.3094 | 14.9918 | 14.6247 | 14.23 | 13.8447 | 11.8937 | 10.1492 | 6.9055 | 14.9853 | 14.9083 | 14.8106 | 14.6911 | 14.3461 | 13.8437 | 13.4318 | 12.7849 | 12.0299 | 11.2829 | 10.6029 | 8.1889 | 6.4091 | 5.0007
|  | MIDHURST | CT |  |  |  |  | 14.528 | 14.2498 | 13.8344 | 13.45 | 12.9584 | 12.4614 | 12.1708 | 11.3745 | 10.5155 | 9.8342 | 9.0402 | 5.4753 | 3.0674 | 1.449 | 16.3384 | 16.2198 | 16.0553 | 15.9043 | 15.6993 | 15.4886 | 15.358 | 15.0286 | 14.6657 | 14.3741 | 13.9675 | 11.8937 | 10.1492 | 7.9656 | 15.0105 | 14.9204 | 14.8153 | 14.7196 | 14.4447 | 14.0649 | 13.7165 | 13.0824 | 12.3803 | 11.8271 | 11.1836 | 8.5447 | 6.4091 | 5.0007
|  | MIDHURST | LW |  |  |  |  | 14.5316 | 14.2832 | 13.7978 | 13.294 | 12.7741 | 12.101 | 11.7016 | 10.8593 | 9.9108 | 8.9774 | 8.1709 | 5.091 | 3.3423 | 1.8218 | 16.3417 | 16.2474 | 16.0764 | 15.8985 | 15.7117 | 15.4536 | 15.3094 | 14.9918 | 14.6247 | 14.23 | 13.8447 | 12.4684 | 11.775 | 11.052 | 14.9853 | 14.9083 | 14.8106 | 14.6911 | 14.3461 | 13.8437 | 13.4318 | 12.7849 | 12.0299 | 11.2829 | 10.6029 | 8.1889 | 6.7008 | 5.3883
|  | MIDHURST | ST |  |  |  |  | 14.6467 | 14.4514 | 14.2195 | 13.9967 | 13.7382 | 13.4546 | 13.1817 | 12.8568 | 12.4624 | 12.3334 | 11.9069 | 9.3724 | 7.579 | 6.0105 | 16.3825 | 16.3006 | 16.207 | 16.1137 | 15.999 | 15.8677 | 15.739 | 15.575 | 15.3708 | 15.2646 | 14.9289 | 13.0077 | 11.7799 | 9.6792 | 15.0581 | 15.0201 | 14.9641 | 14.9032 | 14.8163 | 14.7067 | 14.476 | 14.1686 | 13.7745 | 13.433 | 12.9249 | 10.0913 | 8.6829 | 7.806
|  | MIDHURST | FS |  |  |  |  | 14.7725 | 14.6516 | 14.5302 | 14.4253 | 14.2894 | 14.1374 | 13.9673 | 13.7184 | 13.3972 | 13.0196 | 12.6185 | 10.5899 | 8.1516 | 5.9543 | 16.4238 | 16.3673 | 16.3111 | 16.2554 | 16.1828 | 16.0982 | 15.9959 | 15.8608 | 15.684 | 15.475 | 15.2484 | 13.7297 | 10.9154 | 6.9055 | 15.0723 | 15.0524 | 15.0239 | 14.9926 | 14.9417 | 14.8787 | 14.8018 | 14.7257 | 14.6039 | 14.3106 | 13.9436 | 11.7685 | 9.407 | 7.4942
AXMINSTER | YEOVIL BSP | MILBORNE PORT | MINIMUM HEADROOM | ST 67929 19741 | YES | YES | 0.333 | 1.8168 | 1.7503 | 1.6063 | 1.4409 | 1.2853 | 1.1196 | 0.92012 | 0.67526 | 0.40158 | 0.12743 | -0.1155 | -1.1071 | -1.767 | -2.2597 | 1.6237 | 1.5837 | 1.5128 | 1.4237 | 1.3448 | 1.2552 | 1.1357 | 1.0177 | 0.88007 | 0.73943 | 0.62388 | 0.041459 | -0.51986 | -1.1449 | 2.1744 | 2.1504 | 2.1064 | 2.0528 | 2.0102 | 1.9391 | 1.7996 | 1.6585 | 1.4905 | 1.3089 | 1.0837 | 0.1783 | -0.40077 | -0.87483
|  | MILBORNE PORT | CT |  |  |  |  | 1.8168 | 1.7503 | 1.63 | 1.5046 | 1.3849 | 1.2498 | 1.0877 | 0.86618 | 0.60668 | 0.38602 | 0.14083 | -0.98451 | -1.767 | -2.2597 | 1.6237 | 1.5837 | 1.5216 | 1.4542 | 1.3906 | 1.3138 | 1.2124 | 1.0949 | 0.94202 | 0.81911 | 0.67402 | 0.041459 | -0.51986 | -1.1449 | 2.1783 | 2.1547 | 2.1277 | 2.0956 | 2.0657 | 2.0232 | 1.931 | 1.8017 | 1.6323 | 1.502 | 1.3307 | 0.3076 | -0.40077 | -0.86275
|  | MILBORNE PORT | LW |  |  |  |  | 1.8224 | 1.761 | 1.6063 | 1.4409 | 1.2853 | 1.1196 | 0.92012 | 0.67526 | 0.40158 | 0.12743 | -0.1155 | -1.1071 | -1.7153 | -2.2015 | 1.6288 | 1.5944 | 1.5128 | 1.4237 | 1.3448 | 1.2552 | 1.1357 | 1.0177 | 0.88007 | 0.73943 | 0.62388 | 0.15413 | -0.1912 | -0.50207 | 2.1744 | 2.1504 | 2.1064 | 2.0528 | 2.0102 | 1.9391 | 1.7996 | 1.6585 | 1.4905 | 1.3089 | 1.0837 | 0.1783 | -0.39519 | -0.87483
|  | MILBORNE PORT | ST |  |  |  |  | 1.8463 | 1.802 | 1.7253 | 1.6592 | 1.5885 | 1.5202 | 1.4443 | 1.3769 | 1.2817 | 1.1748 | 1.0899 | 0.23643 | -0.54576 | -1.2103 | 1.6401 | 1.6142 | 1.5557 | 1.508 | 1.4579 | 1.4114 | 1.3579 | 1.3058 | 1.2302 | 1.1444 | 1.0776 | 0.45405 | -0.14538 | -0.84992 | 2.1902 | 2.1794 | 2.1404 | 2.1124 | 2.0819 | 2.0549 | 2.0201 | 1.9846 | 1.9237 | 1.8509 | 1.7938 | 1.2472 | 0.70324 | 0.097773
|  | MILBORNE PORT | FS |  |  |  |  | 1.872 | 1.8433 | 1.8079 | 1.7687 | 1.7378 | 1.6961 | 1.6518 | 1.5661 | 1.472 | 1.3874 | 1.2891 | 0.70257 | 0.077093 | -0.58511 | 1.6488 | 1.6288 | 1.6011 | 1.5692 | 1.543 | 1.507 | 1.4646 | 1.3985 | 1.3229 | 1.254 | 1.1752 | 0.67015 | -0.010687 | -1.0731 | 2.1929 | 2.1864 | 2.175 | 2.1598 | 2.1509 | 2.1325 | 2.111 | 2.08 | 2.0401 | 2.0055 | 1.9621 | 1.6372 | 1.2692 | 0.68952
BRAMLEY (FLEE) | ALDERSHOT BSP | MILFORD | MINIMUM HEADROOM | SU 94719 43018 | NO | YES | 7.357 | 5.4258 | 5.1886 | 4.6375 | 3.9938 | 3.2875 | 2.8285 | 2.0859 | 1.0107 | -0.15859 | -1.2152 | -2.149 | -5.3128 | -7.5078 | -8.8316 | 8.8439 | 8.6647 | 8.4025 | 8.0693 | 7.66 | 7.2739 | 7.1608 | 6.6053 | 5.9588 | 5.3689 | 4.9177 | 3.0011 | 1.2752 | -2.2796 | 6.0619 | 5.8384 | 5.3561 | 4.7823 | 4.1767 | 3.7855 | 3.113 | 2.1469 | 1.0885 | 0.12156 | -0.72369 | -3.5043 | -5.2485 | -6.3755
|  | MILFORD | CT |  |  |  |  | 5.439 | 5.2341 | 4.7542 | 4.2243 | 3.5381 | 2.9344 | 2.5877 | 1.6136 | 0.58317 | -0.20513 | -1.0796 | -5.0549 | -7.5078 | -8.8316 | 8.8439 | 8.6647 | 8.4025 | 8.0927 | 7.66 | 7.2739 | 7.1997 | 6.6378 | 6.0183 | 5.5842 | 5.0481 | 3.0011 | 1.2752 | -0.93591 | 6.0732 | 5.8775 | 5.4543 | 4.9826 | 4.3883 | 3.8436 | 3.5567 | 2.681 | 1.7509 | 1.0409 | 0.24451 | -3.1917 | -5.2485 | -6.3755
|  | MILFORD | LW |  |  |  |  | 5.4258 | 5.1886 | 4.6375 | 3.9938 | 3.2875 | 2.8285 | 2.0859 | 1.0107 | -0.15859 | -1.2152 | -2.149 | -5.3128 | -6.7514 | -7.8441 | 8.8555 | 8.6707 | 8.4175 | 8.0693 | 7.7057 | 7.5918 | 7.1608 | 6.6053 | 5.9588 | 5.3689 | 4.9177 | 3.6578 | 3.1616 | 2.6927 | 6.0619 | 5.8384 | 5.3561 | 4.7823 | 4.1767 | 3.7855 | 3.113 | 2.1469 | 1.0885 | 0.12156 | -0.72369 | -3.5043 | -4.7137 | -5.6659
|  | MILFORD | ST |  |  |  |  | 5.5722 | 5.448 | 5.2807 | 5.0677 | 4.7509 | 4.5542 | 4.2949 | 3.9856 | 3.6107 | 3.6154 | 3.2894 | 0.80153 | -1.2425 | -3.1255 | 8.9508 | 8.8378 | 8.7177 | 8.5411 | 8.3023 | 8.1361 | 7.8975 | 7.6102 | 7.2492 | 7.2954 | 6.9523 | 4.8531 | 3.125 | 0.79658 | 6.1992 | 6.0803 | 5.9381 | 5.7504 | 5.4689 | 5.2878 | 5.0236 | 4.7046 | 4.3052 | 4.3732 | 4.0128 | 1.6681 | 0.065766 | -1.5621
|  | MILFORD | FS |  |  |  |  | 5.605 | 5.5285 | 5.3783 | 5.1944 | 4.9067 | 4.7111 | 4.5398 | 4.2305 | 3.8821 | 3.5163 | 3.4484 | 1.2303 | -1.0025 | -3.3251 | 8.9596 | 8.8743 | 8.7681 | 8.6161 | 8.4065 | 8.2308 | 8.0684 | 7.8042 | 7.493 | 7.1428 | 7.0864 | 4.8746 | 2.0361 | -2.2796 | 6.2279 | 6.1513 | 6.0241 | 5.863 | 5.6331 | 5.4595 | 5.3089 | 5.031 | 4.7072 | 4.3456 | 4.3457 | 2.283 | 0.30241 | -1.7435
MANNINGTON GSP | ARNEWOOD | MILFORD-ON-SEA | MINIMUM HEADROOM | SZ 28252 93347 | NO | YES | 0.63 | 3.372 | 3.1343 | 2.5128 | 1.7748 | 1.0875 | 0.41674 | -0.50189 | -1.7403 | -2.9678 | -4.0976 | -5.0676 | -8.3313 | -10.9655 | -12.5472 | 5.1817 | 5.0084 | 4.6947 | 4.3322 | 3.9115 | 3.6978 | 3.1868 | 2.535 | 1.8568 | 1.2292 | 0.73035 | -1.6288 | -3.7108 | -7.4992 | 3.9036 | 3.6639 | 3.1462 | 2.5038 | 1.9104 | 1.4119 | 0.5998 | -0.50371 | -1.6299 | -2.6753 | -3.5614 | -6.3922 | -8.4118 | -9.7307
|  | MILFORD-ON-SEA | CT |  |  |  |  | 3.3827 | 3.1693 | 2.6129 | 1.9889 | 1.3065 | 0.82947 | 0.025867 | -1.1344 | -2.2238 | -3.0482 | -3.9915 | -8.225 | -10.9655 | -12.5472 | 5.1817 | 5.0084 | 4.6947 | 4.3322 | 3.9115 | 3.7045 | 3.2099 | 2.535 | 1.8744 | 1.3926 | 0.80564 | -1.6288 | -3.7108 | -6.2911 | 3.9119 | 3.6975 | 3.2256 | 2.6855 | 2.0741 | 1.7569 | 1.0443 | 0.027266 | -0.96978 | -1.7179 | -2.584 | -6.1809 | -8.4118 | -9.7307
|  | MILFORD-ON-SEA | LW |  |  |  |  | 3.372 | 3.1343 | 2.5128 | 1.7748 | 1.0875 | 0.41674 | -0.50189 | -1.7403 | -2.9678 | -4.0976 | -5.0676 | -8.3313 | -10.012 | -11.4699 | 5.2009 | 5.0381 | 4.7323 | 4.341 | 3.9838 | 3.6978 | 3.1868 | 2.535 | 1.8568 | 1.2292 | 0.73035 | -0.71494 | -1.3618 | -2.0303 | 3.9036 | 3.6639 | 3.1462 | 2.5038 | 1.9104 | 1.4119 | 0.5998 | -0.50371 | -1.6299 | -2.6753 | -3.5614 | -6.3922 | -7.7606 | -9.0055
|  | MILFORD-ON-SEA | ST |  |  |  |  | 3.5296 | 3.4023 | 3.2235 | 2.9771 | 2.7824 | 2.4459 | 2.128 | 1.7325 | 1.7088 | 1.3875 | 1.0326 | -1.7149 | -3.9062 | -5.8882 | 5.279 | 5.1643 | 5.027 | 4.8342 | 4.6699 | 4.4162 | 4.1574 | 3.8315 | 3.781 | 3.47 | 3.1229 | 0.83819 | -1.1844 | -3.9019 | 4.0594 | 3.9332 | 3.7802 | 3.5561 | 3.3841 | 3.0834 | 2.785 | 2.4114 | 2.4385 | 2.1081 | 1.7429 | -0.81713 | -2.6514 | -4.2548
|  | MILFORD-ON-SEA | FS |  |  |  |  | 3.5503 | 3.4455 | 3.2715 | 3.0442 | 2.832 | 2.5473 | 2.3239 | 1.9692 | 1.6101 | 1.2061 | 1.1359 | -1.3294 | -3.6822 | -6.2198 | 5.2856 | 5.1793 | 5.0457 | 4.8649 | 4.685 | 4.4594 | 4.2537 | 3.9501 | 3.6251 | 3.2539 | 3.1444 | 0.7125 | -2.5063 | -7.4992 | 4.0794 | 3.9765 | 3.8332 | 3.6338 | 3.4455 | 3.1975 | 3.0077 | 2.6929 | 2.3616 | 1.9758 | 1.9835 | -0.26411 | -2.3084 | -4.531
MANNINGTON GSP | MANNINGTON BSP | MILL LANE | MINIMUM HEADROOM | SU 14691 05633 | NO | YES | 3.856 | 6.3931 | 5.9113 | 5.1555 | 4.2258 | 3.4672 | 1.9301 | -0.005558 | -1.9954 | -4.2305 | -6.7658 | -9.1348 | -16.1872 | -20.4042 | -23.2707 | 10.204 | 9.9209 | 9.382 | 8.7719 | 8.2511 | 7.0194 | 5.4712 | 4.0471 | 2.4609 | 0.73182 | -0.86722 | -7.1658 | -11.6336 | -14.1958 | 6.7309 | 6.2807 | 5.2473 | 4.11 | 3.3294 | 1.746 | -0.10319 | -2.0963 | -4.1247 | -6.3271 | -8.3255 | -15.1598 | -19.5822 | -23.8231
|  | MILL LANE | CT |  |  |  |  | 6.5453 | 6.0474 | 5.4866 | 4.8549 | 4.0072 | 2.9235 | 1.3106 | -0.68608 | -3.0427 | -4.9008 | -7.2949 | -15.2506 | -18.5803 | -21.7488 | 10.2663 | 10.0188 | 9.7537 | 9.431 | 8.966 | 8.1645 | 6.9136 | 5.4827 | 3.6922 | 2.3353 | 0.6533 | -4.5977 | -6.9746 | -11.6061 | 6.7969 | 6.3827 | 5.6791 | 4.9118 | 4.2331 | 3.1325 | 1.6867 | -0.15653 | -2.2638 | -4.084 | -6.1751 | -13.8782 | -18.2174 | -21.3933
|  | MILL LANE | LW |  |  |  |  | 6.3931 | 5.9113 | 5.1555 | 4.2258 | 3.4672 | 1.9301 | -0.005558 | -1.9954 | -4.2305 | -6.7658 | -9.1348 | -16.1872 | -19.6784 | -23.2707 | 10.204 | 9.9209 | 9.382 | 8.7719 | 8.2511 | 7.0194 | 5.4712 | 4.0471 | 2.4609 | 0.73182 | -0.86722 | -5.871 | -9.0838 | -12.2064 | 6.7309 | 6.2807 | 5.2473 | 4.11 | 3.3294 | 1.746 | -0.10319 | -2.0963 | -4.1247 | -6.3271 | -8.3255 | -15.1598 | -19.5822 | -23.8231
|  | MILL LANE | ST |  |  |  |  | 6.8005 | 6.6031 | 5.9852 | 5.3696 | 4.6807 | 3.8784 | 2.904 | 1.7759 | 0.21434 | -1.7612 | -3.8684 | -15.5087 | -20.4042 | -23.0333 | 10.3903 | 10.2837 | 9.7419 | 9.2872 | 8.8488 | 8.4107 | 7.757 | 6.842 | 5.5674 | 3.9875 | 2.3544 | -7.1658 | -11.6336 | -14.1958 | 7.0488 | 6.8618 | 6.2352 | 5.7104 | 5.1611 | 4.5654 | 3.8802 | 3.2236 | 1.682 | -0.24811 | -2.2759 | -13.7897 | -18.8911 | -21.7488
|  | MILL LANE | FS |  |  |  |  | 6.9639 | 6.8726 | 6.6845 | 6.424 | 6.0694 | 5.6041 | 5.0375 | 4.3639 | 3.5141 | 2.5162 | 1.39 | -5.9519 | -12.8539 | -18.4857 | 10.464 | 10.4015 | 10.2661 | 10.0941 | 9.8793 | 9.5962 | 9.2389 | 8.8023 | 8.2702 | 7.5793 | 6.7155 | 1.0617 | -4.2523 | -10.7362 | 7.1264 | 6.9905 | 6.7541 | 6.4743 | 6.1715 | 5.7525 | 5.2615 | 4.5899 | 3.821 | 3.2327 | 2.4367 | -4.0702 | -10.6334 | -16.3816
COWLEY GSP | DRAYTON BSP | MILTON | MINIMUM HEADROOM | SU 49992 92060 | NO | NO | 18.719 | 12.7464 | 6.6063 | 0.14935 | -2.7351 | -6.0296 | -10.5087 | -15.5326 | -20.3132 | -24.1163 | -27.0943 | -29.4681 | -37.0284 | -41.2064 | -43.859 | 9.9918 | 3.508 | -2.8698 | -4.4762 | -6.2322 | -9.1989 | -12.6229 | -15.7303 | -18.2316 | -20.2302 | -21.8142 | -27.8927 | -32.2001 | -37.3635 | 10.7414 | 3.9665 | -3.0745 | -5.3479 | -8.0123 | -12.1164 | -16.7769 | -21.1636 | -24.7742 | -27.6794 | -29.973 | -37.1329 | -40.5605 | -42.9224
|  | MILTON | CT |  |  |  |  | 13.1519 | 7.3445 | 1.1369 | -1.2279 | -4.2598 | -8.3166 | -12.9649 | -17.8099 | -21.5797 | -24.1738 | -26.5057 | -36.5255 | -41.2064 | -43.859 | 10.2612 | 3.9433 | -2.4116 | -3.7558 | -5.5019 | -8.3448 | -11.662 | -14.9268 | -17.5295 | -19.371 | -21.0753 | -27.8927 | -32.2001 | -36.9989 | 11.0813 | 4.5528 | -2.3102 | -4.1528 | -6.6497 | -10.3656 | -14.7038 | -19.1139 | -22.6547 | -25.0874 | -27.3557 | -36.326 | -40.5605 | -42.9224
|  | MILTON | LW |  |  |  |  | 12.7464 | 6.6063 | 0.14935 | -2.7351 | -6.0296 | -10.5087 | -15.5326 | -20.3132 | -24.1163 | -27.0943 | -29.4681 | -37.0284 | -40.2467 | -42.6179 | 9.9918 | 3.508 | -2.8698 | -4.4762 | -6.2322 | -9.1989 | -12.6229 | -15.7303 | -18.2316 | -20.2302 | -21.8142 | -26.7332 | -28.7477 | -30.0942 | 10.7414 | 3.9665 | -3.0745 | -5.3479 | -8.0123 | -12.1164 | -16.7769 | -21.1636 | -24.7742 | -27.6794 | -29.973 | -37.1329 | -40.1572 | -42.3352
|  | MILTON | ST |  |  |  |  | 13.4192 | 7.816 | 2.4151 | 0.62476 | -1.2536 | -3.5249 | -6.3388 | -9.0636 | -11.1187 | -12.7713 | -14.194 | -22.227 | -27.0043 | -31.0945 | 10.4155 | 4.2259 | -1.7495 | -2.9496 | -4.1984 | -6.1057 | -8.4778 | -10.7765 | -12.5716 | -14.0924 | -15.4435 | -22.2128 | -27.1944 | -32.7289 | 11.3446 | 5.0204 | -1.1294 | -2.5662 | -4.08 | -6.1689 | -8.8456 | -11.4259 | -13.4512 | -15.1589 | -16.6669 | -25.8316 | -30.5036 | -33.0478
|  | MILTON | FS |  |  |  |  | 13.8134 | 8.6365 | 3.5363 | 2.1617 | 0.73833 | -1.4137 | -3.4651 | -5.7621 | -7.646 | -9.3884 | -11.0273 | -18.8368 | -24.3431 | -29.3318 | 10.6866 | 4.7505 | -1.0463 | -1.9988 | -2.9744 | -4.8475 | -6.7519 | -8.8405 | -10.5756 | -12.1728 | -13.6492 | -20.6957 | -27.6596 | -37.3635 | 11.6685 | 5.6794 | -0.22338 | -1.3149 | -2.4444 | -4.4914 | -6.4144 | -8.6161 | -10.4413 | -12.1347 | -13.709 | -21.015 | -26.4243 | -31.4404
MANNINGTON GSP | SHAFTESBURY BSP | MINCHINGTON | MINIMUM HEADROOM | ST 96164 14520 | YES | YES | 0.127 | 3.9413 | 3.8559 | 3.759 | 3.6453 | 3.5262 | 3.3816 | 3.2167 | 3.0949 | 2.9397 | 2.7844 | 2.6618 | 2.2158 | 1.8628 | 1.5126 | 4.4922 | 4.4443 | 4.3828 | 4.3163 | 4.2484 | 4.1556 | 4.0413 | 3.9687 | 3.8661 | 3.761 | 3.6867 | 3.3954 | 3.0854 | 2.5976 | 4.1605 | 4.0834 | 3.9889 | 3.8838 | 3.775 | 3.6378 | 3.4756 | 3.3648 | 3.2143 | 3.0629 | 2.9494 | 2.5421 | 2.2025 | 1.8549
|  | MINCHINGTON | CT |  |  |  |  | 3.9413 | 3.8559 | 3.7707 | 3.6966 | 3.595 | 3.4991 | 3.3718 | 3.2577 | 3.101 | 2.9836 | 2.8405 | 2.3529 | 2.0508 | 1.7706 | 4.4922 | 4.4443 | 4.3928 | 4.3509 | 4.2849 | 4.2241 | 4.1307 | 4.0565 | 3.9372 | 3.8531 | 3.7438 | 3.3954 | 3.0854 | 2.6644 | 4.1605 | 4.0834 | 4.0049 | 3.9393 | 3.844 | 3.7567 | 3.6314 | 3.5275 | 3.3713 | 3.2596 | 3.1186 | 2.6837 | 2.4109 | 2.1465
|  | MINCHINGTON | LW |  |  |  |  | 3.9544 | 3.877 | 3.759 | 3.6453 | 3.5262 | 3.3816 | 3.2167 | 3.0949 | 2.9397 | 2.7844 | 2.6618 | 2.2158 | 1.8628 | 1.5126 | 4.4978 | 4.4547 | 4.3828 | 4.3163 | 4.2484 | 4.1556 | 4.0413 | 3.9687 | 3.8661 | 3.761 | 3.6867 | 3.4194 | 3.1707 | 2.9066 | 4.1706 | 4.0997 | 3.9889 | 3.8838 | 3.775 | 3.6378 | 3.4756 | 3.3648 | 3.2143 | 3.0629 | 2.9494 | 2.5421 | 2.2025 | 1.8549
|  | MINCHINGTON | ST |  |  |  |  | 3.9709 | 3.913 | 3.8078 | 3.7101 | 3.6082 | 3.5069 | 3.4189 | 3.3167 | 3.208 | 3.0848 | 2.9903 | 2.4799 | 2.2073 | 1.9884 | 4.5087 | 4.4812 | 4.4135 | 4.3551 | 4.2948 | 4.2358 | 4.1876 | 4.1166 | 4.0404 | 3.9496 | 3.8895 | 3.4358 | 3.1039 | 2.6917 | 4.1883 | 4.1398 | 4.0411 | 3.9526 | 3.8608 | 3.7701 | 3.6934 | 3.5965 | 3.4942 | 3.3744 | 3.2921 | 2.7856 | 2.5216 | 2.303
|  | MINCHINGTON | FS |  |  |  |  | 4.0119 | 3.9682 | 3.9452 | 3.9083 | 3.8791 | 3.8404 | 3.7973 | 3.7178 | 3.6499 | 3.5609 | 3.4718 | 3.0089 | 2.5869 | 2.3407 | 4.5226 | 4.4955 | 4.4778 | 4.4474 | 4.4235 | 4.39 | 4.3493 | 4.2895 | 4.2378 | 4.1678 | 4.0978 | 3.693 | 3.232 | 2.5976 | 4.2218 | 4.1826 | 4.1624 | 4.1272 | 4.1009 | 4.064 | 4.0218 | 3.9477 | 3.8859 | 3.8024 | 3.7184 | 3.2831 | 2.9144 | 2.6893
MINETY GSP | CIRENCESTER BSP | MINETY VILLAGE | MINIMUM HEADROOM | SU 01647 91932 | NO | YES | 0.515 | 11.2697 | 10.9177 | 10.402 | 9.795 | 9.0899 | 8.2707 | 7.2987 | 6.3524 | 5.4714 | 4.9156 | 4.1758 | 2.7563 | 2.2271 | 1.7375 | 11.943 | 11.7559 | 11.4842 | 11.1641 | 10.7918 | 10.3718 | 9.8783 | 9.4028 | 8.9399 | 8.7384 | 8.3815 | 7.4409 | 6.8503 | 6.035 | 11.2354 | 10.9381 | 10.4978 | 9.9775 | 9.3677 | 8.6685 | 7.8536 | 7.0686 | 6.32 | 5.9245 | 5.3159 | 4.1219 | 3.676 | 3.2408
|  | MINETY VILLAGE | CT |  |  |  |  | 11.2776 | 10.9556 | 10.5365 | 10.0494 | 9.4373 | 8.7878 | 7.9665 | 7.0035 | 6.1185 | 5.2912 | 4.8044 | 2.8416 | 2.2584 | 1.8154 | 11.9477 | 11.7679 | 11.5336 | 11.2654 | 10.925 | 10.5729 | 10.1342 | 9.6364 | 9.1642 | 8.7384 | 8.5618 | 7.4409 | 6.8503 | 6.035 | 11.2375 | 10.9601 | 10.6031 | 10.1871 | 9.6575 | 9.0901 | 8.3907 | 7.5944 | 6.8507 | 6.1786 | 5.852 | 4.2412 | 3.7533 | 3.3678
|  | MINETY VILLAGE | LW |  |  |  |  | 11.2697 | 10.9177 | 10.402 | 9.795 | 9.0899 | 8.2707 | 7.2987 | 6.3524 | 5.4714 | 4.9156 | 4.1758 | 2.7563 | 2.2271 | 1.7375 | 11.943 | 11.7559 | 11.4842 | 11.1641 | 10.7918 | 10.3718 | 9.8783 | 9.4028 | 8.9399 | 8.7473 | 8.3815 | 7.6934 | 7.4555 | 7.2052 | 11.2354 | 10.9381 | 10.4978 | 9.9775 | 9.3677 | 8.6685 | 7.8536 | 7.0686 | 6.32 | 5.9245 | 5.3159 | 4.1219 | 3.676 | 3.2408
|  | MINETY VILLAGE | ST |  |  |  |  | 11.3348 | 11.0542 | 10.6875 | 10.246 | 9.7692 | 9.2939 | 8.7511 | 8.1441 | 7.6116 | 7.0084 | 6.4297 | 5.1101 | 4.5363 | 4.1177 | 11.9795 | 11.8242 | 11.6238 | 11.3788 | 11.1117 | 10.8447 | 10.5414 | 10.2051 | 9.9107 | 9.5609 | 9.2176 | 8.3289 | 7.6959 | 6.8801 | 11.2915 | 11.0542 | 10.7419 | 10.3698 | 9.9674 | 9.5691 | 9.1183 | 8.633 | 8.2052 | 7.7091 | 7.2267 | 6.1218 | 5.6091 | 5.2285
|  | MINETY VILLAGE | FS |  |  |  |  | 11.4349 | 11.242 | 11.0135 | 10.7642 | 10.4815 | 10.1659 | 9.8751 | 9.4825 | 9.0798 | 8.6709 | 8.2126 | 6.29 | 5.533 | 4.949 | 12.0235 | 11.9103 | 11.7703 | 11.6191 | 11.4455 | 11.2494 | 11.0636 | 10.8181 | 10.5617 | 10.3026 | 10.0073 | 8.6046 | 7.6427 | 6.1192 | 11.3836 | 11.2248 | 11.0317 | 10.8262 | 10.5885 | 10.3206 | 10.0782 | 9.7481 | 9.406 | 9.0702 | 8.6789 | 6.9971 | 6.4543 | 5.9261
BRAMLEY (FLEE) | BURGHFIELD RESERVE | MORTIMER | MINIMUM HEADROOM | SU 62236 64103 | NO | YES | 1.541 | 4.6954 | 4.5005 | 4.1349 | 3.756 | 3.3653 | 2.8638 | 2.2315 | 1.757 | 0.93349 | 0.11177 | -0.63517 | -2.9992 | -4.3834 | -5.3561 | 6.7005 | 6.5595 | 6.3549 | 6.1719 | 5.9194 | 5.6646 | 5.235 | 4.9929 | 4.4804 | 4.0442 | 3.5461 | 1.9918 | 0.57782 | -2.8724 | 4.9221 | 4.7476 | 4.4129 | 4.0674 | 3.7137 | 3.2345 | 2.6364 | 2.2589 | 1.493 | 0.73495 | 0.077263 | -1.8628 | -2.8991 | -3.7222
|  | MORTIMER | CT |  |  |  |  | 4.7007 | 4.5005 | 4.1585 | 3.848 | 3.462 | 3.0734 | 2.4755 | 2.0005 | 1.2423 | 0.55017 | -0.18901 | -2.7744 | -4.3834 | -5.3561 | 6.7005 | 6.5595 | 6.3549 | 6.1719 | 5.9194 | 5.6646 | 5.235 | 4.9929 | 4.4804 | 4.0442 | 3.5461 | 1.9918 | 0.57782 | -1.3567 | 4.9359 | 4.7476 | 4.4364 | 4.156 | 3.7948 | 3.4317 | 2.8719 | 2.5001 | 1.8002 | 1.2055 | 0.54123 | -1.5547 | -2.8991 | -3.7222
|  | MORTIMER | LW |  |  |  |  | 4.6954 | 4.5119 | 4.1349 | 3.756 | 3.3653 | 2.8638 | 2.2315 | 1.757 | 0.93349 | 0.11177 | -0.63517 | -2.9992 | -4.1066 | -4.9537 | 6.7006 | 6.5921 | 6.4022 | 6.2064 | 6.004 | 5.7002 | 5.2916 | 5.1084 | 4.611 | 4.119 | 3.7093 | 2.6443 | 2.2121 | 1.8332 | 4.9221 | 4.751 | 4.4129 | 4.0674 | 3.7137 | 3.2345 | 2.6364 | 2.2589 | 1.493 | 0.73495 | 0.077263 | -1.8628 | -2.7405 | -3.4695
|  | MORTIMER | ST |  |  |  |  | 4.8128 | 4.688 | 4.5327 | 4.3882 | 4.2145 | 4.0214 | 3.7251 | 3.3458 | 2.9437 | 2.4667 | 2.3258 | 0.54998 | -0.7821 | -1.9844 | 6.7702 | 6.6779 | 6.5645 | 6.4624 | 6.3276 | 6.1745 | 5.9397 | 5.6292 | 5.2865 | 4.8742 | 4.7465 | 3.1624 | 1.7817 | -0.15011 | 5.0462 | 4.9302 | 4.7836 | 4.6549 | 4.4911 | 4.306 | 4.0393 | 3.6936 | 3.3145 | 2.8598 | 2.7648 | 1.0967 | 0.0041916 | -0.93391
|  | MORTIMER | FS |  |  |  |  | 4.864 | 4.7725 | 4.675 | 4.5647 | 4.4835 | 4.3671 | 4.1821 | 3.8853 | 3.6173 | 3.2782 | 2.9167 | 1.3242 | -0.36415 | -1.8565 | 6.7865 | 6.7057 | 6.6142 | 6.5073 | 6.426 | 6.3063 | 6.1188 | 5.8628 | 5.6162 | 5.3036 | 4.9636 | 3.263 | 0.84839 | -2.8724 | 5.0892 | 5.0033 | 4.9093 | 4.8023 | 4.7331 | 4.6205 | 4.4495 | 4.1847 | 3.9428 | 3.625 | 3.2846 | 1.8428 | 0.38434 | -0.82288
MANNINGTON GSP | SALISBURY | NETHERHAMPTON | MINIMUM HEADROOM | SU 12478 29102 | NO | YES | 2.394 | 6.1353 | 5.8535 | 5.5458 | 5.1516 | 4.649 | 4.072 | 3.404 | 2.6239 | 1.9972 | 1.8246 | 1.4446 | 0.19265 | -0.69807 | -1.2412 | 7.218 | 7.0555 | 6.8857 | 6.675 | 6.4114 | 6.1109 | 5.7475 | 5.3499 | 4.9874 | 5.0169 | 4.8201 | 3.7586 | 2.8835 | 1.0135 | 6.1925 | 5.9502 | 5.6837 | 5.3488 | 4.9222 | 4.4348 | 3.8613 | 3.207 | 2.6408 | 2.559 | 2.2139 | 1.0965 | 0.32548 | -0.1464
|  | NETHERHAMPTON | CT |  |  |  |  | 6.1622 | 5.9312 | 5.651 | 5.3278 | 4.8441 | 4.3841 | 3.7825 | 3.0144 | 2.3912 | 2.2946 | 1.9199 | 0.19441 | -0.69807 | -1.2412 | 7.219 | 7.0734 | 6.9011 | 6.7161 | 6.4325 | 6.1755 | 5.8229 | 5.3985 | 5.0149 | 5.0749 | 4.8286 | 3.7586 | 2.8835 | 1.7344 | 6.2111 | 6.0128 | 5.7668 | 5.4931 | 5.0756 | 4.6793 | 4.1575 | 3.5082 | 2.9523 | 2.96 | 2.62 | 1.1028 | 0.32548 | -0.1464
|  | NETHERHAMPTON | LW |  |  |  |  | 6.1353 | 5.8535 | 5.5458 | 5.1516 | 4.649 | 4.072 | 3.404 | 2.6239 | 1.9972 | 1.8246 | 1.4446 | 0.19265 | -0.33827 | -0.7992 | 7.218 | 7.0555 | 6.8857 | 6.675 | 6.4114 | 6.1109 | 5.7475 | 5.3499 | 4.9874 | 5.0169 | 4.8201 | 4.2429 | 4.0122 | 3.7826 | 6.1925 | 5.9502 | 5.6837 | 5.3488 | 4.9222 | 4.4348 | 3.8613 | 3.207 | 2.6408 | 2.559 | 2.2139 | 1.0965 | 0.6374 | 0.23592
|  | NETHERHAMPTON | ST |  |  |  |  | 6.2394 | 6.0414 | 5.9277 | 5.7258 | 5.4613 | 5.2255 | 4.9386 | 4.5977 | 4.3687 | 4.1316 | 3.9024 | 3.0205 | 2.2931 | 1.512 | 7.2692 | 7.144 | 7.0631 | 6.9255 | 6.7522 | 6.6 | 6.4046 | 6.1747 | 6.0022 | 5.7994 | 5.5906 | 4.7803 | 3.9554 | 2.7152 | 6.2844 | 6.1158 | 6.0194 | 5.8451 | 5.6187 | 5.4198 | 5.1697 | 4.8733 | 4.6757 | 4.4498 | 4.2261 | 3.4684 | 2.8332 | 2.1871
|  | NETHERHAMPTON | FS |  |  |  |  | 6.286 | 6.137 | 6.0426 | 5.873 | 5.6714 | 5.4514 | 5.26 | 4.9915 | 4.7632 | 4.5294 | 4.3376 | 3.2999 | 2.309 | 1.3754 | 7.2926 | 7.1909 | 7.1211 | 6.9998 | 6.8618 | 6.7068 | 6.5666 | 6.3696 | 6.1821 | 5.9804 | 5.8072 | 4.7795 | 3.3053 | 1.0135 | 6.3231 | 6.1956 | 6.1169 | 5.9707 | 5.8003 | 5.6114 | 5.4508 | 5.2209 | 5.0183 | 4.8048 | 4.6408 | 3.7569 | 2.9014 | 2.1174
BOTLEY WOOD GSP | NETLEY COMMON BSP | NETLEY COMMON | MINIMUM HEADROOM | SU 47615 12025 | NO | YES | 15.726 | -13.1646 | -13.8221 | -14.8475 | -16.6691 | -18.4323 | -20.3844 | -22.3794 | -25.2009 | -28.3235 | -31.4095 | -34.1083 | -43.221 | -50.337 | -54.6663 | -7.7927 | -8.2872 | -8.8479 | -9.7586 | -10.79 | -11.8116 | -12.9842 | -14.6444 | -16.5483 | -18.1397 | -20.0741 | -28.6217 | -37.8228 | -62.352 | -11.5018 | -12.1374 | -13.0103 | -14.6069 | -16.132 | -17.9413 | -19.7953 | -22.3723 | -25.2398 | -28.0735 | -30.5189 | -38.4092 | -44.3887 | -48.1619
|  | NETLEY COMMON | CT |  |  |  |  | -13.1433 | -13.8221 | -14.749 | -16.2968 | -18.0098 | -19.6534 | -21.4827 | -24.1711 | -27.0671 | -29.4084 | -32.1254 | -43.221 | -50.337 | -54.6663 | -7.7927 | -8.2872 | -8.8479 | -9.7586 | -10.79 | -11.8116 | -12.9842 | -14.6444 | -16.5483 | -18.1397 | -20.0741 | -28.6217 | -37.2801 | -49.906 | -11.487 | -12.1374 | -12.9344 | -14.2928 | -15.8258 | -17.3126 | -19.0168 | -21.4918 | -24.1768 | -26.3062 | -28.8038 | -38.4092 | -44.3887 | -48.1619
|  | NETLEY COMMON | LW |  |  |  |  | -13.1646 | -13.7954 | -14.8475 | -16.6691 | -18.4323 | -20.3844 | -22.3794 | -25.2009 | -28.3235 | -31.4095 | -34.1083 | -43.1459 | -47.5776 | -51.3511 | -7.6944 | -8.0344 | -8.5222 | -9.4119 | -10.2544 | -11.2532 | -12.2796 | -13.6471 | -15.2431 | -16.8862 | -18.2953 | -22.5318 | -24.6025 | -26.6464 | -11.5018 | -12.0939 | -13.0103 | -14.6069 | -16.132 | -17.9413 | -19.7953 | -22.3723 | -25.2398 | -28.0735 | -30.5189 | -38.2921 | -42.0856 | -45.4984
|  | NETLEY COMMON | ST |  |  |  |  | -12.7836 | -13.0591 | -13.4049 | -14.0261 | -14.2704 | -14.7602 | -15.218 | -15.8176 | -16.5782 | -17.5253 | -18.5724 | -25.881 | -31.332 | -36.4131 | -7.6072 | -7.8954 | -8.2658 | -8.7916 | -9.1341 | -9.6314 | -10.1432 | -10.7786 | -11.543 | -12.4628 | -13.5311 | -21.6934 | -30.0866 | -42.9757 | -11.1236 | -11.3907 | -11.7175 | -12.2692 | -12.4317 | -12.8733 | -13.3301 | -13.9242 | -14.6867 | -15.6386 | -16.6849 | -23.5448 | -28.1976 | -32.6475
|  | NETLEY COMMON | FS |  |  |  |  | -12.6721 | -12.9068 | -13.2484 | -13.8267 | -14.385 | -14.5935 | -15.0498 | -15.7284 | -16.5165 | -17.4496 | -18.4393 | -25.0452 | -31.473 | -38.0339 | -7.5734 | -7.8822 | -8.2491 | -8.7777 | -9.3331 | -9.7415 | -10.3857 | -11.2396 | -12.2171 | -13.3099 | -14.5276 | -23.4206 | -37.8228 | -62.352 | -11.0253 | -11.2576 | -11.5589 | -12.0521 | -12.5353 | -12.6863 | -13.1048 | -13.7222 | -14.4433 | -15.3044 | -16.2147 | -22.3316 | -28.1513 | -34.0049
MANNINGTON GSP | ARNEWOOD | NEW MILTON | MINIMUM HEADROOM | SZ 23049 94942 | NO | YES | 1.219 | 9.4988 | 9.1261 | 8.2529 | 7.6059 | 6.7085 | 5.4687 | 4.1086 | 2.1874 | 0.048962 | -1.9542 | -3.6866 | -9.2716 | -13.3123 | -15.6678 | 13.0495 | 12.8791 | 12.6685 | 12.4867 | 12.1867 | 11.7493 | 11.1915 | 10.077 | 8.8367 | 7.9515 | 6.8401 | 2.3034 | -1.4648 | -10.9576 | 10.8354 | 10.6822 | 10.1981 | 9.628 | 8.8118 | 7.6739 | 6.4183 | 4.6621 | 2.6911 | 0.83301 | -0.75566 | -5.6393 | -8.9341 | -10.8793
|  | NEW MILTON | CT |  |  |  |  | 9.5502 | 9.1431 | 8.3024 | 7.7796 | 6.842 | 5.8257 | 4.5767 | 2.778 | 0.8445 | -0.6095 | -2.305 | -9.2716 | -13.3123 | -15.6678 | 13.0988 | 12.9021 | 12.6724 | 12.5265 | 12.1867 | 11.8079 | 11.1915 | 10.077 | 8.8367 | 7.9515 | 6.8401 | 2.3034 | -1.4648 | -6.5595 | 10.8736 | 10.6974 | 10.2358 | 9.7812 | 8.9172 | 7.9885 | 6.8305 | 5.1776 | 3.3914 | 2.0599 | 0.48924 | -5.6393 | -8.9341 | -10.8793
|  | NEW MILTON | LW |  |  |  |  | 9.4988 | 9.1261 | 8.2529 | 7.6059 | 6.7085 | 5.4687 | 4.1086 | 2.1874 | 0.048962 | -1.9542 | -3.6866 | -9.1448 | -11.3393 | -13.3459 | 13.0495 | 12.8791 | 12.6685 | 12.4867 | 12.2218 | 11.7493 | 11.1922 | 10.4769 | 9.2655 | 8.1278 | 7.2378 | 4.6731 | 3.7926 | 2.7969 | 10.8354 | 10.6822 | 10.1981 | 9.628 | 8.8118 | 7.6739 | 6.4183 | 4.6621 | 2.6911 | 0.83301 | -0.75566 | -5.6029 | -7.3951 | -9.1411
|  | NEW MILTON | ST |  |  |  |  | 9.8534 | 9.6612 | 9.4799 | 9.2888 | 9.0253 | 8.6615 | 8.5857 | 8.1389 | 7.5685 | 6.8147 | 5.9458 | 1.3543 | -2.0248 | -5.2884 | 13.1982 | 13.1227 | 13.0152 | 12.8719 | 12.6838 | 12.4326 | 12.2314 | 11.8756 | 11.3999 | 10.8049 | 10.1236 | 6.2818 | 2.563 | -2.7935 | 10.9704 | 10.896 | 10.7998 | 10.6836 | 10.5202 | 10.2941 | 10.1652 | 9.8649 | 9.467 | 8.9065 | 8.2031 | 3.6344 | 0.6322 | -2.2103
|  | NEW MILTON | FS |  |  |  |  | 9.8563 | 9.6881 | 9.4643 | 9.2392 | 8.9691 | 8.641 | 8.2778 | 7.7521 | 7.5309 | 6.9287 | 6.2779 | 1.6797 | -2.8011 | -7.0946 | 13.2239 | 13.1761 | 13.1156 | 13.0284 | 12.9148 | 12.7671 | 12.5911 | 12.3793 | 12.1911 | 11.5724 | 10.8933 | 6.0677 | -0.60359 | -10.9576 | 10.9949 | 10.9468 | 10.8913 | 10.8236 | 10.7268 | 10.5682 | 10.2335 | 9.7525 | 9.5757 | 9.0099 | 8.3975 | 4.1015 | 0.0057162 | -3.832
FAWLEY GSP | COWES & WOOTTON COMMON BSP | NEWPORT | MINIMUM HEADROOM | SZ 50076 89544 | NO | YES | 1.727 | 9.8691 | 9.4382 | 8.7659 | 7.9801 | 7.1541 | 5.6503 | 3.6884 | 1.3639 | -1.178 | -3.7381 | -6.0522 | -14.3017 | -18.7704 | -23.1654 | 17.1989 | 16.8566 | 16.0665 | 15.2497 | 14.3556 | 13.1078 | 11.6415 | 10.2602 | 8.9495 | 7.5536 | 6.3008 | 1.3236 | -3.3091 | -8.9687 | 12.8764 | 12.3616 | 11.133 | 9.8356 | 8.3782 | 6.4434 | 4.2401 | 1.9265 | -0.30868 | -2.6026 | -4.7133 | -12.4471 | -17.035 | -21.6445
|  | NEWPORT | CT |  |  |  |  | 9.9759 | 9.588 | 9.1554 | 8.6834 | 7.8881 | 6.8833 | 5.4235 | 3.4822 | 0.98292 | -1.0359 | -3.3306 | -12.8334 | -17.8849 | -21.7004 | 17.2124 | 16.9188 | 16.4485 | 15.9426 | 15.1767 | 14.3011 | 13.1639 | 11.8331 | 10.2858 | 9.0007 | 7.5407 | 1.3236 | -3.3091 | -8.9687 | 12.9124 | 12.4687 | 11.6556 | 10.8263 | 9.6102 | 8.2284 | 6.5186 | 4.4031 | 2.1012 | 0.15153 | -2.0252 | -10.826 | -15.5774 | -19.3125
|  | NEWPORT | LW |  |  |  |  | 9.8691 | 9.4382 | 8.7659 | 7.9801 | 7.1541 | 5.6503 | 3.6884 | 1.3639 | -1.178 | -3.7381 | -6.0522 | -14.3017 | -18.7704 | -23.1654 | 17.1989 | 16.8566 | 16.0665 | 15.2497 | 14.3556 | 13.1078 | 11.6415 | 10.2602 | 8.9495 | 7.5536 | 6.3008 | 1.4254 | -2.1663 | -5.8931 | 12.8764 | 12.3616 | 11.133 | 9.8356 | 8.3782 | 6.4434 | 4.2401 | 1.9265 | -0.30868 | -2.6026 | -4.7133 | -12.4471 | -17.035 | -21.6445
|  | NEWPORT | ST |  |  |  |  | 10.1374 | 9.9658 | 9.3965 | 8.7928 | 8.1617 | 7.4833 | 6.823 | 5.826 | 4.6232 | 3.0386 | 1.3873 | -8.2472 | -12.6799 | -15.7583 | 17.3484 | 17.1904 | 16.6063 | 16.0509 | 15.509 | 14.988 | 14.5762 | 13.8262 | 13.0095 | 12.1076 | 11.2743 | 3.4851 | -0.6521 | -6.6604 | 13.1707 | 12.9413 | 12.3003 | 11.6532 | 11.0136 | 10.3727 | 9.9236 | 9.0509 | 8.1117 | 7.0699 | 5.7538 | -3.817 | -8.4686 | -11.7534
|  | NEWPORT | FS |  |  |  |  | 10.1993 | 10.0995 | 9.912 | 9.6235 | 9.2561 | 8.815 | 8.3004 | 7.829 | 7.1514 | 6.2884 | 5.4011 | -0.79694 | -6.7706 | -12.3883 | 17.3713 | 17.2445 | 17.0286 | 16.731 | 16.3588 | 15.9289 | 15.4181 | 14.9211 | 14.2308 | 13.4532 | 12.7697 | 8.103 | 1.9188 | -7.4685 | 13.2089 | 13.0374 | 12.7636 | 12.4033 | 11.9686 | 11.4708 | 10.9106 | 10.3951 | 9.6287 | 8.7595 | 7.9879 | 2.9762 | -1.8808 | -6.9792
BRAMLEY (FLEE) | ALDERSHOT BSP | NORMANDY | MINIMUM HEADROOM | SU 93221 52894 | YES | YES | 1.14 | 4.1832 | 4.1423 | 4.0564 | 3.9799 | 3.8923 | 3.7743 | 3.6723 | 3.4889 | 3.2772 | 3.0706 | 2.9586 | 2.4439 | 2.0827 | 1.902 | 4.9175 | 4.8825 | 4.8273 | 4.7859 | 4.7241 | 4.6574 | 4.5657 | 4.4799 | 4.3514 | 4.2466 | 4.1429 | 3.7239 | 3.337 | 2.3132 | 4.2314 | 4.1949 | 4.1259 | 4.0699 | 3.9999 | 3.8923 | 3.8029 | 3.6366 | 3.4431 | 3.2569 | 3.1803 | 2.8252 | 2.5725 | 2.4428
|  | NORMANDY | CT |  |  |  |  | 4.1915 | 4.1466 | 4.0627 | 4.0004 | 3.9102 | 3.8146 | 3.6892 | 3.5575 | 3.3744 | 3.2395 | 3.0751 | 2.4598 | 2.0827 | 1.902 | 4.9185 | 4.8825 | 4.8273 | 4.7859 | 4.7241 | 4.6574 | 4.5657 | 4.4799 | 4.3514 | 4.2601 | 4.1429 | 3.7239 | 3.337 | 2.8215 | 4.2399 | 4.199 | 4.1297 | 4.0859 | 4.0125 | 3.9274 | 3.8095 | 3.6944 | 3.5256 | 3.4094 | 3.2623 | 2.8307 | 2.5725 | 2.4428
|  | NORMANDY | LW |  |  |  |  | 4.1832 | 4.1423 | 4.0564 | 3.9799 | 3.8923 | 3.7743 | 3.6723 | 3.4889 | 3.2772 | 3.0706 | 2.9586 | 2.4439 | 2.2184 | 2.0559 | 4.9175 | 4.8908 | 4.8425 | 4.8002 | 4.7502 | 4.678 | 4.6162 | 4.5067 | 4.3746 | 4.2466 | 4.1962 | 3.9623 | 3.8729 | 3.8025 | 4.2314 | 4.1949 | 4.1259 | 4.0699 | 3.9999 | 3.8923 | 3.8029 | 3.6366 | 3.4431 | 3.2569 | 3.1803 | 2.8252 | 2.675 | 2.5561
|  | NORMANDY | ST |  |  |  |  | 4.215 | 4.201 | 4.1727 | 4.149 | 4.1149 | 4.0738 | 4.0499 | 4.0031 | 3.935 | 3.8492 | 3.7977 | 3.2679 | 2.9558 | 2.7083 | 4.9324 | 4.9169 | 4.8908 | 4.8673 | 4.8347 | 4.7968 | 4.7694 | 4.7241 | 4.6588 | 4.5778 | 4.5224 | 4.0381 | 3.6658 | 3.1246 | 4.2595 | 4.2479 | 4.2215 | 4.2015 | 4.1705 | 4.1327 | 4.1161 | 4.0745 | 4.0126 | 3.9344 | 3.8962 | 3.4601 | 3.2299 | 3.0331
|  | NORMANDY | FS |  |  |  |  | 4.2161 | 4.2049 | 4.1793 | 4.1494 | 4.1312 | 4.0999 | 4.0646 | 4.0352 | 3.9785 | 3.9155 | 3.8412 | 3.4365 | 3.0791 | 2.7237 | 4.9323 | 4.9175 | 4.8924 | 4.8627 | 4.8401 | 4.8069 | 4.7665 | 4.7284 | 4.6683 | 4.6027 | 4.5259 | 4.0497 | 3.3801 | 2.3132 | 4.2614 | 4.2526 | 4.2298 | 4.2027 | 4.1897 | 4.162 | 4.1305 | 4.1116 | 4.0632 | 4.0094 | 3.945 | 3.5803 | 3.2935 | 3.0434
NURSLING GSP | ROWNHAMS | NORTH BADDESLEY | MINIMUM HEADROOM | SU 38080 20568 | NO | YES | 6.291 | -7.8499 | 0.35209 | -0.57382 | -1.7438 | -2.9011 | -4.4159 | -6.3611 | -8.53 | -10.9839 | -13.6424 | -16.2979 | -24.7441 | -27.7036 | -28.3773 | -3.7035 | 3.7538 | 3.0542 | 2.1592 | 1.2553 | 0.098362 | -1.404 | -3.042 | -4.8963 | -6.911 | -8.9213 | -15.3363 | -17.9623 | -18.5596 | -6.7759 | 0.70541 | -0.18587 | -1.3184 | -2.4346 | -3.8967 | -5.7822 | -7.8732 | -10.2344 | -12.7983 | -15.3582 | -23.5188 | -26.412 | -27.1038
|  | NORTH BADDESLEY | CT |  |  |  |  | -6.6218 | 1.485 | 0.60801 | -0.24803 | -1.5043 | -2.7286 | -4.562 | -6.7578 | -9.1199 | -11.2504 | -13.8456 | -23.2571 | -26.394 | -27.2873 | -2.7701 | 4.614 | 3.9606 | 3.3152 | 2.3444 | 1.4197 | 0.020939 | -1.6398 | -3.4414 | -5.0593 | -7.0373 | -14.1614 | -16.5307 | -17.0499 | -5.5905 | 1.7991 | 0.9622 | 0.14037 | -1.0683 | -2.2416 | -4.0105 | -6.1259 | -8.4041 | -10.4592 | -12.9664 | -22.0421 | -25.0587 | -25.6065
|  | NORTH BADDESLEY | LW |  |  |  |  | -7.8499 | 0.35209 | -0.57382 | -1.7438 | -2.9011 | -4.4159 | -6.3611 | -8.53 | -10.9839 | -13.6424 | -16.2979 | -24.7441 | -27.7036 | -28.3773 | -3.7035 | 3.7538 | 3.0542 | 2.1592 | 1.2553 | 0.098362 | -1.404 | -3.042 | -4.8963 | -6.911 | -8.9213 | -15.3363 | -17.6339 | -18.2017 | -6.7759 | 0.70541 | -0.18587 | -1.3184 | -2.4346 | -3.8967 | -5.7822 | -7.8732 | -10.2344 | -12.7983 | -15.3582 | -23.5188 | -26.412 | -27.1038
|  | NORTH BADDESLEY | ST |  |  |  |  | -4.5196 | 3.8929 | 3.2314 | 2.5411 | 1.6722 | 0.64247 | -0.63056 | -2.1731 | -3.9276 | -6.2291 | -8.7811 | -22.7058 | -27.494 | -28.1103 | -1.159 | 6.4604 | 5.9372 | 5.3922 | 4.698 | 3.9005 | 2.9187 | 1.7213 | 0.36173 | -1.4208 | -3.3893 | -14.1844 | -17.9623 | -18.5596 | -3.558 | 4.1278 | 3.4846 | 2.8133 | 1.9729 | 0.97984 | -0.24922 | -1.7438 | -3.4361 | -5.6626 | -8.1287 | -21.6135 | -26.264 | -26.8776
|  | NORTH BADDESLEY | FS |  |  |  |  | -2.6274 | 5.9523 | 5.6348 | 5.2975 | 4.9037 | 4.5005 | 4.017 | 3.3877 | 2.6751 | 1.7488 | 0.56389 | -7.8641 | -17.2804 | -23.2002 | 0.4361 | 8.1709 | 7.9279 | 7.6478 | 7.306 | 6.9573 | 6.5268 | 5.9917 | 5.3735 | 4.7702 | 3.8543 | -2.6326 | -9.9043 | -15.3012 | -1.405 | 6.4733 | 6.2058 | 5.9053 | 5.5435 | 5.1172 | 4.5269 | 3.8285 | 2.9974 | 2.0741 | 0.93273 | -7.1924 | -16.2608 | -21.9631
LOVEDEAN GSP | FAREHAM T1A T2A (90MVAS) | NORTH FAREHAM | MINIMUM HEADROOM | SU 56427 07430 | NO | YES | 8.463 | -1.0947 | -1.3332 | -1.9086 | -2.5757 | -3.2332 | -3.7032 | -4.4769 | -5.7063 | -7.0405 | -8.3646 | -9.5642 | -13.7489 | -17.0528 | -18.9846 | 1.6061 | 1.5072 | 1.4117 | 1.2914 | 1.049 | 0.96112 | 0.45329 | -0.24421 | -1.014 | -1.6183 | -2.3463 | -5.3285 | -8.0294 | -13.9797 | 0.3784 | 0.13489 | -0.37511 | -0.99065 | -1.5907 | -1.9837 | -2.7167 | -3.8409 | -5.0809 | -6.3073 | -7.385 | -11.0031 | -13.732 | -15.4064
|  | NORTH FAREHAM | CT |  |  |  |  | -1.0614 | -1.3106 | -1.8465 | -2.4251 | -3.0861 | -3.4262 | -4.1311 | -5.2541 | -6.4389 | -7.4679 | -8.598 | -13.7049 | -17.0528 | -18.9846 | 1.6137 | 1.5072 | 1.4117 | 1.2914 | 1.049 | 0.96112 | 0.45329 | -0.24421 | -1.014 | -1.6183 | -2.3463 | -5.3285 | -8.0294 | -11.6008 | 0.41352 | 0.15677 | -0.32373 | -0.85444 | -1.4749 | -1.7336 | -2.4018 | -3.436 | -4.5383 | -5.4598 | -6.4974 | -10.8862 | -13.732 | -15.4064
|  | NORTH FAREHAM | LW |  |  |  |  | -1.0947 | -1.3332 | -1.9086 | -2.5757 | -3.2332 | -3.7032 | -4.4769 | -5.7063 | -7.0405 | -8.3646 | -9.5642 | -13.7489 | -15.7832 | -17.4177 | 1.6061 | 1.5214 | 1.4471 | 1.3227 | 1.1891 | 1.0334 | 0.62038 | -0.035181 | -0.79839 | -1.5465 | -2.1435 | -3.9302 | -4.6983 | -5.4328 | 0.3784 | 0.13489 | -0.37511 | -0.99065 | -1.5907 | -1.9837 | -2.7167 | -3.8409 | -5.0809 | -6.3073 | -7.385 | -11.0031 | -12.7004 | -14.1096
|  | NORTH FAREHAM | ST |  |  |  |  | -0.93247 | -1.0316 | -1.1365 | -1.2686 | -1.3861 | -1.5662 | -1.7822 | -2.06 | -2.0399 | -2.3887 | -2.7711 | -5.9476 | -8.7047 | -11.3138 | 1.6491 | 1.6056 | 1.5416 | 1.4571 | 1.3621 | 1.2272 | 1.074 | 0.89044 | 0.80943 | 0.55555 | 0.25512 | -2.5972 | -5.1843 | -8.8097 | 0.54348 | 0.4444 | 0.33382 | 0.19338 | 0.076716 | -0.11162 | -0.33123 | -0.60039 | -0.57193 | -0.91023 | -1.3054 | -4.3008 | -6.6234 | -8.8385
|  | NORTH FAREHAM | FS |  |  |  |  | -0.91109 | -0.98955 | -1.1372 | -1.3032 | -1.4766 | -1.6328 | -1.833 | -2.1497 | -2.5068 | -2.6339 | -3.0182 | -5.6873 | -8.5256 | -11.7296 | 1.6543 | 1.6181 | 1.5663 | 1.4984 | 1.4165 | 1.3355 | 1.2236 | 1.0886 | 0.79868 | 0.62794 | 0.19026 | -2.8451 | -7.087 | -13.9797 | 0.56428 | 0.4866 | 0.34677 | 0.18709 | 0.02096 | -0.12157 | -0.31669 | -0.614 | -0.95585 | -1.039 | -1.4083 | -3.9034 | -6.4598 | -9.2032
LALEHAM | EAST BEDFONT A | NORTH FELTHAM | MINIMUM HEADROOM | TQ 10987 74875 | NO | YES | 6.841 | 3.8833 | 3.6738 | 3.2553 | 2.7473 | 2.2086 | 1.4737 | 0.44848 | -0.52569 | -1.8563 | -3.1812 | -4.4241 | -7.5893 | -9.0137 | -9.9222 | 4.89 | 4.747 | 4.5835 | 4.4134 | 4.1418 | 3.8438 | 3.3979 | 2.9324 | 2.0648 | 1.2731 | 0.36566 | -3.4653 | -10.2821 | -23.6945 | 5.0557 | 4.9213 | 4.7797 | 4.5862 | 4.3152 | 3.6425 | 2.7301 | 1.8935 | 0.70347 | -0.48132 | -1.5854 | -4.4335 | -5.6985 | -6.487
|  | NORTH FELTHAM | CT |  |  |  |  | 3.9082 | 3.7063 | 3.3266 | 2.9565 | 2.4121 | 1.8423 | 0.95009 | -0.011768 | -1.3094 | -2.4306 | -3.671 | -7.4023 | -9.0137 | -9.9222 | 4.89 | 4.747 | 4.5835 | 4.4134 | 4.1418 | 3.8438 | 3.3979 | 2.9324 | 2.0648 | 1.2731 | 0.36566 | -3.4653 | -7.4736 | -13.9508 | 5.0833 | 4.9424 | 4.7797 | 4.6138 | 4.3236 | 3.9526 | 3.1486 | 2.3196 | 1.157 | 0.17026 | -0.93342 | -4.3003 | -5.6985 | -6.487
|  | NORTH FELTHAM | LW |  |  |  |  | 3.8833 | 3.6738 | 3.2553 | 2.7473 | 2.2086 | 1.4737 | 0.44848 | -0.52569 | -1.8563 | -3.1812 | -4.4241 | -7.5893 | -8.3175 | -8.9836 | 4.892 | 4.7827 | 4.6728 | 4.5042 | 4.32 | 3.9685 | 3.5076 | 3.0955 | 2.476 | 1.6581 | 0.78696 | -1.2657 | -1.5634 | -1.7832 | 5.0557 | 4.9213 | 4.7906 | 4.5862 | 4.3152 | 3.6425 | 2.7301 | 1.8935 | 0.70347 | -0.48132 | -1.5854 | -4.4335 | -5.0522 | -5.637
|  | NORTH FELTHAM | ST |  |  |  |  | 4.0517 | 3.9735 | 3.886 | 3.7637 | 3.6087 | 3.3925 | 3.0327 | 2.6192 | 2.0864 | 1.4429 | 0.52679 | -4.5635 | -6.3591 | -7.0828 | 4.95 | 4.8788 | 4.7788 | 4.6488 | 4.4924 | 4.2848 | 4.0028 | 3.6735 | 3.2453 | 2.7125 | 2.1109 | -1.5294 | -5.6724 | -12.4054 | 5.1579 | 5.1061 | 5.0229 | 4.9074 | 4.7608 | 4.56 | 4.2601 | 3.9061 | 3.4385 | 2.75 | 1.715 | -3.1855 | -4.9044 | -5.4234
|  | NORTH FELTHAM | FS |  |  |  |  | 4.0888 | 4.0425 | 3.94 | 3.8142 | 3.6489 | 3.4941 | 3.2162 | 2.8683 | 2.5025 | 2.0349 | 1.5254 | -1.3114 | -4.8493 | -7.7467 | 4.9613 | 4.9027 | 4.8243 | 4.7228 | 4.5932 | 4.4487 | 4.2272 | 3.9657 | 3.6198 | 2.9898 | 2.2985 | -2.2675 | -10.2821 | -23.6945 | 5.1808 | 5.1546 | 5.1107 | 5.0457 | 4.9498 | 4.8514 | 4.6736 | 4.4751 | 4.2419 | 3.9157 | 3.5477 | 0.39284 | -3.2085 | -5.8601
COWLEY GSP | OXFORD BSP | NORTH HINKSEY | MINIMUM HEADROOM | SP 48645 04403 | NO | YES | 0.507 | 2.4292 | 2.2969 | 1.9362 | 1.5502 | 1.1304 | 0.54606 | -0.047015 | -0.29471 | -1.0112 | -1.7268 | -2.3499 | -4.4334 | -5.7537 | -6.8608 | 4.4228 | 4.3696 | 4.2196 | 4.0493 | 3.871 | 3.6266 | 3.3767 | 3.2252 | 2.917 | 2.6069 | 2.3264 | 0.91149 | -0.53944 | -3.1767 | 3.0725 | 2.9455 | 2.6158 | 2.2518 | 1.8674 | 1.3362 | 0.78643 | 0.5392 | -0.11825 | -0.77192 | -1.3305 | -3.1556 | -4.2399 | -5.1229
|  | NORTH HINKSEY | CT |  |  |  |  | 2.4564 | 2.3134 | 1.9696 | 1.6444 | 1.2152 | 0.74599 | 0.21344 | 0.026121 | -0.55497 | -1.0425 | -1.6181 | -4.0321 | -5.7537 | -6.8608 | 4.4404 | 4.384 | 4.242 | 4.0964 | 3.9129 | 3.7142 | 3.4874 | 3.3514 | 3.0657 | 2.7823 | 2.4382 | 0.91149 | -0.53944 | -2.336 | 3.0991 | 2.9612 | 2.646 | 2.338 | 1.9369 | 1.5126 | 1.0188 | 0.8212 | 0.28362 | -0.15607 | -0.67859 | -2.8001 | -4.2399 | -5.1229
|  | NORTH HINKSEY | LW |  |  |  |  | 2.4292 | 2.2969 | 1.9362 | 1.5502 | 1.1304 | 0.54606 | -0.047015 | -0.29471 | -1.0112 | -1.7268 | -2.3499 | -4.4334 | -5.5624 | -6.6233 | 4.4228 | 4.3696 | 4.2196 | 4.0493 | 3.871 | 3.6266 | 3.3767 | 3.2252 | 2.917 | 2.6069 | 2.3264 | 1.4473 | 0.95255 | 0.45763 | 3.0725 | 2.9455 | 2.6158 | 2.2518 | 1.8674 | 1.3362 | 0.78643 | 0.5392 | -0.11825 | -0.77192 | -1.3305 | -3.1556 | -4.1152 | -5.0259
|  | NORTH HINKSEY | ST |  |  |  |  | 2.5641 | 2.4905 | 2.3621 | 2.2343 | 2.0717 | 1.8744 | 1.7339 | 1.5589 | 1.3468 | 1.0716 | 1.2011 | -0.35545 | -1.6374 | -2.8384 | 4.4838 | 4.4584 | 4.4055 | 4.3485 | 4.2765 | 4.1884 | 4.1122 | 4.0278 | 3.9229 | 3.7821 | 3.7525 | 2.4825 | 1.1301 | -0.75259 | 3.2027 | 3.132 | 3.0137 | 2.8991 | 2.7496 | 2.5677 | 2.4382 | 2.2683 | 2.0598 | 1.7905 | 1.9269 | 0.4813 | -0.63501 | -1.691
|  | NORTH HINKSEY | FS |  |  |  |  | 2.5654 | 2.4948 | 2.3799 | 2.2325 | 2.125 | 1.9625 | 1.8061 | 1.628 | 1.4794 | 1.2345 | 0.96778 | -0.084675 | -1.4431 | -2.9721 | 4.4838 | 4.4614 | 4.4152 | 4.3563 | 4.3078 | 4.2391 | 4.1723 | 4.0957 | 3.972 | 3.7503 | 3.508 | 2.2754 | 0.19321 | -3.1767 | 3.2048 | 3.1375 | 3.0334 | 2.8993 | 2.8048 | 2.6572 | 2.5124 | 2.3455 | 2.2044 | 1.9717 | 1.7192 | 0.74852 | -0.49428 | -1.8259
NORTH HYDE GSP |  | NORTH HYDE 11kV | MINIMUM HEADROOM | TQ 10367 79001 | NO | YES | 13.642 | 3.2259 | -18.6179 | -36.5972 | -48.2518 | -49.8876 | -54.0118 | -58.9415 | -63.7898 | -68.8184 | -73.8029 | -78.5081 | -93.0318 | -98.0968 | -99.7386 | 0.27205 | -26.9649 | -48.1995 | -62.0295 | -63.2961 | -67.2737 | -72.0537 | -76.5168 | -80.9374 | -85.199 | -89.1478 | -101.4865 | -106.3787 | -125.9114 | 1.26 | -26.0558 | -47.7281 | -61.868 | -63.4302 | -67.8968 | -73.2478 | -78.3823 | -83.5828 | -88.6673 | -93.4245 | -108.2089 | -113.0556 | -114.7218
|  | NORTH HYDE 11kV | CT |  |  |  |  | 4.5893 | -17.3378 | -35.3136 | -46.6098 | -48.4616 | -52.1972 | -56.9916 | -61.948 | -66.878 | -70.9788 | -75.5439 | -90.7095 | -95.9096 | -97.9962 | 1.1923 | -26.0209 | -47.2769 | -60.8514 | -62.2914 | -65.9897 | -70.6513 | -75.1985 | -79.5485 | -83.1314 | -86.9696 | -99.57 | -103.6745 | -112.0153 | 2.5683 | -24.8399 | -46.5148 | -60.3105 | -62.0857 | -66.1737 | -71.3773 | -76.6062 | -81.7015 | -85.9188 | -90.5256 | -105.7123 | -110.8246 | -112.6078
|  | NORTH HYDE 11kV | LW |  |  |  |  | 3.2259 | -18.6179 | -36.5972 | -48.2518 | -49.8876 | -54.0118 | -58.9415 | -63.7898 | -68.8184 | -73.8029 | -78.5081 | -93.0318 | -97.5592 | -98.7177 | 0.27205 | -26.9649 | -48.1995 | -62.0295 | -63.2961 | -67.2737 | -72.0537 | -76.5168 | -80.9374 | -85.199 | -89.1478 | -101.4865 | -105.5626 | -106.6067 | 1.26 | -26.0558 | -47.7281 | -61.868 | -63.4302 | -67.8968 | -73.2478 | -78.3823 | -83.5828 | -88.6673 | -93.4245 | -108.2089 | -112.939 | -114.1438
|  | NORTH HYDE 11kV | ST |  |  |  |  | 6.4019 | -14.9297 | -32.4457 | -43.1885 | -44.4147 | -47.4107 | -50.8434 | -54.5306 | -58.4392 | -62.7772 | -67.3131 | -89.7287 | -98.0968 | -99.7386 | 2.3771 | -24.4973 | -45.2328 | -58.5069 | -59.2615 | -62.3232 | -65.8339 | -69.4339 | -73.0333 | -76.8453 | -80.7079 | -99.0284 | -106.3787 | -108.322 | 4.522 | -22.1745 | -43.3861 | -57.0152 | -58.1907 | -61.5145 | -65.3307 | -69.3296 | -73.4374 | -77.8885 | -82.472 | -104.6244 | -113.0556 | -114.7218
|  | NORTH HYDE 11kV | FS |  |  |  |  | 7.7563 | -13.2094 | -30.6152 | -41.2326 | -41.7833 | -43.7973 | -46.0933 | -48.3177 | -50.4544 | -52.5317 | -54.8222 | -69.6803 | -84.1688 | -93.5187 | 3.6844 | -23.0121 | -43.5518 | -56.6098 | -57.0567 | -59.307 | -61.9193 | -64.4057 | -66.6593 | -68.8102 | -70.9474 | -83.3704 | -96.9556 | -125.9114 | 6.2399 | -20.2032 | -41.0819 | -54.1612 | -54.622 | -56.9 | -59.5403 | -62.1934 | -64.8643 | -67.6087 | -70.2963 | -85.0785 | -99.1316 | -108.1643
MINETY GSP | CIRENCESTER BSP | NORTHLEACH | MINIMUM HEADROOM | SP 10557 14251 | NO | NO | 0.912 | 5.9299 | 5.7466 | 5.5699 | 5.3177 | 5.0852 | 4.7646 | 4.4623 | 4.145 | 3.7654 | 3.3955 | 3.1006 | 1.9973 | 1.2943 | 0.67856 | 7.8901 | 7.7915 | 7.6871 | 7.5642 | 7.4493 | 7.277 | 7.1109 | 6.9032 | 6.6454 | 6.3993 | 6.2369 | 5.5708 | 4.9037 | 3.3831 | 6.8352 | 6.6823 | 6.5412 | 6.3386 | 6.1459 | 5.8931 | 5.6474 | 5.3951 | 5.1046 | 4.8205 | 4.5741 | 3.6776 | 3.1569 | 2.7574
|  | NORTHLEACH | CT |  |  |  |  | 5.9299 | 5.7466 | 5.5699 | 5.3695 | 5.1673 | 4.934 | 4.6935 | 4.3898 | 4.0459 | 3.7952 | 3.4832 | 2.3044 | 1.5783 | 1.0056 | 7.8901 | 7.7915 | 7.6871 | 7.5642 | 7.4493 | 7.2987 | 7.136 | 6.9135 | 6.6589 | 6.4953 | 6.27 | 5.5708 | 4.9528 | 4.1004 | 6.8352 | 6.6823 | 6.5412 | 6.3837 | 6.2191 | 6.0341 | 5.839 | 5.6024 | 5.3393 | 5.1281 | 4.8833 | 3.8877 | 3.3366 | 2.9427
|  | NORTHLEACH | LW |  |  |  |  | 5.9577 | 5.7999 | 5.5808 | 5.3177 | 5.0852 | 4.7646 | 4.4623 | 4.145 | 3.7654 | 3.3955 | 3.1006 | 1.9973 | 1.2943 | 0.67856 | 7.896 | 7.8168 | 7.7114 | 7.5671 | 7.4702 | 7.277 | 7.1109 | 6.9032 | 6.6454 | 6.3993 | 6.2369 | 5.763 | 5.4882 | 5.2104 | 6.8506 | 6.7255 | 6.5471 | 6.3386 | 6.1459 | 5.8931 | 5.6474 | 5.3951 | 5.1046 | 4.8205 | 4.5741 | 3.6776 | 3.1569 | 2.7574
|  | NORTHLEACH | ST |  |  |  |  | 5.9984 | 5.8629 | 5.6856 | 5.475 | 5.2616 | 5.0324 | 4.8221 | 4.6177 | 4.3829 | 4.1629 | 3.8962 | 2.7625 | 2.2073 | 1.8382 | 7.9326 | 7.8683 | 7.7929 | 7.6873 | 7.5805 | 7.4564 | 7.3521 | 7.2224 | 7.0638 | 6.9157 | 6.7211 | 5.7818 | 5.1815 | 4.4053 | 6.8922 | 6.7804 | 6.6276 | 6.4553 | 6.2816 | 6.0949 | 5.9157 | 5.745 | 5.5504 | 5.3569 | 5.1311 | 4.1654 | 3.7187 | 3.4619
|  | NORTHLEACH | FS |  |  |  |  | 6.0963 | 6.014 | 5.9508 | 5.8885 | 5.8071 | 5.7243 | 5.6304 | 5.468 | 5.3263 | 5.1364 | 4.9363 | 3.8112 | 2.7317 | 2.1502 | 7.9629 | 7.9166 | 7.8662 | 7.8231 | 7.7592 | 7.6916 | 7.6076 | 7.491 | 7.3901 | 7.2411 | 7.0803 | 6.0866 | 4.9037 | 3.3831 | 6.9182 | 6.891 | 6.8466 | 6.8129 | 6.7547 | 6.6959 | 6.629 | 6.4979 | 6.3721 | 6.2172 | 6.055 | 5.1484 | 4.2112 | 3.7233
IVER 66KV |  | NORTHOLT | MINIMUM HEADROOM | TQ 11550 83230 | NO | YES | 9.084 | 1.697 | 0.96293 | 0.25125 | -1.0887 | -2.4521 | -4.2663 | -6.2554 | -9.0769 | -12.2208 | -15.3205 | -18.0429 | -27.4024 | -32.3912 | -35.6673 | 10.4575 | 9.7989 | 9.34 | 8.5439 | 7.521 | 6.431 | 4.9883 | 3.0386 | 0.86516 | -0.76008 | -2.7853 | -11.2265 | -20.1028 | -43.921 | 3.476 | 2.7583 | 2.1275 | 0.9275 | -0.35279 | -2.0295 | -3.8792 | -6.4704 | -9.3811 | -12.2477 | -14.7403 | -23.3519 | -27.6666 | -30.5253
|  | NORTHOLT | CT |  |  |  |  | 1.697 | 0.96293 | 0.25125 | -0.86532 | -2.2364 | -3.6539 | -5.4841 | -8.3168 | -11.4583 | -13.933 | -16.823 | -27.4024 | -32.3912 | -35.6673 | 10.4575 | 9.7989 | 9.34 | 8.5439 | 7.521 | 6.431 | 4.9883 | 3.0386 | 0.86516 | -0.76008 | -2.7853 | -11.2265 | -18.7438 | -30.3868 | 3.476 | 2.7583 | 2.1275 | 1.092 | -0.19646 | -1.528 | -3.2698 | -5.9352 | -8.8681 | -11.1365 | -13.8174 | -23.3519 | -27.6666 | -30.5253
|  | NORTHOLT | LW |  |  |  |  | 1.767 | 1.1586 | 0.2711 | -1.0887 | -2.4521 | -4.2663 | -6.2554 | -9.0769 | -12.2208 | -15.3205 | -18.0429 | -26.521 | -28.4381 | -30.7264 | 10.6441 | 10.2215 | 9.8677 | 9.142 | 8.4272 | 7.3968 | 6.2311 | 4.712 | 2.9361 | 1.1958 | -0.24204 | -4.359 | -5.1917 | -6.6953 | 3.5538 | 2.9711 | 2.1906 | 0.9275 | -0.35279 | -2.0295 | -3.8792 | -6.4704 | -9.3811 | -12.2477 | -14.7403 | -22.3933 | -23.9899 | -26.1357
|  | NORTHOLT | ST |  |  |  |  | 2.2621 | 1.9892 | 1.8048 | 1.4871 | 1.1309 | 1.1282 | 0.68742 | 0.1236 | -0.62646 | -1.5885 | -2.663 | -9.0146 | -12.9453 | -17.9596 | 10.8401 | 10.5161 | 10.2246 | 9.8132 | 9.3477 | 9.134 | 8.5442 | 7.8389 | 6.9512 | 5.8592 | 4.6316 | -3.0753 | -10.5516 | -22.69 | 4.0158 | 3.7475 | 3.5706 | 3.255 | 2.9009 | 2.9187 | 2.4872 | 1.9392 | 1.2023 | 0.25194 | -0.81039 | -6.8683 | -10.4061 | -14.7531
|  | NORTHOLT | FS |  |  |  |  | 2.3322 | 2.1262 | 1.8521 | 1.4795 | 1.0965 | 0.65709 | 0.575 | -0.050266 | -0.78498 | -1.6809 | -2.6489 | -10.4296 | -17.7277 | -24.3361 | 10.8534 | 10.5422 | 10.2025 | 9.7601 | 9.2819 | 8.7005 | 8.2944 | 7.4193 | 6.4008 | 5.2292 | 3.9472 | -5.8343 | -20.1028 | -43.921 | 4.0797 | 3.8757 | 3.6313 | 3.2826 | 2.9234 | 2.5095 | 2.4512 | 1.8709 | 1.1827 | 0.33515 | -0.58416 | -7.9026 | -14.5824 | -20.4829
BRAMLEY (FLEE) | READING BSP | NORTHUMBERLAND AVENUE | MINIMUM HEADROOM | SU 72207 71092 | NO | YES | 0.56 | 4.9406 | 4.7918 | 4.3141 | 3.7454 | 3.1487 | 2.4191 | 1.9086 | 0.97081 | -0.026203 | -1.0118 | -1.915 | -4.4447 | -6.011 | -6.9344 | 6.5887 | 6.4672 | 6.2826 | 5.906 | 5.4036 | 4.8542 | 4.4693 | 3.7304 | 2.9285 | 2.1992 | 1.3647 | -3.4945 | -13.7437 | -32.403 | 6.1815 | 6.0408 | 5.634 | 5.1479 | 4.6355 | 3.9951 | 3.578 | 2.7563 | 1.8759 | 1.0067 | 0.21897 | -2.0032 | -3.3588 | -4.1509
|  | NORTHUMBERLAND AVENUE | CT |  |  |  |  | 4.9406 | 4.7918 | 4.3412 | 3.8633 | 3.2871 | 2.6724 | 2.2442 | 1.331 | 0.38407 | -0.44774 | -1.3469 | -4.4365 | -6.011 | -6.9344 | 6.5887 | 6.4672 | 6.2826 | 5.906 | 5.4036 | 4.8542 | 4.4693 | 3.7304 | 2.9285 | 2.1992 | 1.3647 | -3.081 | -8.7072 | -18.0399 | 6.1815 | 6.0408 | 5.6457 | 5.2357 | 4.7294 | 4.1893 | 3.842 | 3.0382 | 2.2003 | 1.4788 | 0.69054 | -2.0032 | -3.3588 | -4.1509
|  | NORTHUMBERLAND AVENUE | LW |  |  |  |  | 4.9433 | 4.8147 | 4.3141 | 3.7454 | 3.1487 | 2.4191 | 1.9086 | 0.97081 | -0.026203 | -1.0118 | -1.915 | -4.4447 | -5.2608 | -5.8915 | 6.6263 | 6.5676 | 6.4395 | 6.2911 | 6.0729 | 5.6569 | 5.4538 | 4.9756 | 4.4444 | 3.9229 | 3.4771 | 2.3001 | 1.9018 | 1.5187 | 6.1858 | 6.066 | 5.634 | 5.1479 | 4.6355 | 3.9951 | 3.578 | 2.7563 | 1.8759 | 1.0067 | 0.21897 | -1.9819 | -2.6678 | -3.2033
|  | NORTHUMBERLAND AVENUE | ST |  |  |  |  | 5.1024 | 5.0471 | 4.9081 | 4.7466 | 4.5562 | 4.3301 | 4.0882 | 3.8022 | 3.471 | 3.3576 | 3.0012 | 1.0142 | -0.18812 | -1.6344 | 6.6414 | 6.5598 | 6.4392 | 6.3021 | 6.054 | 5.692 | 5.3061 | 4.8507 | 4.325 | 3.9665 | 3.3466 | -0.91415 | -6.5151 | -16.0549 | 6.3334 | 6.2808 | 6.1669 | 6.0404 | 5.8845 | 5.6958 | 5.4957 | 5.2544 | 4.968 | 4.9019 | 4.594 | 2.7528 | 1.646 | 0.51659
|  | NORTHUMBERLAND AVENUE | FS |  |  |  |  | 5.0916 | 5.0396 | 4.8861 | 4.7215 | 4.5333 | 4.3266 | 4.0915 | 3.8451 | 3.5345 | 3.1684 | 2.7691 | 0.93997 | -0.89199 | -2.6141 | 6.6343 | 6.5478 | 6.4236 | 6.2397 | 5.897 | 5.4934 | 4.9811 | 4.3899 | 3.6879 | 2.9144 | 2.0667 | -3.4945 | -13.7437 | -32.403 | 6.3247 | 6.2762 | 6.1488 | 6.0177 | 5.8631 | 5.6911 | 5.493 | 5.2875 | 5.022 | 4.7062 | 4.3613 | 2.7589 | 1.1271 | -0.38905
COWLEY GSP | HIGH WYCOMBE BSP | NUFFIELD | MINIMUM HEADROOM | SU 68329 86784 | YES | YES | 1.663 | 1.992 | 1.9054 | 1.8217 | 1.7068 | 1.589 | 1.4342 | 1.2303 | 1.0263 | 0.82716 | 0.60275 | 0.42989 | -0.087384 | -0.43128 | -0.73041 | 3.2282 | 3.1825 | 3.1348 | 3.0697 | 3.0025 | 2.9145 | 2.8021 | 2.6812 | 2.5437 | 2.3951 | 2.266 | 1.939 | 1.818 | 1.2677 | 2.471 | 2.3635 | 2.2747 | 2.1384 | 2.0029 | 1.8557 | 1.6655 | 1.474 | 1.2873 | 1.0754 | 0.91477 | 0.44526 | 0.15118 | -0.10406
|  | NUFFIELD | CT |  |  |  |  | 1.992 | 1.9054 | 1.8291 | 1.7418 | 1.6301 | 1.5266 | 1.3709 | 1.1736 | 0.99453 | 0.83937 | 0.64948 | 0.045092 | -0.30917 | -0.58711 | 3.2321 | 3.1846 | 3.1426 | 3.092 | 3.0224 | 2.9596 | 2.8615 | 2.7437 | 2.6194 | 2.5153 | 2.3909 | 2.0349 | 1.9104 | 1.8304 | 2.471 | 2.3635 | 2.2747 | 2.173 | 2.0459 | 1.9497 | 1.7927 | 1.6073 | 1.44 | 1.2964 | 1.1182 | 0.57319 | 0.26775 | 0.031337
|  | NUFFIELD | LW |  |  |  |  | 1.9949 | 1.9143 | 1.8217 | 1.7068 | 1.589 | 1.4342 | 1.2303 | 1.0263 | 0.82716 | 0.60275 | 0.42989 | -0.087384 | -0.43128 | -0.73041 | 3.2282 | 3.1825 | 3.1348 | 3.0697 | 3.0025 | 2.9145 | 2.8021 | 2.6812 | 2.5437 | 2.3951 | 2.266 | 1.939 | 1.818 | 1.7413 | 2.4877 | 2.3843 | 2.2747 | 2.1384 | 2.0029 | 1.8557 | 1.6655 | 1.474 | 1.2873 | 1.0754 | 0.91477 | 0.44526 | 0.15118 | -0.10406
|  | NUFFIELD | ST |  |  |  |  | 2.0313 | 1.9755 | 1.8963 | 1.8063 | 1.7193 | 1.5973 | 1.4635 | 1.3315 | 1.2135 | 1.0487 | 0.87262 | 0.13101 | -0.19119 | -0.32325 | 3.2561 | 3.2294 | 3.1923 | 3.1468 | 3.1037 | 3.0474 | 2.9848 | 2.9155 | 2.8396 | 2.7337 | 2.6149 | 2.0577 | 1.8531 | 1.7804 | 2.5185 | 2.4399 | 2.3436 | 2.2312 | 2.1344 | 2.0146 | 1.8933 | 1.7719 | 1.6644 | 1.5104 | 1.3452 | 0.72737 | 0.45783 | 0.29117
|  | NUFFIELD | FS |  |  |  |  | 2.0675 | 2.0343 | 2.0094 | 1.9765 | 1.941 | 1.9096 | 1.8657 | 1.7944 | 1.7091 | 1.6048 | 1.5076 | 0.84404 | 0.15908 | -0.2686 | 3.2708 | 3.2549 | 3.2416 | 3.2221 | 3.2003 | 3.1819 | 3.1536 | 3.1137 | 3.0628 | 2.9968 | 2.9368 | 2.4974 | 2.0568 | 1.2677 | 2.5668 | 2.5163 | 2.4869 | 2.4448 | 2.4024 | 2.3732 | 2.3243 | 2.2434 | 2.1461 | 2.0322 | 1.947 | 1.3255 | 0.74495 | 0.42408
BRAMLEY (BASI) | BASINGSTOKE T3 & T4 | OAKRIDGE | MINIMUM HEADROOM | SU 63496 53664 | NO | YES | 6.886 | 11.4845 | 11.228 | 10.6596 | 10.0385 | 9.4031 | 8.569 | 8.0218 | 6.7873 | 5.392 | 4.0353 | 2.8125 | -0.86206 | -3.6492 | -5.5678 | 12.6687 | 12.4617 | 12.1722 | 11.8448 | 11.4267 | 10.9912 | 10.7296 | 9.9878 | 9.1321 | 8.5018 | 7.7413 | 4.7997 | 2.3731 | -2.6111 | 11.4639 | 11.2062 | 10.7245 | 10.1565 | 9.5741 | 8.7942 | 8.3006 | 7.1649 | 5.8625 | 4.6047 | 3.4829 | 0.17257 | -2.1143 | -3.7309
|  | OAKRIDGE | CT |  |  |  |  | 11.4872 | 11.228 | 10.7523 | 10.2353 | 9.613 | 8.9808 | 8.5712 | 7.3434 | 5.9978 | 4.9329 | 3.7196 | -0.81783 | -3.6492 | -5.5678 | 12.6687 | 12.4617 | 12.1722 | 11.8448 | 11.4267 | 10.9912 | 10.7296 | 9.9878 | 9.1321 | 8.5018 | 7.7413 | 4.7997 | 2.3731 | -0.9424 | 11.4639 | 11.2062 | 10.7851 | 10.3166 | 9.7355 | 9.1451 | 8.7746 | 7.6404 | 6.3792 | 5.4062 | 4.2861 | 0.21334 | -2.1143 | -3.7309
|  | OAKRIDGE | LW |  |  |  |  | 11.4845 | 11.254 | 10.6596 | 10.0385 | 9.4031 | 8.569 | 8.0218 | 6.7873 | 5.392 | 4.0353 | 2.8125 | -0.86206 | -2.2416 | -3.3906 | 12.6995 | 12.5503 | 12.2506 | 11.9294 | 11.5965 | 11.1038 | 10.8426 | 10.1838 | 9.3881 | 8.6301 | 7.9841 | 6.2053 | 5.639 | 4.9751 | 11.4663 | 11.2433 | 10.7245 | 10.1565 | 9.5741 | 8.7942 | 8.3006 | 7.1649 | 5.8625 | 4.6047 | 3.4829 | 0.17257 | -1.0278 | -2.0754
|  | OAKRIDGE | ST |  |  |  |  | 11.6453 | 11.4943 | 11.3532 | 11.2262 | 11.0521 | 10.845 | 10.647 | 10.3758 | 9.9907 | 9.902 | 9.5011 | 6.4512 | 4.0566 | 1.7201 | 12.7903 | 12.6675 | 12.5384 | 12.4161 | 12.2498 | 12.0473 | 11.8462 | 11.5781 | 11.1992 | 11.0591 | 10.6564 | 7.977 | 5.5574 | 2.1825 | 11.6335 | 11.4914 | 11.353 | 11.2307 | 11.0575 | 10.849 | 10.6558 | 10.3791 | 9.9724 | 9.9207 | 9.5119 | 6.6648 | 4.6062 | 2.5717
|  | OAKRIDGE | FS |  |  |  |  | 11.7641 | 11.6852 | 11.5338 | 11.3993 | 11.2326 | 11.0471 | 10.8405 | 10.5853 | 10.2349 | 9.8313 | 9.4013 | 6.8065 | 3.9433 | 1.1368 | 12.8326 | 12.736 | 12.6039 | 12.4784 | 12.3198 | 12.1303 | 11.8994 | 11.6341 | 11.2719 | 10.8634 | 10.4204 | 7.6889 | 3.6277 | -2.6111 | 11.7302 | 11.6498 | 11.5115 | 11.3922 | 11.2381 | 11.0638 | 10.8668 | 10.6428 | 10.3089 | 9.921 | 9.5053 | 7.1125 | 4.5081 | 2.0107
COWLEY GSP | HEADINGTON BSP | OLD ROAD | MINIMUM HEADROOM | SP 55274 06426 | NO | NO | 0.158 | 11.3431 | 10.9727 | 10.5905 | 9.8976 | 9.4583 | 8.9011 | 8.2261 | 7.6176 | 6.7744 | 5.9426 | 5.2005 | 2.9332 | 1.6822 | 0.9278 | 10.0232 | 9.6391 | 9.2981 | 8.7697 | 8.5103 | 8.2435 | 7.8242 | 7.2891 | 6.8318 | 6.4765 | 6.0799 | 3.9779 | 1.0733 | -6.6887 | 10.611 | 10.2514 | 10.0218 | 9.4648 | 9.0658 | 8.5575 | 7.9256 | 7.3838 | 6.6083 | 5.8395 | 5.1602 | 3.117 | 2.0086 | 1.3318
|  | OLD ROAD | CT |  |  |  |  | 11.3567 | 11.0603 | 10.7533 | 10.2032 | 9.6904 | 9.2297 | 8.5874 | 7.9534 | 7.1334 | 6.5029 | 5.8017 | 3.0156 | 1.6822 | 0.9278 | 10.0232 | 9.6758 | 9.302 | 8.8563 | 8.5103 | 8.2435 | 7.8242 | 7.2891 | 6.8318 | 6.4765 | 6.0799 | 3.9779 | 1.8563 | -1.8156 | 10.6189 | 10.3318 | 10.0845 | 9.731 | 9.2555 | 8.8289 | 8.2275 | 7.6659 | 6.9095 | 6.3366 | 5.6906 | 3.1982 | 2.0086 | 1.3318
|  | OLD ROAD | LW |  |  |  |  | 11.3431 | 10.9727 | 10.5905 | 9.8976 | 9.4583 | 8.9011 | 8.2261 | 7.6176 | 6.7744 | 5.9426 | 5.2005 | 2.9332 | 2.4679 | 1.9744 | 10.0438 | 9.6391 | 9.2981 | 8.7697 | 8.5609 | 8.2999 | 7.9212 | 7.532 | 7.1539 | 6.7804 | 6.4465 | 5.4286 | 5.2251 | 5.0379 | 10.611 | 10.2514 | 10.0218 | 9.4648 | 9.0658 | 8.5575 | 7.9256 | 7.3838 | 6.6083 | 5.8395 | 5.1602 | 3.117 | 2.706 | 2.2443
|  | OLD ROAD | ST |  |  |  |  | 11.4019 | 11.1428 | 10.9254 | 10.6616 | 10.5087 | 10.4158 | 10.2388 | 9.8967 | 9.7167 | 9.5376 | 9.4837 | 8.3087 | 7.3798 | 6.0652 | 10.079 | 9.7718 | 9.53 | 9.1987 | 8.9932 | 8.8612 | 8.6349 | 8.1897 | 7.9572 | 7.7318 | 7.6323 | 6.0284 | 3.9565 | 0.30684 | 10.6632 | 10.4128 | 10.2076 | 9.9383 | 9.7821 | 9.691 | 9.512 | 9.1596 | 8.9827 | 8.8083 | 8.7581 | 7.8442 | 7.0515 | 5.9185
|  | OLD ROAD | FS |  |  |  |  | 11.5363 | 11.3408 | 11.1815 | 10.9777 | 10.8601 | 10.7316 | 10.586 | 10.3425 | 10.079 | 9.7573 | 9.4466 | 7.6643 | 5.9359 | 4.3623 | 10.2255 | 9.9836 | 9.7746 | 9.4759 | 9.273 | 9.0466 | 8.7811 | 8.3573 | 8.0576 | 7.7384 | 7.4324 | 5.0552 | 1.0733 | -6.6887 | 10.798 | 10.6096 | 10.4607 | 10.2535 | 10.1333 | 10.0032 | 9.856 | 9.6077 | 9.463 | 9.3067 | 9.0211 | 7.3894 | 5.8162 | 4.4086
COWLEY GSP | OXFORD BSP | OXFORD | MINIMUM HEADROOM | SP 50148 05901 | NO | YES | 21.864 | -4.2445 | -4.5315 | -4.8647 | -5.2839 | -5.872 | -6.6686 | -8.1389 | -9.8367 | -11.8119 | -13.5859 | -15.339 | -22.0321 | -25.1834 | -25.7578 | 0.24554 | 0.02463 | -0.25857 | -0.57133 | -1.058 | -1.5898 | -2.6769 | -3.9857 | -5.5001 | -6.8042 | -8.1402 | -13.5037 | -16.0158 | -21.5412 | -1.9314 | -2.1992 | -2.5086 | -2.8975 | -3.4458 | -4.1318 | -5.3917 | -7.034 | -8.9409 | -10.6493 | -12.3402 | -18.8256 | -21.8625 | -22.4042
|  | OXFORD | CT |  |  |  |  | -4.1588 | -4.5027 | -4.8647 | -5.2566 | -5.872 | -6.6686 | -8.1269 | -9.8367 | -11.8119 | -13.175 | -14.8985 | -19.3764 | -19.8144 | -19.981 | 0.30387 | 0.02977 | -0.25857 | -0.57133 | -1.058 | -1.5898 | -2.6769 | -3.9857 | -5.5001 | -6.542 | -7.8628 | -11.2892 | -11.6741 | -15.6289 | -1.8512 | -2.1721 | -2.5086 | -2.873 | -3.4458 | -4.1318 | -5.3837 | -7.034 | -8.9409 | -10.2552 | -11.9181 | -16.2259 | -16.6327 | -16.7833
|  | OXFORD | LW |  |  |  |  | -4.2445 | -4.5315 | -4.8409 | -5.2839 | -5.713 | -6.6661 | -8.1389 | -9.6851 | -11.66 | -13.5859 | -15.339 | -19.3236 | -19.6644 | -19.9684 | 0.24554 | 0.02463 | -0.21228 | -0.55259 | -0.88177 | -1.5202 | -2.6473 | -3.8252 | -5.3337 | -6.8042 | -8.1402 | -11.145 | -11.3885 | -11.6109 | -1.9314 | -2.1992 | -2.4856 | -2.8975 | -3.2955 | -4.1163 | -5.3917 | -6.8839 | -8.7904 | -10.6493 | -12.3402 | -16.174 | -16.4948 | -16.7831
|  | OXFORD | ST |  |  |  |  | -4.0074 | -4.1449 | -4.3606 | -4.6442 | -5.0174 | -5.4992 | -6.1369 | -6.9953 | -8.3379 | -10.1077 | -12.0824 | -22.0321 | -25.1834 | -25.7578 | 0.42056 | 0.30569 | 0.12949 | -0.10018 | -0.4008 | -0.78754 | -1.271 | -1.8201 | -2.8769 | -4.2474 | -5.7762 | -13.5037 | -16.0158 | -16.607 | -1.7098 | -1.838 | -2.0388 | -2.3027 | -2.6504 | -3.0995 | -3.6638 | -4.4221 | -5.5918 | -7.3026 | -9.2109 | -18.8256 | -21.8625 | -22.4042
|  | OXFORD | FS |  |  |  |  | -3.9281 | -4.0011 | -4.1119 | -4.2647 | -4.4535 | -4.697 | -4.9918 | -5.3108 | -5.7273 | -6.4098 | -7.3474 | -13.7956 | -19.4452 | -22.1464 | 0.47911 | 0.41125 | 0.31267 | 0.17963 | 0.017051 | -0.19192 | -0.44723 | -0.72851 | -1.089 | -1.5929 | -2.1532 | -7.1793 | -12.7768 | -21.5412 | -1.6362 | -1.7043 | -1.8072 | -1.9494 | -2.1247 | -2.3515 | -2.6261 | -2.9228 | -3.31 | -3.8803 | -4.6814 | -10.857 | -16.3057 | -18.9015
BRAMLEY (BASI) | BASINGSTOKE T1B & T2B | OVERTON | MINIMUM HEADROOM | SU 52061 50913 | NO | YES | 6.061 | 11.0403 | 10.9685 | 10.8312 | 10.6918 | 10.5458 | 10.3515 | 10.1636 | 9.8811 | 9.5598 | 9.2394 | 9.1345 | 8.2152 | 7.8404 | 7.5628 | 11.6791 | 11.5974 | 11.4685 | 11.3557 | 11.216 | 11.0113 | 10.8262 | 10.5466 | 10.2089 | 9.884 | 10.0608 | 9.3951 | 8.7331 | 7.1083 | 10.3019 | 10.2348 | 10.1095 | 9.9825 | 9.8487 | 9.6675 | 9.4929 | 9.2307 | 8.9305 | 8.6313 | 8.5476 | 7.7158 | 7.3912 | 7.1496
|  | OVERTON | CT |  |  |  |  | 11.0485 | 10.9783 | 10.857 | 10.7494 | 10.606 | 10.4596 | 10.2995 | 10.0377 | 9.7534 | 9.5257 | 9.427 | 8.383 | 7.8404 | 7.5628 | 11.6791 | 11.5974 | 11.4685 | 11.3746 | 11.216 | 11.0569 | 10.8885 | 10.61 | 10.2984 | 10.0938 | 10.2106 | 9.3951 | 8.7331 | 7.8758 | 10.3101 | 10.2449 | 10.1333 | 10.0355 | 9.9023 | 9.7662 | 9.617 | 9.3732 | 9.1072 | 8.8971 | 8.8162 | 7.8718 | 7.3916 | 7.1496
|  | OVERTON | LW |  |  |  |  | 11.0403 | 10.9685 | 10.8312 | 10.6918 | 10.5458 | 10.3515 | 10.1636 | 9.8811 | 9.5598 | 9.2394 | 9.1345 | 8.2152 | 7.8492 | 7.6197 | 11.6881 | 11.6001 | 11.4729 | 11.3557 | 11.2227 | 11.0113 | 10.8262 | 10.5466 | 10.2089 | 9.884 | 10.0608 | 9.4951 | 9.302 | 9.0963 | 10.3019 | 10.2348 | 10.1095 | 9.9825 | 9.8487 | 9.6675 | 9.4929 | 9.2307 | 8.9305 | 8.6313 | 8.5476 | 7.7158 | 7.3912 | 7.1904
|  | OVERTON | ST |  |  |  |  | 11.1097 | 11.0638 | 11.0187 | 10.9631 | 10.8992 | 10.8253 | 10.7575 | 10.6597 | 10.5363 | 10.4093 | 10.2438 | 9.4021 | 8.8113 | 8.3724 | 11.7434 | 11.6834 | 11.6385 | 11.5695 | 11.4899 | 11.3962 | 11.3281 | 11.2088 | 11.0559 | 10.9215 | 10.7244 | 10.0375 | 9.3566 | 8.4746 | 10.3682 | 10.3257 | 10.2846 | 10.2329 | 10.173 | 10.1035 | 10.0401 | 9.947 | 9.8289 | 9.7076 | 9.5483 | 8.7635 | 8.2305 | 7.8487
|  | OVERTON | FS |  |  |  |  | 11.1458 | 11.114 | 11.089 | 11.0517 | 11.0172 | 10.9738 | 10.9248 | 10.8573 | 10.764 | 10.6507 | 10.5275 | 9.7288 | 9.0051 | 8.1122 | 11.7611 | 11.7119 | 11.6801 | 11.6223 | 11.5705 | 11.5036 | 11.4241 | 11.3535 | 11.2311 | 11.0812 | 10.9177 | 9.8544 | 8.9284 | 7.1083 | 10.4018 | 10.3725 | 10.3498 | 10.3149 | 10.2829 | 10.242 | 10.1956 | 10.1341 | 10.0469 | 9.9403 | 9.8239 | 9.0719 | 8.4122 | 7.586
BRAMLEY (FLEE) | BURGHFIELD RESERVE | PADWORTH | MINIMUM HEADROOM | SU 62243 66052 | YES | YES | 0.2 | 1.0947 | 1.0624 | 1.0125 | 0.95563 | 0.89608 | 0.81658 | 0.71916 | 0.60343 | 0.46333 | 0.342 | 0.22264 | -0.06526 | -0.15306 | -0.21769 | 1.1241 | 1.1036 | 1.0743 | 1.0396 | 1.0027 | 0.95028 | 0.88362 | 0.80566 | 0.70858 | 0.6266 | 0.54607 | 0.37239 | 0.33499 | 0.30596 | 1.3187 | 1.3062 | 1.2893 | 1.2689 | 1.2472 | 1.2139 | 1.1704 | 1.1197 | 1.0111 | 0.93089 | 0.84666 | 0.62021 | 0.51318 | 0.40968
|  | PADWORTH | CT |  |  |  |  | 1.1029 | 1.0672 | 1.0206 | 0.97562 | 0.91172 | 0.85425 | 0.76634 | 0.65751 | 0.53237 | 0.45339 | 0.34382 | 0.024531 | -0.095665 | -0.17248 | 1.1322 | 1.1097 | 1.081 | 1.0535 | 1.0111 | 0.974 | 0.9127 | 0.83874 | 0.75186 | 0.70171 | 0.6271 | 0.43993 | 0.38758 | 0.34867 | 1.3252 | 1.3114 | 1.2939 | 1.278 | 1.2507 | 1.2284 | 1.1871 | 1.1395 | 1.0806 | 1.0439 | 0.95245 | 0.69956 | 0.55764 | 0.45325
|  | PADWORTH | LW |  |  |  |  | 1.0947 | 1.0624 | 1.0125 | 0.95563 | 0.89608 | 0.81658 | 0.71916 | 0.60343 | 0.46333 | 0.342 | 0.22264 | -0.06526 | -0.15306 | -0.21769 | 1.1241 | 1.1036 | 1.0743 | 1.0396 | 1.0027 | 0.95028 | 0.88362 | 0.80566 | 0.70858 | 0.6266 | 0.54607 | 0.37239 | 0.33499 | 0.30596 | 1.3187 | 1.3062 | 1.2893 | 1.2689 | 1.2472 | 1.2139 | 1.1704 | 1.1197 | 1.0111 | 0.93089 | 0.84666 | 0.62021 | 0.51318 | 0.40968
|  | PADWORTH | ST |  |  |  |  | 1.1228 | 1.1059 | 1.0776 | 1.0498 | 1.0134 | 0.97418 | 0.92521 | 0.87045 | 0.81037 | 0.72518 | 0.63331 | 0.17092 | -0.011464 | -0.092261 | 1.145 | 1.136 | 1.1196 | 1.1037 | 1.0809 | 1.056 | 1.0232 | 0.98483 | 0.94235 | 0.87992 | 0.81223 | 0.47655 | 0.3607 | 0.31927 | 1.3338 | 1.3289 | 1.3197 | 1.3119 | 1.2985 | 1.284 | 1.2634 | 1.2381 | 1.2106 | 1.168 | 1.1229 | 0.90746 | 0.81058 | 0.71556
|  | PADWORTH | FS |  |  |  |  | 1.1319 | 1.1222 | 1.1087 | 1.0918 | 1.0785 | 1.0572 | 1.0323 | 0.99937 | 0.95497 | 0.89811 | 0.84661 | 0.48835 | 0.15482 | -0.064368 | 1.1492 | 1.1443 | 1.1357 | 1.1246 | 1.1163 | 1.1016 | 1.084 | 1.0635 | 1.0338 | 0.99433 | 0.9592 | 0.70504 | 0.47529 | 0.32375 | 1.3353 | 1.3326 | 1.3272 | 1.3196 | 1.3157 | 1.306 | 1.2942 | 1.2828 | 1.2642 | 1.2384 | 1.2166 | 1.0544 | 0.90829 | 0.76863
BRAMLEY (FLEE) | BURGHFIELD RESERVE | PANGBOURNE | MINIMUM HEADROOM | SU 62960 76144 | NO | YES | 1.119 | 17.2264 | 17.0637 | 16.8222 | 16.5171 | 16.2259 | 15.8744 | 15.4496 | 14.9135 | 14.6453 | 14.1058 | 13.647 | 12.154 | 11.4062 | 10.7582 | 19.0965 | 18.9743 | 18.8508 | 18.6967 | 18.5021 | 18.3388 | 18.0658 | 17.7404 | 17.6738 | 17.3535 | 17.107 | 16.0194 | 14.8612 | 11.8047 | 16.8928 | 16.7616 | 16.6719 | 16.4967 | 16.3456 | 16.1499 | 15.8436 | 15.3516 | 15.2586 | 14.7809 | 14.4054 | 13.2712 | 12.7198 | 12.2243
|  | PANGBOURNE | CT |  |  |  |  | 17.2391 | 17.0643 | 16.8575 | 16.6189 | 16.337 | 16.0933 | 15.7414 | 15.2558 | 15.0611 | 14.6926 | 14.2645 | 12.5395 | 11.4824 | 10.7582 | 19.1028 | 18.9743 | 18.8508 | 18.6967 | 18.5021 | 18.3444 | 18.0862 | 17.7552 | 17.696 | 17.4645 | 17.1752 | 16.0194 | 14.8612 | 13.3024 | 16.9244 | 16.7817 | 16.6808 | 16.5401 | 16.3456 | 16.2232 | 15.9428 | 15.5952 | 15.62 | 15.3156 | 14.9448 | 13.6447 | 12.8611 | 12.3468
|  | PANGBOURNE | LW |  |  |  |  | 17.2264 | 17.0637 | 16.8222 | 16.5171 | 16.2259 | 15.8744 | 15.4496 | 14.9135 | 14.6453 | 14.1058 | 13.647 | 12.154 | 11.4062 | 10.7755 | 19.0965 | 18.9903 | 18.8753 | 18.7035 | 18.5455 | 18.3388 | 18.0658 | 17.7404 | 17.6738 | 17.3535 | 17.107 | 16.4285 | 16.1343 | 15.8464 | 16.8928 | 16.7616 | 16.6719 | 16.4967 | 16.3594 | 16.1499 | 15.8436 | 15.3516 | 15.2586 | 14.7809 | 14.4054 | 13.2712 | 12.7198 | 12.2243
|  | PANGBOURNE | ST |  |  |  |  | 17.3048 | 17.2117 | 17.0858 | 16.9397 | 16.7866 | 16.6548 | 16.4721 | 16.2791 | 16.086 | 15.8143 | 15.519 | 14.3774 | 13.4639 | 12.7283 | 19.1426 | 19.079 | 18.9933 | 18.8876 | 18.7733 | 18.6771 | 18.5331 | 18.3694 | 18.2062 | 17.9673 | 17.7028 | 16.6793 | 15.6305 | 14.0684 | 16.978 | 16.9358 | 16.871 | 16.7781 | 16.6824 | 16.6168 | 16.4854 | 16.3213 | 16.171 | 15.9104 | 15.6235 | 15.0507 | 14.3827 | 13.841
|  | PANGBOURNE | FS |  |  |  |  | 17.3584 | 17.298 | 17.2244 | 17.1473 | 17.0632 | 16.9684 | 16.9 | 16.7374 | 16.5514 | 16.3677 | 16.1402 | 15.1046 | 13.8574 | 12.7962 | 19.1607 | 19.1086 | 19.0395 | 18.9631 | 18.8779 | 18.7797 | 18.6938 | 18.5412 | 18.3609 | 18.1826 | 17.9571 | 16.8007 | 14.8696 | 11.8047 | 16.9886 | 16.9586 | 16.9045 | 16.8459 | 16.7836 | 16.7077 | 16.6669 | 16.5673 | 16.4362 | 16.3188 | 16.1369 | 15.6534 | 14.6791 | 13.8943
BOTLEY WOOD GSP | BOTLEY WOOD BSP | PARK GATE | MINIMUM HEADROOM | SU 51369 08259 | NO | YES | 3.781 | 11.4215 | 11.1725 | 10.6361 | 9.9934 | 9.2855 | 8.7478 | 7.8441 | 6.5352 | 5.112 | 3.7072 | 2.456 | -1.6898 | -4.4779 | -6.5355 | 13.3778 | 13.1249 | 12.7969 | 12.4204 | 11.9261 | 11.7336 | 11.166 | 10.4189 | 9.5999 | 8.9374 | 8.1463 | 4.6638 | 0.88606 | -9.0437 | 11.4289 | 11.1556 | 10.6945 | 10.1024 | 9.481 | 9.0571 | 8.2084 | 7.0203 | 5.7008 | 4.4048 | 3.2985 | -0.18919 | -2.2648 | -3.9379
|  | PARK GATE | CT |  |  |  |  | 11.4744 | 11.2222 | 10.7137 | 10.1567 | 9.4453 | 9.0679 | 8.2743 | 7.1054 | 5.8726 | 4.8185 | 3.649 | -1.2758 | -4.4779 | -6.5355 | 13.3778 | 13.1249 | 12.7969 | 12.4204 | 11.9261 | 11.7336 | 11.166 | 10.4189 | 9.5999 | 8.9374 | 8.1463 | 4.6638 | 0.99067 | -4.1683 | 11.4905 | 11.2111 | 10.767 | 10.2653 | 9.6107 | 9.3623 | 8.6197 | 7.5546 | 6.4175 | 5.4942 | 4.436 | 0.32476 | -2.2648 | -3.9379
|  | PARK GATE | LW |  |  |  |  | 11.4215 | 11.1725 | 10.6361 | 9.9934 | 9.2855 | 8.7478 | 7.8441 | 6.5352 | 5.112 | 3.7072 | 2.456 | -1.6898 | -3.7481 | -5.5845 | 13.3834 | 13.1943 | 12.9247 | 12.5619 | 12.1828 | 11.9609 | 11.4223 | 10.7258 | 9.9231 | 9.1391 | 8.5083 | 6.6767 | 5.8414 | 4.9803 | 11.4289 | 11.1556 | 10.6945 | 10.1024 | 9.481 | 9.0571 | 8.2084 | 7.0203 | 5.7008 | 4.4048 | 3.2985 | -0.18919 | -1.8453 | -3.3816
|  | PARK GATE | ST |  |  |  |  | 11.619 | 11.5308 | 11.4336 | 11.3076 | 11.1609 | 10.9316 | 10.6678 | 10.6444 | 10.3129 | 9.9142 | 9.4502 | 6.263 | 3.7127 | 1.1587 | 13.4615 | 13.3376 | 13.1824 | 12.9923 | 12.7902 | 12.5182 | 12.205 | 12.0997 | 11.7097 | 11.2441 | 10.7273 | 7.3838 | 3.9536 | -1.3232 | 11.627 | 11.536 | 11.4172 | 11.2624 | 11.109 | 10.8631 | 10.5752 | 10.6063 | 10.2541 | 9.8234 | 9.3519 | 6.406 | 4.3272 | 2.3517
|  | PARK GATE | FS |  |  |  |  | 11.6087 | 11.5015 | 11.3865 | 11.2263 | 11.0256 | 10.8377 | 10.5958 | 10.2461 | 9.8521 | 9.7265 | 9.302 | 6.6694 | 3.9389 | 0.96877 | 13.4496 | 13.2963 | 13.1465 | 12.9399 | 12.6983 | 12.4562 | 12.1282 | 11.7091 | 11.2248 | 10.9617 | 10.4163 | 6.6978 | 0.88606 | -9.0437 | 11.626 | 11.5113 | 11.4104 | 11.2491 | 11.0585 | 10.8877 | 10.6516 | 10.3285 | 9.9514 | 9.9162 | 9.5106 | 7.0384 | 4.6571 | 2.1778
MELKSHAM GSP | AMESBURY | PARK HOUSE | MINIMUM HEADROOM | SU 23138 43780 | NO | YES | 0 | 3.3157 | 3.237 | 3.1589 | 3.058 | 2.9749 | 2.8548 | 2.7231 | 2.623 | 2.4846 | 2.3464 | 2.2429 | 1.8986 | 1.6737 | 1.4784 | 3.6713 | 3.6293 | 3.5852 | 3.5377 | 3.4971 | 3.4469 | 3.3792 | 3.3233 | 3.2427 | 3.1819 | 3.1094 | 2.8295 | 2.4832 | 1.7819 | 3.3302 | 3.2589 | 3.1872 | 3.0958 | 3.0237 | 2.9143 | 2.7897 | 2.7014 | 2.5679 | 2.4388 | 2.3443 | 2.0494 | 1.8585 | 1.6914
|  | PARK HOUSE | CT |  |  |  |  | 3.3157 | 3.237 | 3.1589 | 3.0758 | 3.0031 | 2.9172 | 2.8046 | 2.7101 | 2.5778 | 2.4833 | 2.3653 | 1.9768 | 1.7383 | 1.5529 | 3.6713 | 3.6293 | 3.5852 | 3.5377 | 3.4971 | 3.4469 | 3.3792 | 3.3233 | 3.2427 | 3.1839 | 3.1094 | 2.8295 | 2.5579 | 2.1699 | 3.3302 | 3.2589 | 3.1872 | 3.1107 | 3.0446 | 2.9667 | 2.861 | 2.7744 | 2.6501 | 2.5634 | 2.4534 | 2.1183 | 1.9143 | 1.7561
|  | PARK HOUSE | LW |  |  |  |  | 3.3284 | 3.2527 | 3.1664 | 3.058 | 2.9749 | 2.8548 | 2.7231 | 2.623 | 2.4846 | 2.3464 | 2.2429 | 1.8986 | 1.6737 | 1.4784 | 3.6784 | 3.6403 | 3.601 | 3.5471 | 3.5114 | 3.4501 | 3.3802 | 3.3322 | 3.2558 | 3.1819 | 3.1287 | 2.9706 | 2.874 | 2.7837 | 3.3401 | 3.2705 | 3.1945 | 3.0958 | 3.0237 | 2.9143 | 2.7897 | 2.7014 | 2.5679 | 2.4388 | 2.3443 | 2.0494 | 1.8585 | 1.6914
|  | PARK HOUSE | ST |  |  |  |  | 3.3423 | 3.2792 | 3.2061 | 3.1178 | 3.039 | 2.9472 | 2.8686 | 2.7852 | 2.6973 | 2.5957 | 2.5153 | 2.1238 | 1.9423 | 1.815 | 3.6842 | 3.6504 | 3.6157 | 3.5695 | 3.5293 | 3.479 | 3.4376 | 3.3868 | 3.3321 | 3.266 | 3.216 | 2.8943 | 2.6386 | 2.2748 | 3.3545 | 3.2978 | 3.2336 | 3.1548 | 3.0854 | 3.0032 | 2.934 | 2.8583 | 2.778 | 2.6841 | 2.6113 | 2.2468 | 2.0946 | 1.988
|  | PARK HOUSE | FS |  |  |  |  | 3.3816 | 3.3413 | 3.3227 | 3.29 | 3.2582 | 3.2331 | 3.1968 | 3.1305 | 3.0776 | 2.999 | 2.9246 | 2.517 | 2.1417 | 1.9616 | 3.6994 | 3.6743 | 3.66 | 3.6358 | 3.6111 | 3.5896 | 3.5578 | 3.5094 | 3.4684 | 3.4097 | 3.3511 | 2.9853 | 2.4832 | 1.7819 | 3.3885 | 3.3519 | 3.3357 | 3.3061 | 3.2771 | 3.255 | 3.2216 | 3.1613 | 3.1144 | 3.0419 | 2.9734 | 2.5952 | 2.2599 | 2.1068
MINETY GSP | STRATTON (2 X 90) | PARK NORTH | MINIMUM HEADROOM | SU 18052 84542 | NO | YES | 2.239 | 9.2275 | 8.8071 | 7.9567 | 7.3 | 6.4095 | 5.2269 | 3.9268 | 2.0874 | 0.019009 | -2.0075 | -3.8154 | -9.473 | -12.7831 | -14.7539 | 11.5628 | 11.196 | 10.6403 | 10.3646 | 9.6937 | 8.9974 | 8.0644 | 6.8382 | 5.4682 | 4.4778 | 3.2437 | -1.2282 | -4.657 | -14.4746 | 10.0271 | 9.6517 | 8.8811 | 8.2704 | 7.4587 | 6.383 | 5.2011 | 3.5247 | 1.6415 | -0.20492 | -1.8621 | -7.0069 | -9.9706 | -11.688
|  | PARK NORTH | CT |  |  |  |  | 9.2489 | 8.8071 | 7.9567 | 7.435 | 6.47 | 5.4855 | 4.2415 | 2.4158 | 0.44045 | -1.0963 | -2.8839 | -9.473 | -12.7831 | -14.7539 | 11.5628 | 11.196 | 10.6403 | 10.3646 | 9.6937 | 8.9974 | 8.0644 | 6.8382 | 5.4682 | 4.4778 | 3.2437 | -1.2282 | -4.657 | -9.5374 | 10.0509 | 9.6517 | 8.8811 | 8.4022 | 7.5262 | 6.6317 | 5.5035 | 3.8433 | 2.0479 | 0.6419 | -0.98812 | -7.0069 | -9.9706 | -11.688
|  | PARK NORTH | LW |  |  |  |  | 9.2275 | 8.8503 | 7.9746 | 7.3 | 6.4095 | 5.2269 | 3.9268 | 2.0874 | 0.019009 | -2.0075 | -3.8154 | -9.3841 | -11.0275 | -12.4911 | 11.6006 | 11.3477 | 10.8881 | 10.5988 | 10.1247 | 9.3946 | 8.5623 | 7.5078 | 6.2524 | 5.0367 | 4.0456 | 1.3404 | 0.65144 | -0.1773 | 10.0271 | 9.6851 | 8.8892 | 8.2704 | 7.4587 | 6.383 | 5.2011 | 3.5247 | 1.6415 | -0.20492 | -1.8621 | -6.8995 | -8.3153 | -9.5516
|  | PARK NORTH | ST |  |  |  |  | 9.6509 | 9.4856 | 9.3091 | 9.1194 | 8.8525 | 8.5125 | 8.4059 | 7.9642 | 7.3667 | 6.5941 | 5.7278 | -0.97372 | -3.618 | -6.92 | 11.8131 | 11.6351 | 11.4304 | 11.2082 | 10.9062 | 10.5237 | 10.3378 | 9.8537 | 9.2243 | 8.4319 | 7.5418 | 2.1871 | -1.7836 | -7.0911 | 10.4101 | 10.2637 | 10.1073 | 9.934 | 9.693 | 9.3851 | 9.2818 | 8.878 | 8.331 | 7.6224 | 6.8264 | 0.49629 | -2.0294 | -4.6505
|  | PARK NORTH | FS |  |  |  |  | 9.6324 | 9.5156 | 9.2827 | 9.0527 | 8.7769 | 8.4635 | 8.1086 | 7.6136 | 7.3663 | 6.7184 | 6.0186 | 0.99123 | -3.9288 | -8.2006 | 11.8009 | 11.654 | 11.4368 | 11.2105 | 10.9359 | 10.6117 | 10.2152 | 9.7089 | 9.3793 | 8.7075 | 7.9607 | 2.6483 | -4.2675 | -14.4746 | 10.3911 | 10.2906 | 10.0819 | 9.8719 | 9.6226 | 9.3392 | 9.0179 | 8.5682 | 8.3365 | 7.7458 | 7.1074 | 2.5192 | -1.9795 | -5.869
WILLESDEN GSP | ACTON LANE | PARK ROYAL | MINIMUM HEADROOM | TQ 20137 82215 | NO | NO | 5.096 | 0.57555 | 0.50576 | 0.43214 | 0.32875 | 0.19473 | -0.39387 | -1.1133 | -1.7748 | -2.4349 | -3.0762 | -3.571 | -5.5102 | -6.6634 | -6.9634 | 1.1226 | 1.0589 | 0.9873 | 0.90779 | 0.78489 | 0.20809 | -0.49413 | -1.1444 | -1.8433 | -2.528 | -3.0812 | -4.7657 | -7.5188 | -13.6983 | 1.0755 | 1.0106 | 0.94208 | 0.84693 | 0.72161 | 0.084285 | -0.69771 | -1.398 | -2.1196 | -2.9174 | -3.5639 | -5.4922 | -6.6771 | -6.9904
|  | PARK ROYAL | CT |  |  |  |  | 0.59607 | 0.51432 | 0.43214 | 0.3413 | 0.19473 | -0.36576 | -1.053 | -1.7288 | -2.3863 | -2.9241 | -3.4003 | -5.0109 | -5.3065 | -5.3815 | 1.1297 | 1.0589 | 0.9873 | 0.90779 | 0.78489 | 0.20809 | -0.49413 | -1.1444 | -1.8127 | -2.3842 | -2.9209 | -4.4458 | -5.8932 | -8.8251 | 1.0943 | 1.0182 | 0.94208 | 0.85788 | 0.72161 | 0.10765 | -0.64279 | -1.354 | -2.0565 | -2.709 | -3.3314 | -5.0561 | -5.392 | -5.4787
|  | PARK ROYAL | LW |  |  |  |  | 0.57555 | 0.50576 | 0.43396 | 0.32875 | 0.22481 | -0.39387 | -1.1133 | -1.7748 | -2.4349 | -3.0762 | -3.571 | -5.2322 | -5.5931 | -5.767 | 1.1226 | 1.0705 | 1.0173 | 0.93904 | 0.86194 | 0.26024 | -0.45099 | -1.0987 | -1.8433 | -2.528 | -3.0812 | -4.616 | -5.0169 | -5.1884 | 1.0755 | 1.0106 | 0.94446 | 0.84693 | 0.75085 | 0.084285 | -0.69771 | -1.398 | -2.1196 | -2.9174 | -3.5639 | -5.3212 | -5.7429 | -5.9324
|  | PARK ROYAL | ST |  |  |  |  | 0.63265 | 0.60121 | 0.55298 | 0.4861 | 0.4032 | -0.072535 | -0.62386 | -1.1761 | -1.7225 | -2.2886 | -2.7584 | -5.5102 | -6.6634 | -6.9634 | 1.157 | 1.1238 | 1.0773 | 1.0154 | 0.94013 | 0.44453 | -0.13312 | -0.68694 | -1.2049 | -1.7144 | -2.1935 | -4.7657 | -6.0529 | -9.1224 | 1.1285 | 1.0994 | 1.0547 | 0.99259 | 0.91581 | 0.39217 | -0.21707 | -0.81046 | -1.3772 | -1.9459 | -2.4452 | -5.4922 | -6.6771 | -6.9904
|  | PARK ROYAL | FS |  |  |  |  | 0.6496 | 0.63295 | 0.60847 | 0.57284 | 0.52797 | 0.14807 | -0.28855 | -0.71449 | -1.0996 | -1.4866 | -1.7947 | -3.4032 | -5.0495 | -6.1149 | 1.1671 | 1.1422 | 1.11 | 1.0672 | 1.0155 | 0.59383 | 0.10175 | -0.3796 | -0.80141 | -1.2025 | -1.5425 | -3.8755 | -7.5188 | -13.6983 | 1.1441 | 1.1287 | 1.1062 | 1.0732 | 1.0316 | 0.603 | 0.10804 | -0.37047 | -0.78978 | -1.1957 | -1.5231 | -3.3058 | -5.0357 | -6.0737
MANNINGTON GSP | BOURNEMOUTH | PARKSTONE NORTH | MINIMUM HEADROOM | SZ 03222 92233 | NO | YES | 1.595 | -0.36747 | -0.89599 | -1.8127 | -3.0525 | -4.2803 | -5.7843 | -7.4483 | -9.789 | -12.4182 | -14.943 | -17.0967 | -23.9352 | -28.3301 | -30.8921 | 5.89 | 5.3977 | 4.975 | 4.3137 | 3.502 | 2.6637 | 1.6131 | 0.23636 | -1.282 | -2.4323 | -3.8155 | -9.8985 | -15.0122 | -29.4737 | 1.4392 | 0.88959 | 0.1714 | -0.93733 | -2.0176 | -3.4385 | -5.0053 | -7.149 | -9.568 | -11.896 | -13.8565 | -19.7301 | -23.3956 | -25.6041
|  | PARKSTONE NORTH | CT |  |  |  |  | -0.30781 | -0.8713 | -1.6517 | -2.7061 | -3.9394 | -5.2 | -6.7676 | -8.9681 | -11.3427 | -13.1371 | -15.2236 | -23.9352 | -28.3301 | -30.8921 | 5.89 | 5.3977 | 4.975 | 4.3137 | 3.502 | 2.6637 | 1.6131 | 0.23636 | -1.282 | -2.4323 | -3.8155 | -9.8985 | -15.0122 | -22.2989 | 1.4794 | 0.88959 | 0.24167 | -0.70996 | -1.8502 | -3.0122 | -4.4602 | -6.4799 | -8.6697 | -10.3005 | -12.222 | -19.7301 | -23.3956 | -25.6041
|  | PARKSTONE NORTH | LW |  |  |  |  | -0.36747 | -0.89599 | -1.8127 | -3.0525 | -4.2803 | -5.7843 | -7.4483 | -9.789 | -12.4182 | -14.943 | -17.0967 | -23.8882 | -25.8709 | -27.8156 | 5.9378 | 5.5688 | 5.2097 | 4.57 | 3.9481 | 3.0891 | 2.1325 | 0.8894 | -0.54739 | -1.9191 | -3.0497 | -6.2459 | -7.0949 | -8.1527 | 1.4392 | 0.89822 | 0.1714 | -0.93733 | -2.0176 | -3.4385 | -5.0053 | -7.149 | -9.568 | -11.896 | -13.8565 | -19.7105 | -21.3484 | -23.089
|  | PARKSTONE NORTH | ST |  |  |  |  | 0.027751 | -0.23365 | -0.43371 | -0.73921 | -1.1027 | -1.2205 | -1.6788 | -2.2546 | -2.9895 | -3.8439 | -4.7811 | -10.0612 | -13.2631 | -17.0091 | 6.1126 | 5.8366 | 5.5804 | 5.2318 | 4.8379 | 4.6352 | 4.1675 | 3.6075 | 2.9135 | 2.102 | 1.1999 | -4.3363 | -9.4032 | -17.1475 | 1.8436 | 1.5818 | 1.3724 | 1.0597 | 0.71001 | 0.63081 | 0.21202 | -0.31568 | -0.99833 | -1.8138 | -2.7121 | -7.6796 | -10.5117 | -13.757
|  | PARKSTONE NORTH | FS |  |  |  |  | 0.022823 | -0.20004 | -0.47882 | -0.82936 | -1.2006 | -1.6212 | -2.0846 | -2.4094 | -3.104 | -3.8789 | -4.7277 | -10.4973 | -15.7717 | -20.5984 | 6.1084 | 5.8457 | 5.5619 | 5.197 | 4.7989 | 4.3472 | 3.8057 | 3.3843 | 2.6284 | 1.7818 | 0.86388 | -5.6074 | -14.8822 | -29.4737 | 1.8493 | 1.6306 | 1.3787 | 1.0472 | 0.6998 | 0.30908 | -0.1235 | -0.35967 | -0.99554 | -1.7317 | -2.5179 | -7.8531 | -12.6462 | -16.7243
MANNINGTON GSP | BOURNEMOUTH | PARKSTONE SOUTH | MINIMUM HEADROOM | SZ 04762 89848 | NO | YES | 0.783 | 18.4535 | 18.2079 | 17.5707 | 16.8939 | 16.1981 | 15.2788 | 14.6141 | 13.3537 | 11.9439 | 10.5262 | 9.246 | 5.2342 | 3.7735 | 2.3367 | 19.4076 | 19.1889 | 18.8717 | 18.4903 | 18.0487 | 17.484 | 17.1352 | 16.3842 | 15.4916 | 14.6048 | 13.8683 | 11.0245 | 8.5646 | 2.5259 | 18.6623 | 18.4032 | 17.8494 | 17.242 | 16.619 | 15.724 | 15.1564 | 13.9904 | 12.6462 | 11.3038 | 10.1484 | 6.6813 | 5.7655 | 4.4739
|  | PARKSTONE SOUTH | CT |  |  |  |  | 18.526 | 18.2869 | 17.8018 | 17.2637 | 16.6211 | 15.9663 | 15.5036 | 14.4073 | 13.2213 | 12.246 | 11.131 | 6.0897 | 3.7735 | 2.3367 | 19.4205 | 19.1889 | 18.8788 | 18.5173 | 18.0487 | 17.5677 | 17.2794 | 16.5393 | 15.7012 | 15.0811 | 14.3042 | 11.0245 | 8.5646 | 5.0503 | 18.7291 | 18.4673 | 18.0448 | 17.553 | 16.9374 | 16.3106 | 15.931 | 14.9076 | 13.7766 | 12.921 | 11.8938 | 7.6825 | 5.7655 | 4.4739
|  | PARKSTONE SOUTH | LW |  |  |  |  | 18.4535 | 18.2079 | 17.5707 | 16.8939 | 16.1981 | 15.2788 | 14.6141 | 13.3537 | 11.9439 | 10.5262 | 9.246 | 5.2342 | 4.2356 | 2.8867 | 19.4076 | 19.2186 | 18.8717 | 18.4903 | 18.0975 | 17.484 | 17.1352 | 16.3842 | 15.4916 | 14.6048 | 13.8683 | 11.8121 | 11.2767 | 10.3466 | 18.6623 | 18.4032 | 17.8494 | 17.242 | 16.619 | 15.724 | 15.1564 | 13.9904 | 12.6462 | 11.3038 | 10.1484 | 6.6813 | 5.8117 | 4.5005
|  | PARKSTONE SOUTH | ST |  |  |  |  | 18.6846 | 18.5622 | 18.4637 | 18.315 | 18.1229 | 17.9421 | 17.6753 | 17.3381 | 16.9018 | 16.7799 | 16.287 | 13.6353 | 12.1147 | 10.3435 | 19.5518 | 19.4172 | 19.2783 | 19.0874 | 18.8783 | 18.674 | 18.3995 | 18.0645 | 17.6429 | 17.4554 | 16.9676 | 14.1346 | 11.8057 | 8.2274 | 18.9078 | 18.7773 | 18.6648 | 18.4908 | 18.3013 | 18.1263 | 17.8654 | 17.5353 | 17.1068 | 17.0007 | 16.5167 | 13.9766 | 12.5945 | 11.0209
|  | PARKSTONE SOUTH | FS |  |  |  |  | 18.7136 | 18.6202 | 18.4766 | 18.3332 | 18.1578 | 17.9614 | 17.7446 | 17.4559 | 17.0871 | 16.6364 | 16.1571 | 13.4122 | 10.3074 | 7.5096 | 19.5598 | 19.4368 | 19.2843 | 19.1321 | 18.9388 | 18.7181 | 18.4513 | 18.1473 | 17.7494 | 17.2804 | 16.7814 | 13.8177 | 9.3397 | 2.5259 | 18.9339 | 18.8334 | 18.6974 | 18.5707 | 18.4038 | 18.2113 | 17.9934 | 17.7335 | 17.3778 | 16.944 | 16.4896 | 14.0256 | 11.4121 | 9.0544
BRAMLEY (FLEE) | WOKINGHAM BSP | PEACOCK FARM | MINIMUM HEADROOM | SU 84770 68709 | NO | YES | 4.273 | 4.9407 | 4.0522 | 2.0679 | 1.8613 | 1.6481 | 0.81573 | -0.12844 | -1.0858 | -1.974 | -2.7722 | -3.4523 | -5.5865 | -6.3678 | -6.7931 | 6.2374 | 5.1076 | 2.7127 | 2.5729 | 2.3706 | 1.4776 | 0.42724 | -0.55099 | -1.4232 | -2.1029 | -2.7669 | -5.3176 | -8.4108 | -14.9495 | 6.1231 | 5.0146 | 2.5924 | 2.4053 | 2.1965 | 1.2042 | 0.068217 | -1.0291 | -2.0476 | -2.9501 | -3.6782 | -5.8866 | -6.6998 | -7.1681
|  | PEACOCK FARM | CT |  |  |  |  | 4.9661 | 4.0751 | 2.1076 | 1.9384 | 1.7248 | 0.96136 | 0.077878 | -0.82194 | -1.6333 | -2.2783 | -2.9021 | -5.1023 | -6.1684 | -6.6778 | 6.2374 | 5.1076 | 2.7127 | 2.5729 | 2.3706 | 1.4776 | 0.42724 | -0.55099 | -1.4232 | -2.1029 | -2.7669 | -5.3176 | -7.6614 | -10.9489 | 6.155 | 5.0406 | 2.6283 | 2.4828 | 2.2638 | 1.3586 | 0.2963 | -0.74271 | -1.6735 | -2.377 | -3.0648 | -5.2149 | -6.223 | -6.7216
|  | PEACOCK FARM | LW |  |  |  |  | 4.9407 | 4.0522 | 2.0679 | 1.8613 | 1.6481 | 0.81573 | -0.12844 | -1.0858 | -1.974 | -2.7722 | -3.4523 | -5.5865 | -6.3678 | -6.7931 | 6.2474 | 5.1613 | 2.8068 | 2.6894 | 2.5598 | 1.6651 | 0.62622 | -0.31124 | -1.1559 | -1.8874 | -2.4632 | -4.2198 | -4.9101 | -5.2815 | 6.1231 | 5.0146 | 2.5924 | 2.4053 | 2.1965 | 1.2042 | 0.068217 | -1.0291 | -2.0476 | -2.9501 | -3.6782 | -5.8866 | -6.6998 | -7.1681
|  | PEACOCK FARM | ST |  |  |  |  | 5.028 | 4.1781 | 2.3543 | 2.3045 | 2.2517 | 1.6968 | 1.0615 | 0.47188 | -0.035815 | -0.56082 | -1.1314 | -3.5507 | -4.7863 | -5.4459 | 6.2866 | 5.1893 | 2.8725 | 2.7703 | 2.66 | 1.9188 | 1.0815 | 0.28854 | -0.40382 | -1.0113 | -1.5906 | -4.2266 | -6.7769 | -10.2611 | 6.2285 | 5.1584 | 2.8803 | 2.8118 | 2.7428 | 2.0436 | 1.2612 | 0.51939 | -0.12199 | -0.65609 | -1.1733 | -3.6206 | -4.8378 | -5.4821
|  | PEACOCK FARM | FS |  |  |  |  | 5.0247 | 4.1846 | 2.3368 | 2.287 | 2.2251 | 1.7156 | 1.1243 | 0.53539 | 0.057489 | -0.37876 | -0.75931 | -2.4354 | -3.9493 | -5.0843 | 6.2753 | 5.1815 | 2.84 | 2.7415 | 2.6196 | 1.9272 | 1.1059 | 0.28096 | -0.41632 | -1.0669 | -1.6609 | -4.539 | -8.4108 | -14.9495 | 6.2238 | 5.1731 | 2.8727 | 2.8273 | 2.7612 | 2.1357 | 1.4059 | 0.69156 | 0.13367 | -0.39087 | -0.84604 | -2.5898 | -3.8595 | -4.9358
WILLESDEN GSP |  | PERIVALE | MINIMUM HEADROOM | TQ 17544 82947 | NO | YES | 16.519 | 45.5843 | 45.4123 | 44.9676 | 44.459 | 43.964 | 43.5271 | 42.9015 | 41.9435 | 40.9009 | 39.8683 | 38.9231 | 35.899 | 34.3179 | 33.2507 | 48.3495 | 48.1984 | 48.0303 | 47.8341 | 47.5239 | 47.3418 | 46.895 | 46.2539 | 45.5493 | 44.9601 | 44.2461 | 40.8749 | 35.2181 | 23.8527 | 47.2644 | 46.9637 | 46.6132 | 46.1076 | 45.6348 | 45.4335 | 44.7879 | 43.9028 | 42.8861 | 41.8972 | 41.0397 | 38.4916 | 37.2062 | 36.3055
|  | PERIVALE | CT |  |  |  |  | 45.6099 | 45.4209 | 45.0714 | 44.6928 | 44.2457 | 43.9944 | 43.4849 | 42.5699 | 41.6013 | 40.7756 | 39.8345 | 36.1956 | 34.3179 | 33.2507 | 48.3495 | 48.1984 | 48.0303 | 47.8341 | 47.5239 | 47.3418 | 46.895 | 46.2539 | 45.5493 | 44.9601 | 44.2461 | 40.8749 | 37.2896 | 31.6806 | 47.2657 | 46.9637 | 46.6132 | 46.1947 | 45.6632 | 45.6731 | 45.0946 | 44.1956 | 43.2156 | 42.5072 | 41.6451 | 38.6821 | 37.2062 | 36.3055
|  | PERIVALE | LW |  |  |  |  | 45.5843 | 45.4123 | 44.9676 | 44.459 | 43.964 | 43.5271 | 42.9015 | 41.9435 | 40.9009 | 39.8683 | 38.9231 | 35.899 | 35.1194 | 34.5757 | 48.3672 | 48.2697 | 48.1326 | 47.9445 | 47.7666 | 47.5919 | 47.2478 | 46.7687 | 46.1961 | 45.6253 | 45.1407 | 43.752 | 43.4171 | 43.0847 | 47.2644 | 47.0079 | 46.6232 | 46.1076 | 45.6348 | 45.4335 | 44.7879 | 43.9028 | 42.8861 | 41.8972 | 41.0397 | 38.4916 | 37.8989 | 37.3162
|  | PERIVALE | ST |  |  |  |  | 45.7457 | 45.6743 | 45.6275 | 45.5457 | 45.4488 | 45.3501 | 45.2001 | 45.0002 | 44.9165 | 44.6234 | 44.172 | 40.5243 | 38.7811 | 37.4299 | 48.4075 | 48.326 | 48.2483 | 48.137 | 48.0058 | 47.8656 | 47.6773 | 47.4424 | 47.2569 | 46.8509 | 46.3937 | 43.2514 | 39.6554 | 33.7444 | 47.4581 | 47.3412 | 47.2715 | 47.131 | 46.9781 | 46.8565 | 46.6362 | 46.3569 | 46.4664 | 46.1157 | 45.5961 | 41.4883 | 39.83 | 38.6275
|  | PERIVALE | FS |  |  |  |  | 45.7686 | 45.7236 | 45.6367 | 45.5217 | 45.3956 | 45.2531 | 45.119 | 44.883 | 44.6108 | 44.2835 | 44.1259 | 41.6139 | 38.852 | 36.1656 | 48.4135 | 48.3428 | 48.2648 | 48.156 | 48.029 | 47.8758 | 47.6004 | 47.2137 | 46.7662 | 46.2563 | 45.8994 | 41.8853 | 35.2181 | 23.8527 | 47.4813 | 47.3929 | 47.3077 | 47.1667 | 47.0237 | 46.8568 | 46.7309 | 46.4813 | 46.1773 | 45.7932 | 45.8875 | 43.2695 | 39.9946 | 37.5068
BRAMLEY (FLEE) | FERNHURST | PETERSFIELD | MINIMUM HEADROOM | SU 74173 23420 | NO | YES | 3.1 | 5.1626 | 4.9216 | 4.6109 | 3.7166 | 3.163 | 2.0806 | 0.89187 | -0.63822 | -2.3653 | -4.0751 | -5.5912 | -10.6332 | -13.2335 | -15.6015 | 9.9554 | 9.7313 | 9.3964 | 9.0216 | 8.7332 | 8.2543 | 7.6906 | 6.9718 | 6.1494 | 5.3332 | 4.5972 | 1.5737 | -0.8915 | -6.2988 | 6.873 | 6.5081 | 5.8414 | 5.0217 | 4.6285 | 3.6534 | 2.5691 | 1.2023 | -0.38395 | -1.9684 | -3.3544 | -7.8247 | -9.7172 | -11.6433
|  | PETERSFIELD | CT |  |  |  |  | 5.2458 | 4.978 | 4.66 | 3.9829 | 3.4634 | 2.6547 | 1.6561 | 0.2722 | -1.2018 | -2.3789 | -3.808 | -9.631 | -13.2335 | -15.6015 | 9.9568 | 9.7313 | 9.3964 | 9.0276 | 8.7332 | 8.3061 | 7.7748 | 7.0606 | 6.2872 | 5.6512 | 4.8881 | 1.5737 | -0.8915 | -4.0174 | 6.9127 | 6.5138 | 5.9103 | 5.2513 | 4.8607 | 4.1387 | 3.2167 | 1.967 | 0.61796 | -0.42212 | -1.7413 | -6.8463 | -9.6628 | -11.6433
|  | PETERSFIELD | LW |  |  |  |  | 5.1626 | 4.9216 | 4.6109 | 3.7166 | 3.163 | 2.0806 | 0.89187 | -0.63822 | -2.3653 | -4.0751 | -5.5912 | -10.6332 | -12.9817 | -15.1414 | 9.9554 | 9.7745 | 9.4357 | 9.0216 | 8.7629 | 8.2543 | 7.6906 | 6.9718 | 6.1494 | 5.3332 | 4.5972 | 2.2378 | 1.2581 | 0.36823 | 6.873 | 6.5081 | 5.8414 | 5.0217 | 4.6285 | 3.6534 | 2.5691 | 1.2023 | -0.38395 | -1.9684 | -3.3544 | -7.8247 | -9.7172 | -11.5686
|  | PETERSFIELD | ST |  |  |  |  | 5.3784 | 5.2844 | 5.1222 | 4.8998 | 4.6214 | 4.2768 | 3.8582 | 3.4997 | 2.8792 | 2.0101 | 1.0182 | -4.4897 | -7.0924 | -8.7788 | 10.0535 | 9.9236 | 9.7616 | 9.5749 | 9.3514 | 9.0959 | 8.8048 | 8.6341 | 8.272 | 7.8241 | 7.3142 | 4.1321 | 1.596 | -1.4658 | 7.1039 | 6.9048 | 6.6429 | 6.352 | 6.0007 | 5.5958 | 5.1337 | 5.0423 | 4.5119 | 3.8497 | 3.1017 | -1.0308 | -3.3765 | -5.4635
|  | PETERSFIELD | FS |  |  |  |  | 5.4211 | 5.3728 | 5.2837 | 5.1476 | 4.9941 | 4.8017 | 4.5747 | 4.3 | 3.7847 | 3.5474 | 2.9104 | -1.4166 | -5.7255 | -8.9958 | 10.0994 | 9.9982 | 9.8756 | 9.7197 | 9.5702 | 9.3836 | 9.1626 | 8.8493 | 8.4849 | 8.2275 | 7.7957 | 4.7815 | 0.74352 | -6.2988 | 7.1994 | 7.065 | 6.8903 | 6.6642 | 6.479 | 6.226 | 5.9425 | 5.5262 | 5.0343 | 4.8921 | 4.336 | 0.6729 | -2.8005 | -5.7332
IVER 132KV | CHALVEY BSP | PETERSFIELD AVENUE | MINIMUM HEADROOM | SU 98108 80286 | NO | YES | 13.947 | 21.2831 | 20.4671 | 19.1785 | 17.545 | 15.8547 | 13.4742 | 10.8872 | 8.6232 | 6.639 | 4.792 | 3.1441 | -2.1934 | -4.2701 | -5.7116 | 22.8083 | 22.4776 | 22.1686 | 21.6643 | 20.7231 | 18.9109 | 16.7187 | 14.7379 | 12.9594 | 11.5549 | 10.1391 | 4.593 | 0.45707 | -9.4815 | 22.4918 | 21.8216 | 20.7664 | 19.4546 | 18.0822 | 15.7671 | 13.1538 | 10.7736 | 8.6622 | 6.725 | 5.051 | -0.3014 | -2.4057 | -3.8589
|  | PETERSFIELD AVENUE | CT |  |  |  |  | 21.4048 | 20.7105 | 19.6591 | 18.2882 | 16.9628 | 14.6647 | 12.2246 | 9.9369 | 7.9587 | 6.3398 | 4.7271 | -1.51 | -4.2701 | -5.7116 | 22.8554 | 22.5532 | 22.2469 | 21.7303 | 20.9916 | 19.0002 | 16.7474 | 14.7379 | 12.9594 | 11.5549 | 10.1391 | 4.593 | 0.45707 | -5.0546 | 22.5904 | 22.0163 | 21.1447 | 20.0493 | 18.9891 | 16.7343 | 14.1825 | 11.7433 | 9.6074 | 7.9256 | 6.2335 | 0.1824 | -2.4057 | -3.8589
|  | PETERSFIELD AVENUE | LW |  |  |  |  | 21.2831 | 20.4671 | 19.1785 | 17.545 | 15.8547 | 13.4742 | 10.8872 | 8.6232 | 6.639 | 4.792 | 3.1441 | -2.1934 | -3.9692 | -4.9942 | 22.8083 | 22.4776 | 22.1686 | 21.6643 | 20.7231 | 18.9109 | 16.7187 | 14.8952 | 13.2898 | 11.8554 | 10.5789 | 6.5578 | 5.3621 | 4.6113 | 22.4918 | 21.8216 | 20.7664 | 19.4546 | 18.0822 | 15.7671 | 13.1538 | 10.7736 | 8.6622 | 6.725 | 5.051 | -0.3014 | -2.0994 | -3.2705
|  | PETERSFIELD AVENUE | ST |  |  |  |  | 21.6106 | 21.0985 | 20.5425 | 19.7644 | 19.0408 | 17.6059 | 16.1443 | 15.1256 | 14.1592 | 13.2293 | 12.3658 | 8.0123 | 5.1928 | 2.5033 | 22.9278 | 22.7246 | 22.4924 | 22.1376 | 21.7868 | 20.4614 | 18.804 | 17.6123 | 16.4094 | 15.2665 | 14.1033 | 8.5568 | 4.4959 | -1.4099 | 22.7649 | 22.3569 | 21.9233 | 21.3459 | 20.798 | 19.3287 | 17.7649 | 16.6066 | 15.5283 | 14.5217 | 13.51 | 7.6498 | 4.5551 | 2.8571
|  | PETERSFIELD AVENUE | FS |  |  |  |  | 21.7852 | 21.4533 | 21.0357 | 20.3773 | 19.7386 | 18.5021 | 17.1928 | 15.9606 | 14.9016 | 14.0515 | 13.0688 | 8.4481 | 4.9332 | 1.791 | 22.9843 | 22.832 | 22.6808 | 22.3991 | 22.1207 | 20.9863 | 19.4437 | 17.9487 | 16.6264 | 15.6259 | 14.4487 | 8.5237 | 1.4986 | -9.4815 | 22.8995 | 22.6371 | 22.3189 | 21.8353 | 21.3563 | 20.0738 | 18.6716 | 17.3334 | 16.2018 | 15.3138 | 14.3424 | 9.6057 | 6.2546 | 2.8755
MANNINGTON GSP | SALISBURY | PETERSFINGER | MINIMUM HEADROOM | SU 15608 29334 | NO | YES | 2.418 | 8.6434 | 8.3717 | 7.931 | 7.3615 | 6.7112 | 5.8501 | 5.4063 | 4.3939 | 3.329 | 2.319 | 1.4659 | -1.4656 | -3.0714 | -4.4329 | 12.6905 | 12.4979 | 12.2567 | 11.9718 | 11.5692 | 11.1136 | 10.9152 | 10.3394 | 9.704 | 9.0998 | 8.6104 | 6.7378 | 5.1547 | 1.931 | 10.5121 | 10.2599 | 9.8552 | 9.3284 | 8.7425 | 7.9482 | 7.5686 | 6.6407 | 5.6474 | 4.6833 | 3.8572 | 1.2967 | 0.041159 | -1.1175
|  | PETERSFINGER | CT |  |  |  |  | 8.6611 | 8.3717 | 7.9682 | 7.511 | 6.8749 | 6.2291 | 5.8961 | 4.9477 | 4.0006 | 3.318 | 2.4842 | -1.0043 | -3.0714 | -4.4329 | 12.6974 | 12.4979 | 12.2567 | 11.9718 | 11.5692 | 11.1594 | 10.9831 | 10.3948 | 9.7823 | 9.3467 | 8.7959 | 6.7378 | 5.1547 | 3.0865 | 10.5323 | 10.2599 | 9.8889 | 9.4661 | 8.8828 | 8.2902 | 8.0088 | 7.1377 | 6.2549 | 5.6262 | 4.8302 | 1.7642 | 0.041159 | -1.1175
|  | PETERSFINGER | LW |  |  |  |  | 8.6434 | 8.3838 | 7.931 | 7.3615 | 6.7112 | 5.8501 | 5.4063 | 4.3939 | 3.329 | 2.319 | 1.4659 | -1.4656 | -2.7921 | -3.9914 | 12.6905 | 12.529 | 12.2995 | 11.9781 | 11.6285 | 11.1136 | 10.9152 | 10.3394 | 9.704 | 9.0998 | 8.6104 | 7.2487 | 6.7289 | 6.1298 | 10.5121 | 10.2681 | 9.8552 | 9.3284 | 8.7425 | 7.9482 | 7.5686 | 6.6407 | 5.6474 | 4.6833 | 3.8572 | 1.2967 | 0.196 | -0.849
|  | PETERSFINGER | ST |  |  |  |  | 8.8426 | 8.6635 | 8.4835 | 8.2358 | 7.9092 | 7.6007 | 7.2224 | 6.8001 | 6.3391 | 6.2856 | 5.8109 | 2.9278 | 1.3761 | 0.24907 | 12.8119 | 12.6852 | 12.5665 | 12.3922 | 12.1701 | 11.9601 | 11.688 | 11.374 | 11.0103 | 10.9585 | 10.5686 | 8.4141 | 6.8128 | 4.6749 | 10.7042 | 10.5369 | 10.3725 | 10.1423 | 9.8481 | 9.5716 | 9.2237 | 8.8342 | 8.3962 | 8.3588 | 7.9036 | 5.4905 | 4.1375 | 2.8405
|  | PETERSFINGER | FS |  |  |  |  | 8.9032 | 8.7778 | 8.6371 | 8.5151 | 8.3074 | 8.0808 | 7.8896 | 7.5487 | 7.1854 | 6.7654 | 6.7033 | 4.2557 | 2.0022 | 0.036451 | 12.8328 | 12.7321 | 12.6156 | 12.5113 | 12.3466 | 12.162 | 11.9892 | 11.7197 | 11.4164 | 11.0594 | 10.9672 | 8.7064 | 5.8708 | 1.931 | 10.7581 | 10.641 | 10.5098 | 10.3985 | 10.2129 | 10.0082 | 9.8367 | 9.527 | 9.1892 | 8.7922 | 8.7539 | 6.4643 | 4.3766 | 2.6453
MELKSHAM GSP | AMESBURY | PEWSEY | MINIMUM HEADROOM | SU 14710 59252 | NO | YES | 0.146 | 4.2761 | 4.1443 | 4.0359 | 3.875 | 3.6747 | 3.5195 | 3.2117 | 2.8702 | 2.9659 | 2.6092 | 2.2845 | 1.1338 | 0.36697 | -0.32413 | 8.1624 | 8.0128 | 7.8938 | 7.7413 | 7.5482 | 7.3953 | 7.132 | 6.8437 | 6.8367 | 6.5824 | 6.3842 | 5.5571 | 4.7378 | 2.7911 | 4.6213 | 4.4901 | 4.3826 | 4.2231 | 4.0242 | 3.8705 | 3.5642 | 3.2245 | 3.4523 | 3.1776 | 3.0631 | 2.6147 | 2.0402 | 1.4803
|  | PEWSEY | CT |  |  |  |  | 4.2935 | 4.1443 | 4.0359 | 3.8839 | 3.6747 | 3.5413 | 3.2404 | 2.8727 | 3.117 | 2.9672 | 2.6539 | 1.4097 | 0.64651 | -0.009584 | 8.1624 | 8.0128 | 7.8938 | 7.7413 | 7.5482 | 7.3959 | 7.1436 | 6.8437 | 6.8367 | 6.6488 | 6.3989 | 5.5571 | 4.8124 | 3.7212 | 4.6387 | 4.4901 | 4.3826 | 4.2318 | 4.0242 | 3.892 | 3.5925 | 3.2266 | 3.4707 | 3.3365 | 3.1122 | 2.8148 | 2.206 | 1.7527
|  | PEWSEY | LW |  |  |  |  | 4.2761 | 4.146 | 4.054 | 3.875 | 3.7319 | 3.5195 | 3.2117 | 2.8702 | 2.9659 | 2.6092 | 2.2845 | 1.1338 | 0.36697 | -0.32413 | 8.1739 | 8.0525 | 7.9358 | 7.7612 | 7.5995 | 7.3953 | 7.132 | 6.8561 | 6.8482 | 6.5824 | 6.3842 | 5.8416 | 5.5547 | 5.2352 | 4.6213 | 4.4919 | 4.4007 | 4.2231 | 4.0813 | 3.8705 | 3.5642 | 3.2245 | 3.4523 | 3.1776 | 3.0631 | 2.6147 | 2.0402 | 1.4803
|  | PEWSEY | ST |  |  |  |  | 4.3552 | 4.3117 | 4.2435 | 4.1455 | 4.088 | 3.9739 | 3.8379 | 3.6698 | 3.4691 | 3.1712 | 2.8514 | 1.7537 | 1.18 | 0.88208 | 8.2138 | 8.1345 | 8.0265 | 7.8974 | 7.7902 | 7.6448 | 7.4852 | 7.3135 | 7.1465 | 6.9066 | 6.6424 | 5.8682 | 5.1664 | 4.2087 | 4.7001 | 4.6569 | 4.5894 | 4.4924 | 4.4357 | 4.3226 | 4.1875 | 4.0204 | 3.8672 | 3.6018 | 3.3086 | 3.0566 | 2.5911 | 2.329
|  | PEWSEY | FS |  |  |  |  | 4.3673 | 4.3366 | 4.2798 | 4.2172 | 4.1501 | 4.0694 | 4.0254 | 3.9207 | 3.7832 | 3.6599 | 3.4683 | 2.987 | 1.8051 | 1.1079 | 8.2529 | 8.196 | 8.1358 | 8.0679 | 7.992 | 7.905 | 7.8375 | 7.6951 | 7.5275 | 7.3652 | 7.1564 | 6.1841 | 4.7378 | 2.7911 | 4.712 | 4.6815 | 4.6252 | 4.5632 | 4.497 | 4.417 | 4.3734 | 4.2693 | 4.1326 | 4.0101 | 3.8196 | 3.342 | 3.0262 | 2.523
CHICKERELL GSP | CHICKERELL BSP | PIDDLETRENTHIDE | MINIMUM HEADROOM | SY 70169 99809 | NO | YES | 0.15 | 5.6221 | 5.5355 | 5.4304 | 5.315 | 5.1935 | 5.0452 | 4.8722 | 4.7513 | 4.5861 | 4.4223 | 4.2992 | 3.8674 | 3.53 | 3.1926 | 6.0249 | 5.9913 | 5.934 | 5.8776 | 5.8218 | 5.7426 | 5.6458 | 5.5744 | 5.4875 | 5.3952 | 5.3178 | 5.0504 | 4.8298 | 4.6118 | 5.7757 | 5.7314 | 5.6602 | 5.5891 | 5.4835 | 5.3424 | 5.1743 | 5.0625 | 4.9033 | 4.7446 | 4.6324 | 4.2445 | 3.9194 | 3.5858
|  | PIDDLETRENTHIDE | CT |  |  |  |  | 5.6221 | 5.5355 | 5.4487 | 5.3742 | 5.27 | 5.1744 | 5.0432 | 4.9329 | 4.7727 | 4.6544 | 4.51 | 4.0396 | 3.7546 | 3.4888 | 6.0274 | 5.9958 | 5.9627 | 5.9322 | 5.8858 | 5.839 | 5.7698 | 5.7065 | 5.6135 | 5.542 | 5.4564 | 5.1923 | 5.0434 | 4.7084 | 5.7757 | 5.7314 | 5.6864 | 5.646 | 5.5608 | 5.4732 | 5.3461 | 5.2439 | 5.0854 | 4.9744 | 4.8335 | 4.4231 | 4.1666 | 3.9186
|  | PIDDLETRENTHIDE | LW |  |  |  |  | 5.6308 | 5.5507 | 5.4304 | 5.315 | 5.1935 | 5.0452 | 4.8722 | 4.7513 | 4.5861 | 4.4223 | 4.2992 | 3.8674 | 3.53 | 3.1926 | 6.0249 | 5.9913 | 5.934 | 5.8776 | 5.8218 | 5.7426 | 5.6458 | 5.5744 | 5.4875 | 5.3952 | 5.3178 | 5.0504 | 4.8298 | 4.6118 | 5.7785 | 5.7343 | 5.6602 | 5.5891 | 5.4835 | 5.3424 | 5.1743 | 5.0625 | 4.9033 | 4.7446 | 4.6324 | 4.2445 | 3.9194 | 3.5858
|  | PIDDLETRENTHIDE | ST |  |  |  |  | 5.65 | 5.5922 | 5.484 | 5.3834 | 5.2778 | 5.1722 | 5.0811 | 4.9742 | 4.8624 | 4.733 | 4.6408 | 4.1076 | 3.8324 | 3.6087 | 6.0395 | 6.0228 | 5.9698 | 5.9231 | 5.8776 | 5.8345 | 5.7951 | 5.7397 | 5.6769 | 5.6041 | 5.5469 | 5.1599 | 4.9446 | 4.7017 | 5.7887 | 5.7594 | 5.6916 | 5.6326 | 5.5722 | 5.4798 | 5.4045 | 5.3051 | 5.1997 | 5.0756 | 4.9937 | 4.4728 | 4.2108 | 3.9923
|  | PIDDLETRENTHIDE | FS |  |  |  |  | 5.6899 | 5.6444 | 5.6194 | 5.5782 | 5.5461 | 5.5032 | 5.4554 | 5.3912 | 5.3041 | 5.2136 | 5.121 | 4.6607 | 4.2478 | 4.0082 | 6.0489 | 6.0355 | 6.0238 | 6.0051 | 5.9881 | 5.9666 | 5.9408 | 5.9102 | 5.8675 | 5.8191 | 5.7752 | 5.5303 | 5.2717 | 4.6422 | 5.8093 | 5.7866 | 5.7749 | 5.7543 | 5.7384 | 5.7165 | 5.6906 | 5.6531 | 5.5846 | 5.4996 | 5.4138 | 4.9883 | 4.6364 | 4.4213
BRAMLEY (FLEE) | FERNHURST | PLAISTOW | MINIMUM HEADROOM | TQ 02071 29626 | NO | YES | 9.5 | 4.1562 | 3.9758 | 3.8024 | 3.563 | 3.3622 | 3.086 | 2.8238 | 2.5372 | 2.1924 | 1.8514 | 1.5915 | 0.67094 | 0.10706 | -0.36986 | 6.2216 | 6.1911 | 6.1526 | 6.0374 | 5.9338 | 5.7931 | 5.6152 | 5.4442 | 5.2015 | 4.9692 | 4.825 | 4.1855 | 3.2902 | 1.3936 | 4.8213 | 4.6602 | 4.5025 | 4.2826 | 4.1039 | 3.847 | 3.6064 | 3.3302 | 3.0027 | 2.6823 | 2.4427 | 1.6425 | 1.172 | 0.76296
|  | PLAISTOW | CT |  |  |  |  | 4.1562 | 3.9758 | 3.8024 | 3.6224 | 3.4526 | 3.2564 | 3.0172 | 2.7789 | 2.4686 | 2.2377 | 1.9577 | 0.93066 | 0.30535 | -0.15006 | 6.2312 | 6.1976 | 6.1526 | 6.0374 | 5.9338 | 5.7996 | 5.6152 | 5.4482 | 5.2118 | 5.0578 | 4.8498 | 4.1855 | 3.5047 | 2.4996 | 4.8213 | 4.6602 | 4.5025 | 4.3376 | 4.1813 | 4.0006 | 3.7743 | 3.5473 | 3.2554 | 3.0432 | 2.7818 | 1.8912 | 1.3662 | 0.98233
|  | PLAISTOW | LW |  |  |  |  | 4.1819 | 4.0256 | 3.8054 | 3.563 | 3.3622 | 3.086 | 2.8238 | 2.5372 | 2.1924 | 1.8514 | 1.5915 | 0.67094 | 0.10706 | -0.36986 | 6.2216 | 6.1911 | 6.1539 | 6.0454 | 5.9659 | 5.7931 | 5.64 | 5.4442 | 5.2015 | 4.9692 | 4.825 | 4.4537 | 4.2488 | 4.0265 | 4.8383 | 4.698 | 4.5035 | 4.2826 | 4.1039 | 3.847 | 3.6064 | 3.3302 | 3.0027 | 2.6823 | 2.4427 | 1.6425 | 1.172 | 0.76296
|  | PLAISTOW | ST |  |  |  |  | 4.2193 | 4.0814 | 3.8821 | 3.6943 | 3.4955 | 3.2851 | 3.0914 | 2.9034 | 2.693 | 2.4591 | 2.2508 | 1.2421 | 0.72998 | 0.37901 | 6.2485 | 6.2334 | 6.2078 | 6.1332 | 6.0282 | 5.9124 | 5.8074 | 5.6865 | 5.5437 | 5.3717 | 5.2211 | 4.328 | 3.6581 | 2.7061 | 4.8799 | 4.7604 | 4.5864 | 4.4247 | 4.2499 | 4.0624 | 3.8906 | 3.7176 | 3.5207 | 3.2986 | 3.1098 | 2.1707 | 1.73 | 1.4395
|  | PLAISTOW | FS |  |  |  |  | 4.3183 | 4.2356 | 4.1703 | 4.1161 | 4.0488 | 3.982 | 3.903 | 3.7561 | 3.6213 | 3.4431 | 3.2583 | 2.28 | 1.3062 | 0.77731 | 6.2549 | 6.2457 | 6.2319 | 6.2195 | 6.2015 | 6.1511 | 6.0709 | 5.9563 | 5.8527 | 5.7051 | 5.5456 | 4.59 | 3.2902 | 1.3936 | 4.9632 | 4.8915 | 4.8307 | 4.7821 | 4.7192 | 4.6576 | 4.5838 | 4.4497 | 4.3339 | 4.17 | 3.9972 | 3.0898 | 2.234 | 1.7699
MINETY GSP | STRATTON (2 X 90) | PLESSEY | MINIMUM HEADROOM | SU 16381 86720 | NO | YES | 1.552 | 7.16 | 6.9272 | 6.1993 | 5.4853 | 4.8449 | 3.9762 | 3.2568 | 2.2548 | 1.313 | 0.25889 | -0.71836 | -5.1927 | -8.6319 | -11.9192 | 9.1866 | 9.0253 | 8.4806 | 7.9551 | 7.5327 | 6.9125 | 6.2572 | 5.6834 | 5.2366 | 4.6394 | 4.025 | 0.13001 | -4.2618 | -11.0287 | 8.2328 | 7.9906 | 7.2244 | 6.478 | 5.8288 | 4.9277 | 4.1462 | 3.1699 | 2.2915 | 1.2736 | 0.336 | -4.133 | -7.995 | -11.7791
|  | PLESSEY | CT |  |  |  |  | 7.16 | 6.9784 | 6.6225 | 6.1914 | 5.6931 | 5.1617 | 4.793 | 3.9013 | 2.7895 | 1.8419 | 0.77544 | -3.7466 | -6.9026 | -9.3831 | 9.1866 | 9.0737 | 8.9073 | 8.6719 | 8.3961 | 8.0763 | 7.7494 | 7.1141 | 6.1931 | 5.4003 | 4.4792 | 0.13001 | -4.2618 | -10.1615 | 8.2328 | 8.06 | 7.7354 | 7.3275 | 6.8543 | 6.343 | 5.974 | 5.1215 | 4.0103 | 3.0684 | 1.9999 | -2.4494 | -5.6257 | -8.2874
|  | PLESSEY | LW |  |  |  |  | 7.1666 | 6.9272 | 6.1993 | 5.4853 | 4.8449 | 3.9762 | 3.2568 | 2.2548 | 1.313 | 0.25889 | -0.71836 | -5.1927 | -8.6319 | -11.9192 | 9.2043 | 9.0253 | 8.4806 | 7.9551 | 7.5327 | 6.9125 | 6.2572 | 5.6834 | 5.2366 | 4.6394 | 4.025 | 0.69781 | -2.7504 | -6.3094 | 8.2412 | 7.9906 | 7.2244 | 6.478 | 5.8288 | 4.9277 | 4.1462 | 3.1699 | 2.2915 | 1.2736 | 0.336 | -4.133 | -7.995 | -11.7791
|  | PLESSEY | ST |  |  |  |  | 7.35 | 7.2842 | 6.8441 | 6.5367 | 6.2901 | 6.1126 | 5.9444 | 5.5713 | 5.1395 | 4.6414 | 4.297 | 0.5848 | -2.284 | -5.6519 | 9.2642 | 9.2045 | 8.6743 | 8.2963 | 8.0128 | 7.825 | 7.6281 | 7.2175 | 6.7656 | 6.2531 | 6.0848 | 1.7528 | -3.213 | -9.8019 | 8.4123 | 8.3496 | 7.8194 | 7.4531 | 7.1718 | 6.9836 | 6.8036 | 6.387 | 5.9139 | 5.4104 | 5.1662 | 0.92256 | -2.2888 | -5.5044
|  | PLESSEY | FS |  |  |  |  | 7.3443 | 7.2868 | 7.1389 | 6.9761 | 6.8311 | 6.6474 | 6.4172 | 6.1153 | 5.7314 | 5.2972 | 4.9745 | 3.09 | 0.84129 | -2.0645 | 9.2593 | 9.2002 | 9.0673 | 8.9196 | 8.7643 | 8.578 | 8.3236 | 7.9863 | 7.4982 | 6.912 | 6.456 | 3.4875 | -1.6023 | -11.0287 | 8.4084 | 8.3544 | 8.2048 | 8.0406 | 7.8916 | 7.7042 | 7.4627 | 7.1451 | 6.7417 | 6.2894 | 5.983 | 4.2385 | 2.1953 | -0.67815
LOVEDEAN GSP | FAREHAM T1A T2A (90MVAS) | PLESSEY TITCHFIELD | MINIMUM HEADROOM | SU 53390 06922 | NO | YES | 4.062 | 18.4507 | 18.3449 | 18.2157 | 17.8936 | 17.4814 | 16.9187 | 16.6654 | 15.8663 | 14.9723 | 14.0924 | 13.3448 | 10.857 | 9.2738 | 8.2647 | 17.9644 | 17.8565 | 17.6494 | 17.4528 | 17.1982 | 16.9349 | 16.7532 | 16.3562 | 15.9201 | 15.5449 | 15.0422 | 12.5455 | 9.1708 | 1.6246 | 18.6994 | 18.5476 | 18.2013 | 17.8472 | 17.4803 | 16.9502 | 16.784 | 16.0735 | 15.2639 | 14.4706 | 13.6858 | 11.5995 | 10.3891 | 9.5158
|  | PLESSEY TITCHFIELD | CT |  |  |  |  | 18.5007 | 18.3879 | 18.2533 | 17.9705 | 17.5164 | 17.0587 | 16.8324 | 16.1275 | 15.3677 | 14.7609 | 14.0584 | 11.035 | 9.2738 | 8.2647 | 17.9644 | 17.8565 | 17.6494 | 17.4528 | 17.1982 | 16.9349 | 16.7532 | 16.3562 | 15.9201 | 15.5449 | 15.0422 | 12.5455 | 9.984 | 6.233 | 18.7403 | 18.5758 | 18.227 | 17.9204 | 17.5033 | 17.0841 | 16.9419 | 16.3084 | 15.618 | 15.0601 | 14.3598 | 11.8915 | 10.3891 | 9.5158
|  | PLESSEY TITCHFIELD | LW |  |  |  |  | 18.4507 | 18.3449 | 18.2157 | 17.8936 | 17.4814 | 16.9187 | 16.6654 | 15.8663 | 14.9723 | 14.0924 | 13.3448 | 10.857 | 9.8891 | 9.0328 | 17.966 | 17.8928 | 17.7186 | 17.5377 | 17.3468 | 17.081 | 16.9377 | 16.558 | 16.1263 | 15.6973 | 15.2554 | 13.9496 | 13.6679 | 13.3885 | 18.6994 | 18.5476 | 18.2013 | 17.8472 | 17.4803 | 16.9502 | 16.784 | 16.0735 | 15.2639 | 14.4706 | 13.6858 | 11.5995 | 10.9056 | 10.1626
|  | PLESSEY TITCHFIELD | ST |  |  |  |  | 18.5663 | 18.5256 | 18.4592 | 18.3828 | 18.2738 | 18.1482 | 17.9761 | 17.758 | 17.4598 | 17.19 | 16.7715 | 14.1462 | 12.8755 | 11.9117 | 18.028 | 17.9694 | 17.8972 | 17.8267 | 17.7278 | 17.6284 | 17.4934 | 17.327 | 17.1155 | 16.9998 | 16.7363 | 14.3662 | 11.808 | 7.8471 | 18.8796 | 18.8077 | 18.724 | 18.6608 | 18.5515 | 18.4579 | 18.2991 | 18.097 | 17.8251 | 17.5534 | 17.0765 | 14.2658 | 12.9824 | 12.1314
|  | PLESSEY TITCHFIELD | FS |  |  |  |  | 18.577 | 18.5548 | 18.5167 | 18.4754 | 18.4144 | 18.3376 | 18.2441 | 18.1464 | 17.8986 | 17.5965 | 17.2714 | 15.4431 | 13.1228 | 11.2072 | 18.0137 | 17.9439 | 17.8521 | 17.7613 | 17.6483 | 17.5203 | 17.3634 | 17.1717 | 16.9309 | 16.5879 | 16.1665 | 13.6257 | 9.1708 | 1.6246 | 18.8593 | 18.7886 | 18.6868 | 18.6075 | 18.4959 | 18.3685 | 18.2245 | 18.0685 | 17.8333 | 17.541 | 17.2246 | 15.4479 | 13.276 | 11.5126
MANNINGTON GSP | POOLE PS (HAMWORTHY) | POOLE | MINIMUM HEADROOM | SZ 01091 90595 | NO | YES | 2.493 | 9.2852 | 9.0954 | 8.8257 | 8.5202 | 8.231 | 7.5404 | 6.6207 | 5.5391 | 4.4766 | 3.776 | 3.1365 | 0.98005 | -0.17888 | -1.1016 | 9.8828 | 9.653 | 9.3458 | 8.9969 | 8.6166 | 8.2532 | 7.8237 | 7.27 | 6.7155 | 6.3324 | 5.9104 | 2.63 | -4.6625 | -18.769 | 10.7314 | 10.5607 | 10.3448 | 10.1028 | 9.8783 | 9.6628 | 9.4209 | 8.5786 | 7.6599 | 7.0166 | 6.4333 | 4.4644 | 3.4753 | 2.6642
|  | POOLE | CT |  |  |  |  | 9.3251 | 9.16 | 8.9337 | 8.6784 | 8.4161 | 8.1868 | 7.3935 | 6.2481 | 5.1201 | 4.4998 | 3.8171 | 0.98005 | -0.17888 | -1.1016 | 9.8828 | 9.653 | 9.3458 | 8.9969 | 8.6166 | 8.2532 | 7.8237 | 7.27 | 6.7155 | 6.3324 | 5.9104 | 2.63 | -1.6328 | -8.8547 | 10.7663 | 10.6163 | 10.4274 | 10.2204 | 10.0072 | 9.8258 | 9.6118 | 9.1086 | 8.1348 | 7.5814 | 6.9607 | 4.4644 | 3.4753 | 2.6642
|  | POOLE | LW |  |  |  |  | 9.2852 | 9.0954 | 8.8257 | 8.5202 | 8.231 | 7.5404 | 6.6207 | 5.5391 | 4.4766 | 3.776 | 3.1365 | 1.0226 | 0.46226 | -0.37151 | 9.8911 | 9.6941 | 9.3941 | 9.0495 | 8.7116 | 8.3748 | 8.026 | 7.6131 | 7.2154 | 6.9568 | 6.7228 | 5.9274 | 5.6859 | 5.368 | 10.7314 | 10.5607 | 10.3448 | 10.1028 | 9.8783 | 9.6628 | 9.4209 | 8.5786 | 7.6599 | 7.0166 | 6.4333 | 4.545 | 4.0845 | 3.3409
|  | POOLE | ST |  |  |  |  | 9.3458 | 9.1998 | 9.0052 | 8.7898 | 8.5864 | 8.4103 | 8.228 | 8.0164 | 7.798 | 7.7072 | 7.6092 | 6.6293 | 5.981 | 5.1435 | 9.9131 | 9.7088 | 9.489 | 9.2457 | 9.0019 | 8.7705 | 8.521 | 8.2206 | 7.8967 | 7.6605 | 7.3906 | 5.1652 | 1.0355 | -6.0368 | 10.7869 | 10.6559 | 10.4849 | 10.2954 | 10.1158 | 9.9605 | 9.7991 | 9.6116 | 9.4169 | 9.3336 | 9.2419 | 8.8385 | 8.7063 | 8.2802
|  | POOLE | FS |  |  |  |  | 9.4115 | 9.2985 | 9.1369 | 8.9615 | 8.7885 | 8.6297 | 8.4745 | 8.3015 | 8.1257 | 8.0072 | 7.8894 | 6.4003 | 4.852 | 3.5762 | 9.9728 | 9.8007 | 9.5886 | 9.3575 | 9.1125 | 8.8524 | 8.5545 | 8.178 | 7.7723 | 7.3902 | 6.9905 | 3.1929 | -4.6625 | -18.769 | 10.8452 | 10.7443 | 10.6021 | 10.4484 | 10.296 | 10.1552 | 10.0181 | 9.8647 | 9.7089 | 9.6017 | 9.4962 | 8.9706 | 7.9755 | 6.8511
LOVEDEAN GSP | WYMERING BSP | PORTCHESTER | MINIMUM HEADROOM | SU 62043 05575 | NO | YES | 2.644 | 13.7339 | 13.6276 | 13.0413 | 12.6733 | 11.9907 | 11.119 | 10.1738 | 8.7398 | 7.1548 | 5.6095 | 4.3322 | 0.14163 | -3.2222 | -5.2634 | 17.3222 | 17.019 | 16.5601 | 16.3816 | 15.8811 | 15.3737 | 14.7321 | 13.8526 | 12.8865 | 12.147 | 11.2502 | 7.3785 | 2.829 | -9.0673 | 13.7402 | 13.6362 | 13.1276 | 12.8401 | 12.2218 | 11.4161 | 10.5379 | 9.2247 | 7.7622 | 6.3389 | 5.1827 | 1.4862 | -1.4368 | -3.2135
|  | PORTCHESTER | CT |  |  |  |  | 13.7539 | 13.6293 | 13.0413 | 12.7637 | 12.0426 | 11.3196 | 10.4434 | 9.0889 | 7.6474 | 6.513 | 5.2128 | 0.14163 | -3.2222 | -5.2634 | 17.3222 | 17.019 | 16.5601 | 16.3816 | 15.8811 | 15.3737 | 14.7321 | 13.8526 | 12.8865 | 12.147 | 11.2502 | 7.3785 | 3.1899 | -2.9009 | 13.7594 | 13.6372 | 13.1276 | 12.9146 | 12.2524 | 11.5874 | 10.7706 | 9.5231 | 8.1895 | 7.1609 | 5.9676 | 1.4862 | -1.4368 | -3.2135
|  | PORTCHESTER | LW |  |  |  |  | 13.7339 | 13.6276 | 13.0737 | 12.6733 | 11.9907 | 11.119 | 10.1738 | 8.7398 | 7.1548 | 5.6095 | 4.3322 | 0.21691 | -1.8086 | -3.4653 | 17.3724 | 17.1754 | 16.8103 | 16.6608 | 16.3192 | 15.8266 | 15.2762 | 14.5204 | 13.6443 | 12.7996 | 12.1706 | 10.3756 | 9.5505 | 8.7745 | 13.7402 | 13.6362 | 13.1663 | 12.8401 | 12.2218 | 11.4161 | 10.5379 | 9.2247 | 7.7622 | 6.3389 | 5.1827 | 1.5502 | -0.19444 | -1.64
|  | PORTCHESTER | ST |  |  |  |  | 13.8367 | 13.7901 | 13.7276 | 13.6513 | 13.5558 | 13.4017 | 13.4295 | 13.2299 | 12.8682 | 12.4161 | 11.9185 | 8.3157 | 5.5818 | 2.8536 | 17.4982 | 17.3163 | 17.1231 | 16.924 | 16.673 | 16.3833 | 16.3295 | 15.9922 | 15.5763 | 15.0741 | 14.5134 | 10.6655 | 6.6235 | 0.37034 | 13.841 | 13.7954 | 13.7346 | 13.6612 | 13.5689 | 13.4484 | 13.4506 | 13.2913 | 12.9392 | 12.4975 | 12.0107 | 8.6573 | 6.2542 | 3.9479
|  | PORTCHESTER | FS |  |  |  |  | 13.8469 | 13.814 | 13.7716 | 13.7211 | 13.6598 | 13.4449 | 13.1847 | 12.801 | 12.7854 | 12.3462 | 11.8811 | 8.7783 | 5.7717 | 2.5464 | 17.4997 | 17.3194 | 17.1022 | 16.8788 | 16.6144 | 16.3165 | 15.95 | 15.4686 | 15.2151 | 14.6443 | 14.0246 | 9.6352 | 2.829 | -9.0673 | 13.8507 | 13.8186 | 13.7775 | 13.7292 | 13.6706 | 13.5167 | 13.2704 | 12.912 | 12.9291 | 12.5173 | 12.0779 | 9.2043 | 6.4985 | 3.6564
CHICKERELL GSP | CHICKERELL BSP | PORTLAND | MINIMUM HEADROOM | SY 68307 73941 | NO | YES | 2.918 | 5.1858 | 4.9382 | 4.1242 | 3.2991 | 2.5354 | 1.5565 | 0.40309 | -0.58332 | -1.797 | -3.1077 | -4.3357 | -10.2942 | -14.2936 | -17.9605 | 5.3197 | 5.1095 | 4.4895 | 3.8642 | 3.3294 | 2.5325 | 1.5318 | 1.0342 | 0.31459 | -0.52932 | -1.2768 | -5.1422 | -8.8596 | -13.5685 | 5.3522 | 5.0851 | 4.2519 | 3.418 | 2.6659 | 1.6573 | 0.43999 | -0.45994 | -1.5951 | -2.8531 | -4.0146 | -9.706 | -13.9751 | -18.1085
|  | PORTLAND | CT |  |  |  |  | 5.1985 | 5.0159 | 4.5854 | 4.1308 | 3.5757 | 2.9942 | 2.4917 | 1.3508 | -0.0026207 | -1.1888 | -2.504 | -9.0812 | -13.3245 | -16.5256 | 5.3197 | 5.1297 | 4.8471 | 4.5385 | 4.1153 | 3.6525 | 3.2662 | 2.5021 | 1.4733 | 0.62508 | -0.38083 | -5.0039 | -8.8596 | -13.5685 | 5.3596 | 5.1718 | 4.7725 | 4.3512 | 3.8171 | 3.2496 | 2.7585 | 1.675 | 0.33468 | -0.80982 | -2.1065 | -8.2242 | -12.2505 | -15.5253
|  | PORTLAND | LW |  |  |  |  | 5.1858 | 4.9382 | 4.1242 | 3.2991 | 2.5354 | 1.5565 | 0.40309 | -0.58332 | -1.797 | -3.1077 | -4.3357 | -10.2942 | -14.2936 | -17.9605 | 5.3451 | 5.1095 | 4.4895 | 3.8642 | 3.3294 | 2.5325 | 1.5318 | 1.0342 | 0.31459 | -0.52932 | -1.2768 | -5.1422 | -8.6555 | -12.3272 | 5.3522 | 5.0851 | 4.2519 | 3.418 | 2.6659 | 1.6573 | 0.43999 | -0.45994 | -1.5951 | -2.8531 | -4.0146 | -9.706 | -13.9751 | -18.1085
|  | PORTLAND | ST |  |  |  |  | 5.2754 | 5.1513 | 4.6932 | 4.3513 | 4.0591 | 3.8342 | 3.6119 | 3.1923 | 2.7184 | 2.2081 | 2.1073 | -2.3412 | -6.5126 | -10.5387 | 5.4173 | 5.2996 | 4.735 | 4.319 | 3.9691 | 3.6998 | 3.4311 | 2.932 | 2.3682 | 1.7621 | 1.6287 | -2.7003 | -7.0281 | -12.1918 | 5.4493 | 5.3318 | 4.7886 | 4.3919 | 4.0676 | 3.8296 | 3.598 | 3.1316 | 2.6062 | 2.043 | 1.9576 | -2.5452 | -6.7405 | -10.7919
|  | PORTLAND | FS |  |  |  |  | 5.363 | 5.2937 | 5.1295 | 4.9419 | 4.768 | 4.5563 | 4.3005 | 3.9452 | 3.5165 | 3.0398 | 2.6703 | 0.018 | -2.671 | -6.185 | 5.4423 | 5.3446 | 5.1684 | 4.9652 | 4.7739 | 4.5287 | 4.2094 | 3.8164 | 3.3238 | 2.7724 | 2.3463 | -0.39639 | -4.2199 | -10.9256 | 5.5247 | 5.4564 | 5.2918 | 5.1054 | 4.9309 | 4.7165 | 4.4489 | 4.0899 | 3.6435 | 3.144 | 2.7812 | 0.37891 | -2.051 | -5.4016
LOVEDEAN GSP | PORTSMOUTH BSP | PORTSMOUTH | MINIMUM HEADROOM | SZ 63405 99685 | NO | YES | 0.426 | 37.367 | 37.1892 | 36.9072 | 36.5332 | 36.1347 | 35.5882 | 34.9632 | 34.2515 | 33.3422 | 32.5519 | 31.7663 | 28.7095 | 27.7012 | 26.8282 | 39.4965 | 39.4068 | 39.3048 | 39.1866 | 38.8703 | 38.4501 | 37.9217 | 37.2323 | 36.4557 | 35.8436 | 35.0942 | 31.6473 | 26.1379 | 14.7864 | 37.6819 | 37.5095 | 37.2441 | 36.9233 | 36.5626 | 36.0568 | 35.4747 | 34.7818 | 33.8885 | 33.2227 | 32.4182 | 29.6187 | 28.7499 | 27.951
|  | PORTSMOUTH | CT |  |  |  |  | 37.367 | 37.1892 | 36.9072 | 36.6026 | 36.1809 | 35.7263 | 35.1493 | 34.2898 | 33.3422 | 32.6243 | 31.7672 | 28.7095 | 27.7012 | 26.8282 | 39.4969 | 39.4068 | 39.3048 | 39.1866 | 38.8703 | 38.4501 | 37.9217 | 37.2323 | 36.4557 | 35.8436 | 35.0942 | 31.6473 | 28.4037 | 22.7116 | 37.6819 | 37.5095 | 37.2441 | 36.9624 | 36.5654 | 36.1369 | 35.5882 | 34.7818 | 33.8885 | 33.2227 | 32.4182 | 29.6187 | 28.7499 | 27.951
|  | PORTSMOUTH | LW |  |  |  |  | 37.3962 | 37.2596 | 36.9406 | 36.5332 | 36.1347 | 35.5882 | 34.9632 | 34.2515 | 33.3973 | 32.5519 | 31.7663 | 29.2856 | 28.9238 | 28.12 | 39.4965 | 39.4372 | 39.3648 | 39.2524 | 39.1425 | 38.9198 | 38.5765 | 38.09 | 37.4197 | 36.7453 | 36.1296 | 34.8352 | 34.721 | 34.3815 | 37.7146 | 37.5847 | 37.2942 | 36.9233 | 36.5626 | 36.0568 | 35.4747 | 34.819 | 34.0228 | 33.2347 | 32.5049 | 30.2396 | 29.9373 | 29.182
|  | PORTSMOUTH | ST |  |  |  |  | 37.4981 | 37.4192 | 37.3884 | 37.3067 | 37.2134 | 37.0825 | 36.9396 | 36.7331 | 36.4665 | 36.1228 | 35.7776 | 32.3975 | 31.0338 | 30.3286 | 39.5374 | 39.4972 | 39.4413 | 39.3524 | 39.245 | 39.1067 | 38.94 | 38.7373 | 38.374 | 37.9259 | 37.452 | 34.2628 | 30.8306 | 25.3016 | 37.8106 | 37.7353 | 37.7038 | 37.6273 | 37.54 | 37.4159 | 37.2807 | 37.0859 | 36.8322 | 36.5025 | 36.1712 | 32.5902 | 31.2213 | 30.5898
|  | PORTSMOUTH | FS |  |  |  |  | 37.5511 | 37.5104 | 37.4614 | 37.3745 | 37.2806 | 37.1616 | 37.0207 | 36.8452 | 36.6144 | 36.3342 | 36.0235 | 33.5775 | 31.2694 | 29.0312 | 39.5449 | 39.518 | 39.4715 | 39.4011 | 39.3142 | 39.193 | 38.9081 | 38.5342 | 38.087 | 37.5845 | 37.0308 | 32.8527 | 26.1379 | 14.7864 | 37.8582 | 37.8182 | 37.7731 | 37.6946 | 37.6098 | 37.5007 | 37.3706 | 37.2115 | 36.9979 | 36.7353 | 36.4421 | 34.1487 | 31.5404 | 29.4456
MELKSHAM GSP | ANDOVER BSP | PORTWAY | MINIMUM HEADROOM | SU 34402 46001 | NO | YES | 3.912 | 7.395 | 6.9647 | 6.2791 | 5.4443 | 4.7056 | 3.4202 | 1.8216 | 0.36843 | -1.1295 | -2.8206 | -4.3703 | -9.8852 | -14.0829 | -16.3456 | 11.1409 | 10.8386 | 10.2506 | 9.5899 | 8.9429 | 7.8204 | 6.3993 | 5.2073 | 4.0548 | 2.6953 | 1.4458 | -3.2707 | -7.3398 | -9.9563 | 9.1488 | 8.7099 | 7.9627 | 7.0781 | 6.3127 | 4.9905 | 3.3319 | 1.8812 | 0.43298 | -1.2373 | -2.7704 | -8.3179 | -12.8479 | -15.5221
|  | PORTWAY | CT |  |  |  |  | 7.5141 | 7.1102 | 6.681 | 6.1677 | 5.3962 | 4.5391 | 3.2221 | 1.7546 | 0.057259 | -1.2623 | -2.888 | -7.6233 | -9.4522 | -11.1484 | 11.2026 | 10.968 | 10.7297 | 10.4181 | 9.8533 | 9.1747 | 8.1009 | 6.9361 | 5.5217 | 4.4072 | 3.04 | -1.1287 | -2.9454 | -4.8434 | 9.2637 | 8.874 | 8.4619 | 7.959 | 7.2074 | 6.3674 | 5.0591 | 3.6182 | 1.9141 | 0.57895 | -1.0617 | -5.958 | -8.09 | -10.2269
|  | PORTWAY | LW |  |  |  |  | 7.395 | 6.9647 | 6.2791 | 5.4443 | 4.7056 | 3.4202 | 1.8216 | 0.36843 | -1.1295 | -2.8206 | -4.3703 | -9.0267 | -11.8315 | -14.7057 | 11.1409 | 10.8386 | 10.2506 | 9.5899 | 8.9429 | 7.8204 | 6.3993 | 5.2073 | 4.0548 | 2.6953 | 1.4458 | -2.787 | -5.9731 | -9.3122 | 9.1488 | 8.7099 | 7.9627 | 7.0781 | 6.3127 | 4.9905 | 3.3319 | 1.8812 | 0.43298 | -1.2373 | -2.7704 | -7.6562 | -11.0282 | -14.5729
|  | PORTWAY | ST |  |  |  |  | 7.6996 | 7.551 | 6.9335 | 6.3498 | 5.7785 | 5.1689 | 4.4159 | 3.4369 | 2.1869 | 0.65279 | -0.92052 | -9.8852 | -14.0829 | -16.3456 | 11.3055 | 11.2169 | 10.6098 | 10.1058 | 9.6772 | 9.2882 | 8.6893 | 7.8417 | 6.7868 | 5.5266 | 4.2964 | -3.2707 | -7.3398 | -9.9563 | 9.4426 | 9.2997 | 8.5989 | 7.9668 | 7.374 | 6.771 | 6.028 | 5.0285 | 3.7683 | 2.242 | 0.71386 | -8.3179 | -12.8479 | -15.5221
|  | PORTWAY | FS |  |  |  |  | 7.7799 | 7.7011 | 7.5232 | 7.2973 | 7.0148 | 6.6852 | 6.2538 | 5.7409 | 5.0832 | 4.2336 | 3.4329 | -1.5825 | -6.0869 | -9.2042 | 11.3521 | 11.3026 | 11.1687 | 11.0073 | 10.8071 | 10.5818 | 10.2734 | 9.89 | 9.3666 | 8.6441 | 8.0241 | 4.1441 | 0.63528 | -2.2432 | 9.5202 | 9.4446 | 9.2618 | 9.0332 | 8.7469 | 8.4157 | 7.977 | 7.4474 | 6.7728 | 5.9135 | 5.14 | 0.29951 | -4.0432 | -7.2716
IVER 132KV | LONGFORD | POYLE | MINIMUM HEADROOM | TQ 03425 75555 | NO | YES | 6.05 | 4.2698 | 4.0797 | 3.8023 | 3.2747 | 2.7031 | 1.7321 | 0.55814 | -0.77453 | -2.3373 | -4.0442 | -5.7331 | -9.763 | -11.5868 | -12.0177 | 3.9342 | 3.7662 | 3.5803 | 3.3053 | 3.004 | 2.5028 | 1.6001 | 0.58114 | -0.61262 | -1.9211 | -3.2011 | -6.162 | -8.0099 | -11.3883 | 5.1542 | 4.9708 | 4.6367 | 4.2123 | 3.7806 | 3.1912 | 2.4956 | 1.5931 | 0.049853 | -1.7104 | -3.4816 | -7.5831 | -8.4648 | -9.2792
|  | POYLE | CT |  |  |  |  | 4.3365 | 4.125 | 3.8681 | 3.4499 | 2.7626 | 1.9927 | 0.88633 | -0.46205 | -1.9105 | -3.126 | -4.6755 | -8.8634 | -9.9722 | -10.4087 | 3.9909 | 3.7989 | 3.5965 | 3.3577 | 3.004 | 2.6002 | 1.828 | 0.7908 | -0.32094 | -1.2536 | -2.4331 | -5.5974 | -6.1117 | -6.729 | 5.2086 | 5.0117 | 4.6992 | 4.3438 | 3.9053 | 3.4172 | 2.7771 | 1.9111 | 0.632 | -0.62515 | -2.2373 | -6.7219 | -7.7241 | -8.1075
|  | POYLE | LW |  |  |  |  | 4.2698 | 4.0797 | 3.8023 | 3.2747 | 2.7031 | 1.7321 | 0.55814 | -0.77453 | -2.3373 | -4.0442 | -5.7331 | -9.763 | -10.4836 | -10.8548 | 3.9342 | 3.7662 | 3.5803 | 3.3053 | 3.0169 | 2.5028 | 1.6001 | 0.58114 | -0.61262 | -1.9211 | -3.2011 | -6.162 | -6.575 | -6.7264 | 5.1542 | 4.9708 | 4.6367 | 4.2123 | 3.7806 | 3.1912 | 2.4956 | 1.5931 | 0.049853 | -1.7104 | -3.4816 | -7.5831 | -8.2455 | -8.5779
|  | POYLE | ST |  |  |  |  | 4.4435 | 4.3755 | 4.2557 | 4.0864 | 3.8382 | 3.4263 | 2.8415 | 2.1322 | 1.1577 | -0.12002 | -1.6645 | -9.1645 | -11.5868 | -11.9995 | 4.0854 | 4.0205 | 3.909 | 3.7541 | 3.5644 | 3.3101 | 2.9926 | 2.6172 | 1.9875 | 0.98935 | -0.20783 | -6.0718 | -8.0099 | -8.4356 | 5.327 | 5.2635 | 5.1868 | 5.0709 | 4.9411 | 4.7495 | 4.5077 | 4.2187 | 3.7974 | 2.565 | 1.0845 | -6.1394 | -8.4648 | -8.8486
|  | POYLE | FS |  |  |  |  | 4.4733 | 4.445 | 4.3875 | 4.3003 | 4.1872 | 4.0556 | 3.8465 | 3.5301 | 3.0583 | 2.3895 | 1.5705 | -3.5562 | -8.7475 | -12.0177 | 4.11 | 4.079 | 4.0214 | 3.9369 | 3.828 | 3.6997 | 3.5326 | 3.336 | 3.0714 | 2.7112 | 2.2561 | -1.7162 | -5.8469 | -11.3883 | 5.3413 | 5.3033 | 5.2287 | 5.1315 | 5.0163 | 4.8973 | 4.7403 | 4.5212 | 4.2473 | 3.9088 | 3.4518 | -0.77407 | -5.8857 | -9.2792
MINETY GSP | STRATTON (2 X 90) | PRESSED STEEL SWINDON | MINIMUM HEADROOM | SU 16963 86368 | NO | YES | 2.473 | 12.959 | 12.7773 | 12.3567 | 11.9127 | 11.4217 | 10.8094 | 10.4754 | 9.5917 | 8.5821 | 7.5839 | 6.7215 | 4.0592 | 2.5064 | 1.6087 | 15.639 | 15.5114 | 15.3066 | 15.0768 | 14.7907 | 14.4943 | 14.2843 | 13.8381 | 13.3412 | 12.9333 | 12.3956 | 10.1217 | 8.3735 | 3.6511 | 12.9762 | 12.801 | 12.4149 | 12.0047 | 11.5412 | 10.9717 | 10.674 | 9.8534 | 8.9089 | 7.976 | 7.1801 | 4.7824 | 3.4819 | 2.7067
|  | PRESSED STEEL SWINDON | CT |  |  |  |  | 12.984 | 12.7773 | 12.3848 | 11.9507 | 11.4217 | 10.8826 | 10.5849 | 9.7725 | 8.8817 | 8.1887 | 7.3805 | 4.1328 | 2.5064 | 1.6087 | 15.639 | 15.5114 | 15.3066 | 15.0768 | 14.7907 | 14.4943 | 14.2843 | 13.8381 | 13.3412 | 12.9333 | 12.3956 | 10.1217 | 8.3735 | 6.0079 | 13 | 12.801 | 12.4397 | 12.0372 | 11.5412 | 11.0355 | 10.7721 | 10.0121 | 9.1752 | 8.534 | 7.7788 | 4.8771 | 3.4819 | 2.7067
|  | PRESSED STEEL SWINDON | LW |  |  |  |  | 12.959 | 12.778 | 12.3567 | 11.9127 | 11.4558 | 10.8094 | 10.4754 | 9.5917 | 8.5821 | 7.5839 | 6.7215 | 4.0592 | 3.2225 | 2.5002 | 15.64 | 15.546 | 15.3511 | 15.1426 | 14.9238 | 14.6065 | 14.4157 | 13.9809 | 13.4756 | 12.9716 | 12.5224 | 11.1518 | 10.7605 | 10.4542 | 12.9762 | 12.803 | 12.4149 | 12.0047 | 11.5818 | 10.9717 | 10.674 | 9.8534 | 8.9089 | 7.976 | 7.1801 | 4.7824 | 4.0921 | 3.4686
|  | PRESSED STEEL SWINDON | ST |  |  |  |  | 13.1745 | 13.0947 | 12.9986 | 12.9131 | 12.7768 | 12.603 | 12.4331 | 12.1761 | 11.8304 | 11.5169 | 10.8795 | 7.4943 | 6.3157 | 5.7527 | 15.7262 | 15.664 | 15.5888 | 15.5085 | 15.3994 | 15.2669 | 15.1282 | 14.9378 | 14.6901 | 14.5268 | 14.2051 | 11.8937 | 10.015 | 7.4374 | 13.1809 | 13.1033 | 13.0086 | 12.925 | 12.791 | 12.6202 | 12.4539 | 12.202 | 11.8631 | 11.5966 | 10.9797 | 7.7118 | 6.585 | 6.1863
|  | PRESSED STEEL SWINDON | FS |  |  |  |  | 13.1532 | 13.0764 | 12.9604 | 12.8601 | 12.7264 | 12.5732 | 12.4004 | 12.197 | 11.914 | 11.5603 | 11.1766 | 9.2186 | 6.9571 | 5.0332 | 15.7162 | 15.6535 | 15.5693 | 15.4823 | 15.3759 | 15.2549 | 15.1086 | 14.9342 | 14.7086 | 14.4374 | 14.126 | 12.0311 | 8.6458 | 3.6511 | 13.164 | 13.0912 | 12.9827 | 12.8901 | 12.7643 | 12.6195 | 12.4552 | 12.2668 | 11.9997 | 11.6631 | 11.2969 | 9.4693 | 7.3853 | 5.6526
BRAMLEY (FLEE) | FERNHURST | PRESTON CANDOVER | MINIMUM HEADROOM | SU 60879 41131 | NO | YES | 3.803 | 6.4539 | 6.2244 | 5.9281 | 5.6251 | 5.4641 | 5.2188 | 4.9102 | 4.6102 | 4.3089 | 4.0164 | 3.7819 | 2.9993 | 2.5872 | 2.2174 | 8.2958 | 8.1586 | 7.9899 | 7.8322 | 7.7561 | 7.6421 | 7.4739 | 7.2803 | 7.1119 | 6.9817 | 6.8495 | 6.3224 | 5.9222 | 4.8861 | 7.3642 | 7.1092 | 6.7967 | 6.4921 | 6.3593 | 6.1247 | 5.8218 | 5.5479 | 5.249 | 4.9625 | 4.7571 | 4.1424 | 3.8325 | 3.5263
|  | PRESTON CANDOVER | CT |  |  |  |  | 6.4563 | 6.2341 | 5.9981 | 5.7703 | 5.6182 | 5.4396 | 5.166 | 4.8163 | 4.5028 | 4.2828 | 4.0347 | 3.1955 | 2.7358 | 2.3819 | 8.3026 | 8.1711 | 8.0283 | 7.8957 | 7.813 | 7.7122 | 7.5285 | 7.2803 | 7.1119 | 6.988 | 6.8495 | 6.3224 | 5.9222 | 5.408 | 7.3879 | 7.1512 | 6.8927 | 6.6483 | 6.5087 | 6.3232 | 6.0258 | 5.7049 | 5.4026 | 5.2071 | 4.9694 | 4.3324 | 4.005 | 3.7096
|  | PRESTON CANDOVER | LW |  |  |  |  | 6.4539 | 6.2244 | 5.9281 | 5.6251 | 5.4641 | 5.2188 | 4.9102 | 4.6102 | 4.3089 | 4.0164 | 3.7819 | 2.9993 | 2.5872 | 2.2174 | 8.2958 | 8.1586 | 7.9899 | 7.8322 | 7.7561 | 7.6421 | 7.4739 | 7.2806 | 7.1296 | 6.9817 | 6.858 | 6.4517 | 6.2671 | 6.1072 | 7.3642 | 7.1092 | 6.7967 | 6.4921 | 6.3593 | 6.1247 | 5.8218 | 5.5479 | 5.249 | 4.9625 | 4.7571 | 4.1424 | 3.8325 | 3.5263
|  | PRESTON CANDOVER | ST |  |  |  |  | 6.506 | 6.3213 | 6.0903 | 5.8873 | 5.7326 | 5.5617 | 5.3401 | 5.073 | 4.8724 | 4.6611 | 4.4683 | 3.5632 | 3.1634 | 2.8901 | 8.3258 | 8.2134 | 8.0789 | 7.9657 | 7.8863 | 7.7965 | 7.6446 | 7.435 | 7.3114 | 7.1834 | 7.0713 | 6.4743 | 6.0722 | 5.593 | 7.435 | 7.2354 | 6.9955 | 6.8057 | 6.6744 | 6.5181 | 6.2989 | 6.0666 | 5.8627 | 5.6438 | 5.4768 | 4.6216 | 4.3042 | 4.0798
|  | PRESTON CANDOVER | FS |  |  |  |  | 6.6144 | 6.5034 | 6.4045 | 6.3142 | 6.2666 | 6.2079 | 6.1209 | 5.9349 | 5.8011 | 5.644 | 5.4617 | 4.46 | 3.6379 | 3.2146 | 8.3806 | 8.3029 | 8.2259 | 8.1561 | 8.1218 | 8.0761 | 7.9955 | 7.8471 | 7.7549 | 7.6477 | 7.5337 | 6.8119 | 6.0184 | 4.8861 | 7.5336 | 7.3974 | 7.2604 | 7.1358 | 7.094 | 7.0254 | 6.9171 | 6.7288 | 6.6123 | 6.4437 | 6.268 | 5.3289 | 4.6463 | 4.3018
CHICKERELL GSP | CHICKERELL BSP | PUDDLETOWN | MINIMUM HEADROOM | SY 74226 95039 | NO | YES | 0.533 | 5.0514 | 4.9756 | 4.8542 | 4.7312 | 4.6046 | 4.4384 | 4.2798 | 4.0863 | 3.8766 | 3.7069 | 3.5427 | 2.9681 | 2.566 | 2.1695 | 5.3736 | 5.3237 | 5.2429 | 5.1713 | 5.1006 | 4.9803 | 4.8733 | 4.7404 | 4.5916 | 4.4865 | 4.3928 | 4.097 | 3.7493 | 3.2076 | 5.1654 | 5.1148 | 5.0251 | 4.9352 | 4.845 | 4.7179 | 4.5855 | 4.4378 | 4.2769 | 4.127 | 3.9851 | 3.5288 | 3.2187 | 2.8272
|  | PUDDLETOWN | CT |  |  |  |  | 5.0514 | 4.9756 | 4.8803 | 4.7975 | 4.6871 | 4.574 | 4.4572 | 4.2823 | 4.0863 | 3.9348 | 3.7946 | 3.1573 | 2.7416 | 2.3906 | 5.3762 | 5.3237 | 5.2597 | 5.2143 | 5.1399 | 5.059 | 4.9759 | 4.8457 | 4.6902 | 4.5863 | 4.492 | 4.1019 | 3.7493 | 3.2716 | 5.1698 | 5.1196 | 5.0583 | 5.0016 | 4.9226 | 4.839 | 4.7417 | 4.6074 | 4.4491 | 4.3236 | 4.193 | 3.7061 | 3.4227 | 3.0931
|  | PUDDLETOWN | LW |  |  |  |  | 5.0538 | 4.9817 | 4.8542 | 4.7312 | 4.6046 | 4.4384 | 4.2798 | 4.0863 | 3.8766 | 3.7069 | 3.5427 | 2.9681 | 2.566 | 2.1695 | 5.3736 | 5.325 | 5.2429 | 5.1713 | 5.1006 | 4.9803 | 4.8733 | 4.7404 | 4.5916 | 4.4865 | 4.3928 | 4.097 | 3.8469 | 3.5726 | 5.1654 | 5.1148 | 5.0251 | 4.9352 | 4.845 | 4.7179 | 4.5855 | 4.4378 | 4.2769 | 4.127 | 3.9851 | 3.5288 | 3.2187 | 2.8272
|  | PUDDLETOWN | ST |  |  |  |  | 5.0767 | 5.0288 | 4.9401 | 4.8587 | 4.7711 | 4.7007 | 4.6108 | 4.5194 | 4.4108 | 4.317 | 4.202 | 3.6524 | 3.2786 | 2.9549 | 5.392 | 5.3669 | 5.301 | 5.2457 | 5.1849 | 5.145 | 5.0807 | 5.0089 | 4.9151 | 4.8411 | 4.7398 | 4.2383 | 3.8622 | 3.3838 | 5.1893 | 5.164 | 5.0964 | 5.0344 | 4.9709 | 4.9173 | 4.8496 | 4.7729 | 4.6795 | 4.5871 | 4.4818 | 3.9047 | 3.5772 | 3.3337
|  | PUDDLETOWN | FS |  |  |  |  | 5.1069 | 5.0766 | 5.0421 | 5.0091 | 4.9683 | 4.9246 | 4.8758 | 4.8145 | 4.7288 | 4.6375 | 4.5452 | 4.068 | 3.6669 | 3.3164 | 5.4012 | 5.3825 | 5.3512 | 5.3227 | 5.2857 | 5.2441 | 5.1936 | 5.1492 | 5.0735 | 4.9931 | 4.9086 | 4.4399 | 3.9706 | 3.2076 | 5.1987 | 5.1878 | 5.1674 | 5.1429 | 5.1137 | 5.0815 | 5.0436 | 4.9962 | 4.9312 | 4.8569 | 4.7846 | 4.3743 | 4.005 | 3.6922
AXMINSTER | YEOVIL BSP | PULHAM | MINIMUM HEADROOM | ST 71579 09451 | NO | YES | 0.153 | 5.6648 | 5.4889 | 5.3162 | 5.0864 | 4.8909 | 4.631 | 4.3463 | 4.116 | 3.835 | 3.5554 | 3.3275 | 2.5123 | 1.9702 | 1.4827 | 6.4709 | 6.373 | 6.2743 | 6.1426 | 6.0512 | 5.8899 | 5.7038 | 5.5608 | 5.3694 | 5.1778 | 5.0428 | 4.5342 | 4.0507 | 3.1145 | 6.35 | 6.1924 | 6.0312 | 5.8214 | 5.6478 | 5.4085 | 5.1432 | 4.9324 | 4.6734 | 4.4042 | 4.1941 | 3.4607 | 2.9492 | 2.4822
|  | PULHAM | CT |  |  |  |  | 5.6648 | 5.4889 | 5.3334 | 5.1691 | 5.0102 | 4.829 | 4.609 | 4.3939 | 4.1254 | 3.9107 | 3.6613 | 2.7292 | 2.2241 | 1.8111 | 6.4709 | 6.373 | 6.283 | 6.1842 | 6.0925 | 5.9764 | 5.8185 | 5.6721 | 5.4691 | 5.3224 | 5.1365 | 4.5342 | 4.0507 | 3.4119 | 6.35 | 6.1924 | 6.0532 | 5.9064 | 5.7655 | 5.6023 | 5.399 | 5.2026 | 4.9496 | 4.7474 | 4.4997 | 3.6758 | 3.2172 | 2.8367
|  | PULHAM | LW |  |  |  |  | 5.6904 | 5.5225 | 5.3162 | 5.0864 | 4.8909 | 4.631 | 4.3463 | 4.116 | 3.835 | 3.5554 | 3.3275 | 2.5123 | 1.9702 | 1.4827 | 6.4789 | 6.3844 | 6.2743 | 6.1426 | 6.0512 | 5.8899 | 5.7038 | 5.5608 | 5.3694 | 5.1778 | 5.0428 | 4.6016 | 4.2759 | 3.9551 | 6.3718 | 6.2198 | 6.0312 | 5.8214 | 5.6478 | 5.4085 | 5.1432 | 4.9324 | 4.6734 | 4.4042 | 4.1941 | 3.4607 | 2.9492 | 2.4822
|  | PULHAM | ST |  |  |  |  | 5.7216 | 5.5839 | 5.3825 | 5.1969 | 4.999 | 4.8036 | 4.5952 | 4.432 | 4.2276 | 4.0049 | 3.8093 | 2.8684 | 2.3914 | 2.0544 | 6.5042 | 6.4334 | 6.3211 | 6.226 | 6.1205 | 6.0189 | 5.9027 | 5.8076 | 5.6696 | 5.5127 | 5.3832 | 4.6015 | 4.0868 | 3.4644 | 6.4022 | 6.2803 | 6.0954 | 5.9293 | 5.7527 | 5.5798 | 5.394 | 5.2473 | 5.0599 | 4.8547 | 4.6781 | 3.7962 | 3.3498 | 3.0304
|  | PULHAM | FS |  |  |  |  | 5.8084 | 5.7216 | 5.6579 | 5.5884 | 5.5346 | 5.4628 | 5.3878 | 5.2412 | 5.0852 | 4.9433 | 4.7788 | 3.9059 | 3.0433 | 2.5725 | 6.5329 | 6.4822 | 6.4343 | 6.3806 | 6.3415 | 6.2835 | 6.2192 | 6.1177 | 6.0036 | 5.9035 | 5.7794 | 5.0472 | 4.199 | 3.1145 | 6.4782 | 6.4015 | 6.3445 | 6.2829 | 6.2372 | 6.1737 | 6.1066 | 5.9745 | 5.8328 | 5.7052 | 5.5567 | 4.7587 | 3.9951 | 3.5639
LOVEDEAN GSP | FORT WIDLEY | PURBROOK | MINIMUM HEADROOM | SU 67047 07819 | NO | YES | 1.972 | 9.8 | 9.6849 | 9.3296 | 8.9725 | 8.6065 | 8.1516 | 7.8957 | 7.2725 | 6.5501 | 5.8358 | 5.1726 | 2.8382 | 1.1504 | 0.055746 | 11.0837 | 10.9412 | 10.7136 | 10.5068 | 10.224 | 9.9368 | 9.5637 | 9.4144 | 8.9573 | 8.5939 | 8.1418 | 5.9807 | 2.6792 | -4.4805 | 9.873 | 9.75 | 9.4301 | 9.1061 | 8.7738 | 8.3247 | 8.0226 | 7.5556 | 6.8738 | 6.2061 | 5.6331 | 3.7505 | 2.4775 | 1.6002
|  | PURBROOK | CT |  |  |  |  | 9.817 | 9.6928 | 9.3664 | 9.0667 | 8.7008 | 8.3349 | 7.8957 | 7.5721 | 6.9487 | 6.4188 | 5.8068 | 2.9848 | 1.1504 | 0.055746 | 11.0837 | 10.9412 | 10.7136 | 10.5068 | 10.224 | 9.9368 | 9.5637 | 9.4144 | 8.9573 | 8.5939 | 8.1418 | 5.9807 | 3.4925 | -0.19768 | 9.8909 | 9.754 | 9.4504 | 9.1804 | 8.8264 | 8.473 | 8.0226 | 7.7918 | 7.1935 | 6.7263 | 6.1613 | 3.8993 | 2.4775 | 1.6002
|  | PURBROOK | LW |  |  |  |  | 9.8 | 9.6849 | 9.3296 | 8.9725 | 8.6065 | 8.1516 | 7.9404 | 7.2725 | 6.5501 | 5.8358 | 5.1726 | 2.8382 | 1.7734 | 0.88877 | 11.108 | 11.0214 | 10.841 | 10.6574 | 10.4673 | 10.183 | 10.1347 | 9.7863 | 9.3827 | 8.9911 | 8.6807 | 7.7367 | 7.3181 | 6.8993 | 9.873 | 9.75 | 9.4301 | 9.1061 | 8.7738 | 8.3247 | 8.1678 | 7.5556 | 6.8738 | 6.2061 | 5.6331 | 3.7505 | 2.9248 | 2.1928
|  | PURBROOK | ST |  |  |  |  | 9.9265 | 9.8659 | 9.8037 | 9.7567 | 9.6809 | 9.5905 | 9.5181 | 9.3964 | 9.2394 | 9.0207 | 9.1293 | 7.5827 | 6.2797 | 4.7096 | 11.1589 | 11.0648 | 10.9572 | 10.8589 | 10.7234 | 10.5673 | 10.4211 | 10.2162 | 9.9636 | 9.6591 | 9.6311 | 7.6349 | 5.3339 | 1.5244 | 10.0046 | 9.9379 | 9.8637 | 9.8086 | 9.718 | 9.6082 | 9.5198 | 9.3711 | 9.1766 | 8.9329 | 9.0479 | 7.6296 | 6.5179 | 5.2972
|  | PURBROOK | FS |  |  |  |  | 9.9255 | 9.8704 | 9.7794 | 9.6783 | 9.6047 | 9.4969 | 9.3807 | 9.2284 | 9.0324 | 8.8069 | 8.5664 | 7.3161 | 5.7403 | 4.0721 | 11.152 | 11.0536 | 10.9305 | 10.7872 | 10.6646 | 10.4956 | 10.2867 | 10.046 | 9.7401 | 9.3932 | 9.0147 | 6.7517 | 2.6792 | -4.4805 | 10.0066 | 9.9485 | 9.8586 | 9.7557 | 9.6904 | 9.581 | 9.4603 | 9.3206 | 9.1243 | 8.8896 | 8.637 | 7.4689 | 6.1236 | 4.7948
BRAMLEY (FLEE) | PYESTOCK BSP | PYESTOCK | MINIMUM HEADROOM | SU 82940 54553 | NO | YES | 4.8 | 17.88 | 17.88 | 17.88 | 17.88 | 17.88 | 17.88 | 17.88 | 17.88 | 17.88 | 17.88 | 17.88 | 17.88 | 17.88 | 17.88 | 16.56 | 16.56 | 16.56 | 16.56 | 16.56 | 16.56 | 16.56 | 16.56 | 16.56 | 16.56 | 16.56 | 16.56 | 16.56 | 16.56 | 17.28 | 17.28 | 17.28 | 17.28 | 17.28 | 17.28 | 17.28 | 17.28 | 17.28 | 17.28 | 17.28 | 17.28 | 17.28 | 17.28
|  | PYESTOCK | CT |  |  |  |  | 17.88 | 17.88 | 17.88 | 17.88 | 17.88 | 17.88 | 17.88 | 17.88 | 17.88 | 17.88 | 17.88 | 17.88 | 17.88 | 17.88 | 16.56 | 16.56 | 16.56 | 16.56 | 16.56 | 16.56 | 16.56 | 16.56 | 16.56 | 16.56 | 16.56 | 16.56 | 16.56 | 16.56 | 17.28 | 17.28 | 17.28 | 17.28 | 17.28 | 17.28 | 17.28 | 17.28 | 17.28 | 17.28 | 17.28 | 17.28 | 17.28 | 17.28
|  | PYESTOCK | LW |  |  |  |  | 17.88 | 17.88 | 17.88 | 17.88 | 17.88 | 17.88 | 17.88 | 17.88 | 17.88 | 17.88 | 17.88 | 17.88 | 17.88 | 17.88 | 16.56 | 16.56 | 16.56 | 16.56 | 16.56 | 16.56 | 16.56 | 16.56 | 16.56 | 16.56 | 16.56 | 16.56 | 16.56 | 16.56 | 17.28 | 17.28 | 17.28 | 17.28 | 17.28 | 17.28 | 17.28 | 17.28 | 17.28 | 17.28 | 17.28 | 17.28 | 17.28 | 17.28
|  | PYESTOCK | ST |  |  |  |  | 17.88 | 17.88 | 17.88 | 17.88 | 17.88 | 17.88 | 17.88 | 17.88 | 17.88 | 17.88 | 17.88 | 17.88 | 17.88 | 17.88 | 16.56 | 16.56 | 16.56 | 16.56 | 16.56 | 16.56 | 16.56 | 16.56 | 16.56 | 16.56 | 16.56 | 16.56 | 16.56 | 16.56 | 17.28 | 17.28 | 17.28 | 17.28 | 17.28 | 17.28 | 17.28 | 17.28 | 17.28 | 17.28 | 17.28 | 17.28 | 17.28 | 17.28
|  | PYESTOCK | FS |  |  |  |  | 17.88 | 17.88 | 17.88 | 17.88 | 17.88 | 17.88 | 17.88 | 17.88 | 17.88 | 17.88 | 17.88 | 17.88 | 17.88 | 17.88 | 16.56 | 16.56 | 16.56 | 16.56 | 16.56 | 16.56 | 16.56 | 16.56 | 16.56 | 16.56 | 16.56 | 16.56 | 16.56 | 16.56 | 17.28 | 17.28 | 17.28 | 17.28 | 17.28 | 17.28 | 17.28 | 17.28 | 17.28 | 17.28 | 17.28 | 17.28 | 17.28 | 17.28
MINETY GSP | TOOTHILL BSP | QUARRY ROAD | MINIMUM HEADROOM | SU 15334 83380 | NO | YES | 1.585 | 6.1772 | 5.9627 | 5.467 | 4.9278 | 4.3722 | 3.5807 | 3.083 | 1.9936 | 0.74169 | -0.48892 | -1.5857 | -5.3804 | -6.704 | -8.2962 | 9.9628 | 9.717 | 9.4123 | 9.0599 | 8.5939 | 8.1079 | 7.8184 | 7.068 | 6.2246 | 5.603 | 4.8229 | 1.3392 | -2.6928 | -12.8547 | 7.263 | 7.0425 | 6.6029 | 6.1184 | 5.6146 | 4.8614 | 4.4599 | 3.4677 | 2.2905 | 1.1346 | 0.1164 | -3.2718 | -4.4077 | -5.8032
|  | QUARRY ROAD | CT |  |  |  |  | 6.2017 | 5.9627 | 5.5534 | 5.1012 | 4.5257 | 3.9375 | 3.5517 | 2.5103 | 1.3738 | 0.51911 | -0.49915 | -4.5648 | -6.704 | -8.2962 | 9.9628 | 9.717 | 9.4123 | 9.0599 | 8.5939 | 8.1079 | 7.8184 | 7.068 | 6.2246 | 5.603 | 4.8229 | 1.3392 | -1.9706 | -7.1312 | 7.2857 | 7.0425 | 6.671 | 6.2506 | 5.702 | 5.1416 | 4.8362 | 3.8813 | 2.8288 | 2.0634 | 1.1102 | -2.5417 | -4.4077 | -5.8032
|  | QUARRY ROAD | LW |  |  |  |  | 6.1772 | 5.9667 | 5.467 | 4.9278 | 4.3722 | 3.5807 | 3.083 | 1.9936 | 0.74169 | -0.48892 | -1.5857 | -5.3804 | -6.6635 | -8.1401 | 9.9943 | 9.8315 | 9.5509 | 9.2418 | 8.9171 | 8.3916 | 8.1504 | 7.5066 | 6.7273 | 5.9675 | 5.3386 | 3.4513 | 2.8682 | 2.0278 | 7.263 | 7.0518 | 6.6029 | 6.1184 | 5.6146 | 4.8614 | 4.4599 | 3.4677 | 2.2905 | 1.1346 | 0.1164 | -3.2718 | -4.3472 | -5.6461
|  | QUARRY ROAD | ST |  |  |  |  | 6.3964 | 6.2953 | 6.2025 | 6.1167 | 5.9749 | 5.8286 | 5.6066 | 5.3116 | 4.9178 | 4.7708 | 4.2932 | 1.3924 | -0.41836 | -2.3472 | 10.0757 | 9.952 | 9.8078 | 9.6511 | 9.4362 | 9.2114 | 8.9097 | 8.5465 | 8.0868 | 7.8529 | 7.2952 | 3.794 | 0.46353 | -4.705 | 7.481 | 7.3764 | 7.2734 | 7.18 | 7.0274 | 6.8759 | 6.6414 | 6.3375 | 5.9315 | 5.8248 | 5.3426 | 2.5808 | 1.0488 | -0.50203
|  | QUARRY ROAD | FS |  |  |  |  | 6.3997 | 6.3151 | 6.2035 | 6.1036 | 5.9654 | 5.8035 | 5.617 | 5.3847 | 5.0628 | 4.6605 | 4.2249 | 1.9672 | -0.50645 | -2.7228 | 10.0684 | 9.9414 | 9.7907 | 9.6336 | 9.425 | 9.1755 | 8.8642 | 8.5099 | 8.0502 | 7.51 | 6.9188 | 3.3148 | -2.6928 | -12.8547 | 7.4881 | 7.4024 | 7.2937 | 7.1992 | 7.0642 | 6.9045 | 6.719 | 6.5098 | 6.2019 | 5.8106 | 5.385 | 3.3352 | 1.1233 | -0.85129
BRAMLEY (FLEE) | CAMBERLEY RESERVE | QUEENSMEAD | MINIMUM HEADROOM | SU 87062 55683 | NO | YES | 4.18 | 1.199 | 1.0222 | 0.67178 | 0.28505 | -0.29314 | -0.90764 | -1.8287 | -2.9782 | -4.2726 | -5.0917 | -6.2743 | -12.2292 | -14.8147 | -16.0128 | 2.7951 | 2.6493 | 2.4253 | 2.1965 | 1.8692 | 1.5021 | 0.83497 | 0.040587 | -0.86627 | -1.3229 | -2.1176 | -7.4148 | -9.2449 | -13.396 | 2.261 | 2.1005 | 1.7147 | 1.355 | 1.011 | 0.53302 | -0.042855 | -1.1139 | -2.3478 | -3.0983 | -4.2083 | -10.0928 | -12.4961 | -13.6021
|  | QUEENSMEAD | CT |  |  |  |  | 1.2421 | 1.0415 | 0.69851 | 0.32838 | -0.29314 | -0.90764 | -1.8287 | -2.9782 | -4.2726 | -4.9987 | -6.2054 | -9.3296 | -10.0019 | -10.3443 | 2.8041 | 2.6493 | 2.4253 | 2.1965 | 1.8692 | 1.5021 | 0.83497 | 0.040587 | -0.86627 | -1.3229 | -2.1176 | -3.9346 | -5.2944 | -8.324 | 2.2999 | 2.1154 | 1.7739 | 1.451 | 1.0519 | 0.68655 | -0.022141 | -1.1139 | -2.3478 | -3.0222 | -4.1579 | -7.0751 | -7.6684 | -7.9698
|  | QUEENSMEAD | LW |  |  |  |  | 1.199 | 1.0222 | 0.67178 | 0.28505 | -0.083839 | -0.81743 | -1.6998 | -2.7318 | -3.8546 | -5.0917 | -6.2743 | -8.6363 | -8.9398 | -9.223 | 2.7951 | 2.692 | 2.4659 | 2.3006 | 2.0824 | 1.6227 | 1.0016 | 0.32573 | -0.43867 | -1.2617 | -2.0189 | -3.4142 | -3.5142 | -3.6664 | 2.261 | 2.1005 | 1.7147 | 1.355 | 1.011 | 0.53302 | -0.042855 | -0.86688 | -1.9285 | -3.0983 | -4.2083 | -6.4183 | -6.688 | -6.945
|  | QUEENSMEAD | ST |  |  |  |  | 1.3329 | 1.2539 | 1.0298 | 0.7578 | 0.39205 | -0.064053 | -0.64934 | -1.3539 | -2.2991 | -3.574 | -5.0432 | -12.2292 | -14.8147 | -16.0128 | 2.838 | 2.7652 | 2.584 | 2.4239 | 2.2482 | 2.0073 | 1.5454 | 0.98843 | 0.2476 | -0.74748 | -1.8906 | -7.4148 | -9.2449 | -9.9274 | 2.3811 | 2.3143 | 2.1557 | 2.0161 | 1.82 | 1.4405 | 0.90927 | 0.23179 | -0.67923 | -1.9046 | -3.3131 | -10.0928 | -12.4961 | -13.6021
|  | QUEENSMEAD | FS |  |  |  |  | 1.354 | 1.2891 | 1.1959 | 1.086 | 0.95865 | 0.78072 | 0.47053 | 0.086011 | -0.47233 | -1.2495 | -2.119 | -7.7237 | -12.5849 | -15.9627 | 2.8682 | 2.8235 | 2.7164 | 2.5986 | 2.4374 | 2.2488 | 2.0349 | 1.7371 | 1.3779 | 0.93555 | 0.46307 | -3.5924 | -7.1533 | -13.396 | 2.4019 | 2.3459 | 2.234 | 2.1244 | 2.0043 | 1.8636 | 1.7251 | 1.504 | 1.136 | 0.43964 | -0.3507 | -5.67 | -10.2997 | -13.4998
MELKSHAM GSP | WEST GRAFTON | RAMSBURY | MINIMUM HEADROOM | SU 27380 72108 | NO | YES | 0.616 | 4.2039 | 4.1396 | 4.0028 | 3.8456 | 3.6876 | 3.5155 | 3.2973 | 3.0337 | 2.7011 | 2.3718 | 2.1017 | 1.2168 | 0.67183 | 0.20085 | 4.5662 | 4.5132 | 4.4345 | 4.3458 | 4.263 | 4.1588 | 4.0103 | 3.862 | 3.657 | 3.457 | 3.321 | 2.7938 | 2.2312 | 1.1753 | 4.1532 | 4.0926 | 3.9657 | 3.8207 | 3.6792 | 3.5223 | 3.313 | 3.0794 | 2.7677 | 2.4621 | 2.2263 | 1.5023 | 1.1122 | 0.73736
|  | RAMSBURY | CT |  |  |  |  | 4.2105 | 4.1396 | 4.0149 | 3.8795 | 3.7504 | 3.5954 | 3.4022 | 3.1589 | 2.8639 | 2.6419 | 2.37 | 1.3694 | 0.67183 | 0.20085 | 4.5693 | 4.5132 | 4.4345 | 4.3458 | 4.2648 | 4.1588 | 4.011 | 3.862 | 3.657 | 3.5245 | 3.3426 | 2.7938 | 2.2312 | 1.513 | 4.1602 | 4.0926 | 3.9772 | 3.8516 | 3.7357 | 3.5921 | 3.4048 | 3.1868 | 2.9094 | 2.7132 | 2.4632 | 1.6561 | 1.1122 | 0.73736
|  | RAMSBURY | LW |  |  |  |  | 4.2039 | 4.1415 | 4.0028 | 3.8456 | 3.6876 | 3.5155 | 3.2973 | 3.0337 | 2.7011 | 2.3718 | 2.1017 | 1.2168 | 0.73238 | 0.29726 | 4.5662 | 4.5229 | 4.4442 | 4.3519 | 4.263 | 4.1603 | 4.0103 | 3.8731 | 3.6612 | 3.457 | 3.321 | 2.9754 | 2.7942 | 2.5885 | 4.1532 | 4.0938 | 3.9657 | 3.8207 | 3.6792 | 3.5223 | 3.313 | 3.0794 | 2.7677 | 2.4621 | 2.2263 | 1.5023 | 1.1202 | 0.76447
|  | RAMSBURY | ST |  |  |  |  | 4.2514 | 4.2141 | 4.1627 | 4.1207 | 4.0586 | 3.9946 | 3.9168 | 3.8613 | 3.7523 | 3.6188 | 3.4706 | 2.68 | 2.116 | 1.6033 | 4.5982 | 4.5672 | 4.5244 | 4.4917 | 4.439 | 4.3848 | 4.3151 | 4.2643 | 4.1646 | 4.0415 | 3.9043 | 3.2587 | 2.7527 | 2.0474 | 4.1994 | 4.1642 | 4.1155 | 4.0767 | 4.0182 | 3.9574 | 3.8824 | 3.8299 | 3.7242 | 3.5942 | 3.4499 | 2.7105 | 2.2165 | 1.7942
|  | RAMSBURY | FS |  |  |  |  | 4.263 | 4.2255 | 4.1964 | 4.1488 | 4.1225 | 4.0729 | 4.0268 | 3.9448 | 3.8482 | 3.7712 | 3.6532 | 2.9749 | 2.3656 | 1.7616 | 4.6033 | 4.568 | 4.5409 | 4.4966 | 4.4723 | 4.4238 | 4.3739 | 4.2994 | 4.209 | 4.1345 | 4.0213 | 3.3276 | 2.4828 | 1.1753 | 4.2106 | 4.1748 | 4.1473 | 4.1025 | 4.079 | 4.0323 | 3.9882 | 3.9114 | 3.8199 | 3.7481 | 3.6354 | 2.9901 | 2.4469 | 1.9604
MELKSHAM GSP | AMESBURY | RATFYN | MINIMUM HEADROOM | SU 16215 42533 | NO | YES | 10.868 | 1.9426 | 1.7352 | 1.332 | 0.89618 | 0.4337 | -0.15255 | -0.42952 | -1.2058 | -2.0578 | -2.9194 | -3.6985 | -6.3801 | -8.3233 | -9.7426 | 3.818 | 3.662 | 3.419 | 3.197 | 2.8873 | 2.5692 | 2.4553 | 1.9969 | 1.4893 | 1.1025 | 0.61739 | -1.319 | -3.2341 | -7.8189 | 2.358 | 2.1601 | 1.7914 | 1.4041 | 0.98816 | 0.43226 | 0.20279 | -0.5098 | -1.3082 | -2.1074 | -2.7952 | -5.0056 | -6.5196 | -7.7259
|  | RATFYN | CT |  |  |  |  | 1.9426 | 1.7352 | 1.332 | 0.95545 | 0.48062 | 0.0057322 | -0.21775 | -0.93855 | -1.7063 | -2.3388 | -3.0749 | -6.1602 | -8.3233 | -9.7426 | 3.818 | 3.662 | 3.419 | 3.197 | 2.8873 | 2.5692 | 2.4553 | 1.9969 | 1.4893 | 1.1025 | 0.61739 | -1.319 | -3.2341 | -5.8443 | 2.3593 | 2.1601 | 1.7914 | 1.4512 | 1.0072 | 0.56298 | 0.37977 | -0.29348 | -1.0194 | -1.5862 | -2.2679 | -4.8055 | -6.5196 | -7.7259
|  | RATFYN | LW |  |  |  |  | 1.9442 | 1.7619 | 1.3376 | 0.89618 | 0.4337 | -0.15255 | -0.42952 | -1.2058 | -2.0578 | -2.9194 | -3.6985 | -6.3801 | -7.8674 | -9.1272 | 3.8321 | 3.719 | 3.5048 | 3.277 | 3.0378 | 2.6856 | 2.5942 | 2.1793 | 1.6949 | 1.2136 | 0.82599 | -0.31878 | -0.8994 | -1.4705 | 2.358 | 2.1852 | 1.8043 | 1.4041 | 0.98816 | 0.43226 | 0.20279 | -0.5098 | -1.3082 | -2.1074 | -2.7952 | -5.0056 | -6.1684 | -7.2038
|  | RATFYN | ST |  |  |  |  | 2.0906 | 1.9767 | 1.8672 | 1.711 | 1.5442 | 1.3962 | 1.205 | 0.98839 | 0.71494 | 0.71841 | 0.42188 | -1.6656 | -3.3947 | -5.0079 | 3.9112 | 3.8171 | 3.7291 | 3.596 | 3.4502 | 3.3085 | 3.1221 | 2.9048 | 2.63 | 2.5881 | 2.2782 | 0.31896 | -1.5023 | -4.1106 | 2.5033 | 2.395 | 2.296 | 2.1449 | 1.9835 | 1.8376 | 1.6432 | 1.4204 | 1.1346 | 1.1466 | 0.83689 | -1.1349 | -2.5567 | -3.8565
|  | RATFYN | FS |  |  |  |  | 2.1214 | 2.0314 | 1.9215 | 1.8193 | 1.6918 | 1.5534 | 1.4124 | 1.217 | 0.95499 | 0.64704 | 0.31768 | -1.2167 | -3.1659 | -5.1214 | 3.9216 | 3.8364 | 3.7327 | 3.6368 | 3.5107 | 3.3611 | 3.1853 | 2.9816 | 2.7091 | 2.3892 | 2.0395 | 0.14186 | -2.8909 | -7.8189 | 2.5313 | 2.4463 | 2.341 | 2.2516 | 2.1314 | 1.9984 | 1.8577 | 1.6765 | 1.4252 | 1.1227 | 0.79686 | -0.66927 | -2.3824 | -4.0178
BRAMLEY (FLEE) | READING BSP | READING | MINIMUM HEADROOM | SU 74591 73788 | NO | YES | 21.314 | -6.8681 | -7.3669 | -7.9924 | -9.1709 | -10.342 | -11.868 | -13.5359 | -15.8374 | -18.4127 | -20.9366 | -23.0943 | -29.9169 | -34.1397 | -37.4772 | -4.6197 | -4.9462 | -5.326 | -5.8841 | -6.6404 | -7.5151 | -8.6222 | -10.043 | -11.6171 | -12.8376 | -14.313 | -20.6541 | -27.9614 | -46.6656 | -6.8163 | -7.3389 | -7.7609 | -8.8249 | -9.878 | -11.2786 | -12.8209 | -14.9326 | -17.3156 | -19.6496 | -21.6226 | -27.5875 | -30.904 | -33.6772
|  | READING | CT |  |  |  |  | -6.8246 | -7.3669 | -7.9327 | -8.9423 | -10.137 | -11.3639 | -12.8569 | -14.95 | -17.1991 | -18.9677 | -21.0044 | -29.0808 | -34.1397 | -37.4772 | -4.6197 | -4.9462 | -5.326 | -5.8841 | -6.6404 | -7.5151 | -8.6222 | -10.043 | -11.6171 | -12.8376 | -14.313 | -20.6541 | -27.0914 | -36.668 | -6.7746 | -7.3389 | -7.7203 | -8.6265 | -9.7183 | -10.84 | -12.2266 | -14.1623 | -16.2538 | -17.87 | -19.7534 | -26.7991 | -30.904 | -33.6772
|  | READING | LW |  |  |  |  | -6.8681 | -7.3542 | -7.9924 | -9.1709 | -10.342 | -11.868 | -13.5359 | -15.8374 | -18.4127 | -20.9366 | -23.0943 | -29.9169 | -32.973 | -35.8822 | -4.5895 | -4.814 | -5.1331 | -5.6705 | -6.2094 | -6.944 | -7.9476 | -9.2203 | -10.7127 | -12.1677 | -13.334 | -16.545 | -17.801 | -19.2417 | -6.8163 | -7.3174 | -7.7609 | -8.8249 | -9.878 | -11.2786 | -12.8209 | -14.9326 | -17.3156 | -19.6496 | -21.6226 | -27.5875 | -30.0555 | -32.5344
|  | READING | ST |  |  |  |  | -6.4613 | -6.6702 | -6.8392 | -7.1888 | -7.5751 | -7.6235 | -8.0639 | -8.5682 | -9.2178 | -10.0305 | -10.9273 | -17.4788 | -21.3076 | -24.7467 | -4.4603 | -4.6342 | -4.8084 | -5.0756 | -5.3829 | -5.5878 | -6.0806 | -6.6691 | -7.3966 | -8.2802 | -9.2681 | -15.6158 | -21.9289 | -31.8046 | -6.4167 | -6.6368 | -6.8072 | -7.1523 | -7.5305 | -7.4771 | -7.8943 | -8.3795 | -9.0103 | -9.8031 | -10.6779 | -17.2104 | -20.7259 | -23.1593
|  | READING | FS |  |  |  |  | -6.48 | -6.6681 | -6.8793 | -7.2317 | -7.5956 | -8.0042 | -8.4507 | -8.6397 | -9.2518 | -9.9745 | -10.7405 | -15.6724 | -20.6442 | -25.617 | -4.4854 | -4.6668 | -4.8808 | -5.1756 | -5.4999 | -5.9341 | -6.539 | -6.9826 | -7.8002 | -8.7327 | -9.7454 | -16.8235 | -27.9614 | -46.6656 | -6.4239 | -6.6166 | -6.8082 | -7.1363 | -7.4718 | -7.8541 | -8.2782 | -8.3003 | -8.8642 | -9.5392 | -10.2587 | -14.8975 | -19.4643 | -24.1064
BRAMLEY (FLEE) | READING TOWN BSP | READING TOWN | MINIMUM HEADROOM | SU 71540 74122 | NO | YES | 32.183 | 34.9393 | 33.5155 | 32.4584 | 31.4634 | 30.3645 | 28.6301 | 27.2363 | 25.2591 | 22.9516 | 20.8672 | 18.8942 | 13.2921 | 11.2309 | 9.4236 | 33.338 | 32.0168 | 31.284 | 30.5788 | 29.5371 | 28.2926 | 27.3928 | 25.9348 | 24.0351 | 22.7241 | 21.3024 | 15.0969 | 6.7899 | -12.2451 | 37.3388 | 35.9619 | 34.7933 | 33.409 | 31.8861 | 30.2747 | 29.0996 | 27.4126 | 25.3689 | 23.5399 | 21.8027 | 16.8343 | 14.9792 | 13.4258
|  | READING TOWN | CT |  |  |  |  | 35.2585 | 34.0388 | 33.014 | 32.1501 | 31.084 | 29.8525 | 28.7084 | 26.5585 | 24.0076 | 22.1668 | 20.2229 | 13.6961 | 11.2309 | 9.4236 | 33.6169 | 32.4376 | 31.5804 | 30.8679 | 29.7072 | 28.2926 | 27.3928 | 25.9348 | 24.0351 | 22.7241 | 21.3024 | 15.0969 | 9.4022 | 0.085542 | 37.6532 | 36.4707 | 35.4784 | 34.3409 | 32.9603 | 31.3824 | 30.3027 | 28.4588 | 26.1913 | 24.5939 | 22.9082 | 17.1645 | 14.9792 | 13.4258
|  | READING TOWN | LW |  |  |  |  | 34.9393 | 33.5155 | 32.4584 | 31.4634 | 30.3645 | 28.6301 | 27.2363 | 25.2591 | 22.9516 | 20.8672 | 18.8942 | 13.2921 | 12.0452 | 10.2835 | 33.338 | 32.0168 | 31.284 | 30.5788 | 29.5371 | 28.3525 | 27.5983 | 26.574 | 25.1983 | 24.0044 | 22.8713 | 19.794 | 19.16 | 18.118 | 37.3388 | 35.9619 | 34.7933 | 33.409 | 31.8861 | 30.2747 | 29.0996 | 27.4126 | 25.3689 | 23.5399 | 21.8027 | 16.8343 | 15.777 | 14.2899
|  | READING TOWN | ST |  |  |  |  | 35.3382 | 34.2213 | 33.3858 | 32.7047 | 31.9159 | 30.972 | 30.4201 | 29.6833 | 28.5581 | 27.8524 | 26.6398 | 19.959 | 17.7268 | 16.7647 | 33.6849 | 32.5893 | 31.8113 | 31.1659 | 30.3304 | 29.2481 | 28.7009 | 27.9911 | 26.7939 | 25.9794 | 24.9821 | 19.08 | 13.1227 | 3.7743 | 37.7315 | 36.6495 | 35.8685 | 35.2248 | 34.448 | 33.4947 | 32.9707 | 32.2695 | 31.1642 | 30.5083 | 29.7094 | 23.9386 | 21.64 | 20.1534
|  | READING TOWN | FS |  |  |  |  | 35.7763 | 34.9189 | 34.2675 | 33.7456 | 33.1355 | 32.4134 | 31.8759 | 31.206 | 30.3997 | 29.6306 | 28.812 | 24.3522 | 19.8766 | 16.0861 | 34.1166 | 33.2553 | 32.6482 | 32.1472 | 31.495 | 30.6642 | 29.9762 | 29.0104 | 27.7817 | 26.6003 | 25.3338 | 17.8996 | 6.7899 | -12.2451 | 38.1687 | 37.3423 | 36.739 | 36.2507 | 35.6557 | 34.9344 | 34.4137 | 33.7728 | 32.9913 | 32.212 | 31.337 | 27.0693 | 23.1827 | 19.5576
MANNINGTON GSP | REDHILL BSP | REDHILL | MINIMUM HEADROOM | SZ 08512 96149 | NO | YES | 7.248 | 20.1167 | 19.6392 | 18.6047 | 17.7936 | 16.7473 | 15.5096 | 14.1591 | 12.4279 | 10.5735 | 8.7173 | 7.0697 | 1.1082 | -3.5773 | -6.2364 | 29.7293 | 29.3372 | 28.9087 | 28.4599 | 27.8238 | 27.1708 | 26.3738 | 25.4215 | 24.3766 | 23.5368 | 22.5517 | 18.2297 | 14.2456 | 6.3673 | 24.8165 | 24.3075 | 23.4408 | 22.8939 | 22.0347 | 20.9206 | 19.6804 | 18.1531 | 16.4515 | 14.7742 | 13.4154 | 8.4788 | 4.5426 | 2.2682
|  | REDHILL | CT |  |  |  |  | 20.1396 | 19.6636 | 18.9571 | 18.004 | 16.9544 | 15.8648 | 14.6093 | 13.0223 | 11.353 | 9.8995 | 8.3095 | 1.1082 | -3.5773 | -6.2364 | 29.7293 | 29.3372 | 29.0066 | 28.4599 | 27.8238 | 27.1708 | 26.3738 | 25.4215 | 24.3766 | 23.5368 | 22.5517 | 18.2297 | 14.2456 | 9.2123 | 24.8289 | 24.3075 | 23.8264 | 23.0239 | 22.098 | 21.1466 | 19.978 | 18.5233 | 16.9514 | 15.7415 | 14.3258 | 8.4788 | 4.5426 | 2.2682
|  | REDHILL | LW |  |  |  |  | 20.1167 | 19.6392 | 18.6047 | 17.7936 | 16.7473 | 15.5096 | 14.1591 | 12.4279 | 10.5735 | 8.7173 | 7.0697 | 1.3942 | -1.5246 | -3.9913 | 29.7654 | 29.4423 | 28.9087 | 28.5923 | 28.0738 | 27.4037 | 26.6524 | 25.7776 | 24.7965 | 23.8268 | 23.0528 | 20.6238 | 19.3786 | 18.209 | 24.8165 | 24.3234 | 23.4408 | 22.8939 | 22.0347 | 20.9206 | 19.6804 | 18.1531 | 16.4515 | 14.7742 | 13.4154 | 8.7162 | 6.2328 | 4.0788
|  | REDHILL | ST |  |  |  |  | 20.3886 | 20.1181 | 19.8704 | 19.5536 | 19.2272 | 18.8606 | 18.775 | 18.487 | 18.129 | 17.6829 | 17.2036 | 12.8111 | 8.8202 | 5.0872 | 29.8915 | 29.6538 | 29.4094 | 29.1004 | 28.7745 | 28.4182 | 28.3105 | 27.9684 | 27.551 | 27.0484 | 26.5007 | 22.5959 | 18.7194 | 13.3307 | 25.109 | 24.8443 | 24.5976 | 24.2633 | 23.9201 | 23.527 | 23.5346 | 23.1915 | 22.7537 | 22.2062 | 21.6152 | 17.4307 | 14.3837 | 11.6338
|  | REDHILL | FS |  |  |  |  | 20.3729 | 20.1426 | 19.8372 | 19.5292 | 19.1905 | 18.8245 | 18.4298 | 18.2343 | 17.7434 | 17.1848 | 16.6046 | 12.881 | 9.0449 | 4.5964 | 29.885 | 29.6644 | 29.3994 | 29.1279 | 28.8138 | 28.4695 | 28.0631 | 27.8423 | 27.3358 | 26.7614 | 26.1505 | 22.0044 | 16.0773 | 6.3673 | 25.1086 | 24.8879 | 24.6089 | 24.3398 | 24.0295 | 23.6859 | 23.3063 | 23.2559 | 22.8008 | 22.2603 | 21.693 | 18.1375 | 15.0561 | 11.5472
CHICKERELL GSP | CHICKERELL BSP | REDLANDS | MINIMUM HEADROOM | SY 67131 82321 | NO | YES | 2.21 | 3.3628 | 2.9556 | 2.2255 | 1.3108 | 0.29769 | -0.42528 | -1.5955 | -3.1164 | -4.4479 | -5.6641 | -6.7118 | -10.3999 | -13.4456 | -15.3974 | 5.2007 | 4.9427 | 4.5825 | 4.0782 | 3.503 | 3.1997 | 2.5642 | 1.7297 | 0.99413 | 0.34853 | -0.21635 | -2.9404 | -5.4039 | -9.6727 | 4.5495 | 4.1814 | 3.5738 | 2.7837 | 1.8998 | 1.2991 | 0.27107 | -1.0798 | -2.2743 | -3.3862 | -4.3307 | -7.363 | -9.7508 | -11.3669
|  | REDLANDS | CT |  |  |  |  | 3.4139 | 3.0307 | 2.4054 | 1.6706 | 0.65551 | 0.1264 | -0.95798 | -2.4257 | -3.6821 | -4.6299 | -5.6855 | -10.3999 | -13.4456 | -15.3974 | 5.2097 | 4.9427 | 4.6055 | 4.1896 | 3.5412 | 3.3119 | 2.6536 | 1.7649 | 0.99413 | 0.43984 | -0.21635 | -2.9404 | -5.4039 | -8.5773 | 4.5936 | 4.2372 | 3.7125 | 3.0826 | 2.193 | 1.7742 | 0.82134 | -0.48357 | -1.6123 | -2.4636 | -3.4253 | -7.3457 | -9.7508 | -11.3669
|  | REDLANDS | LW |  |  |  |  | 3.3628 | 2.9556 | 2.2255 | 1.3108 | 0.29769 | -0.42528 | -1.5955 | -3.1164 | -4.4479 | -5.6641 | -6.7118 | -10.3034 | -12.1583 | -13.7565 | 5.2007 | 4.9506 | 4.5825 | 4.0782 | 3.503 | 3.1997 | 2.5642 | 1.7297 | 1.0071 | 0.34853 | -0.17493 | -1.7615 | -2.5626 | -3.4034 | 4.5495 | 4.1814 | 3.5738 | 2.7837 | 1.8998 | 1.2991 | 0.27107 | -1.0798 | -2.2743 | -3.3862 | -4.3307 | -7.363 | -8.8756 | -10.2817
|  | REDLANDS | ST |  |  |  |  | 3.5336 | 3.2732 | 3.0385 | 2.7103 | 2.2434 | 1.865 | 1.362 | 0.7411 | 0.63842 | 0.27411 | -0.098822 | -3.0322 | -5.4331 | -7.8241 | 5.2868 | 5.1091 | 4.9389 | 4.6966 | 4.3275 | 4.0432 | 3.6629 | 3.1516 | 3.0426 | 2.6932 | 2.3275 | -0.16413 | -2.4962 | -5.7974 | 4.7132 | 4.4873 | 4.285 | 3.9915 | 3.5915 | 3.2564 | 2.8129 | 2.2491 | 2.2244 | 1.8587 | 1.4813 | -1.2445 | -3.2838 | -5.3047
|  | REDLANDS | FS |  |  |  |  | 3.5996 | 3.4058 | 3.203 | 2.9346 | 2.476 | 2.2124 | 1.8581 | 1.253 | 0.74156 | 0.58365 | 0.12699 | -2.6778 | -5.0527 | -7.665 | 5.3141 | 5.1654 | 5.0298 | 4.8393 | 4.4756 | 4.27 | 3.9806 | 3.4708 | 3.0325 | 2.8527 | 2.4273 | -0.35645 | -3.8642 | -9.6727 | 4.7665 | 4.5971 | 4.4338 | 4.2035 | 3.8088 | 3.5938 | 3.2906 | 2.7665 | 2.3149 | 2.2419 | 1.8312 | -0.69887 | -2.8108 | -5.1056
MANNINGTON GSP | SALISBURY | REDLYNCH | MINIMUM HEADROOM | SU 19073 20576 | NO | YES | 0.581 | 4.7629 | 4.6337 | 4.367 | 4.0754 | 3.7746 | 3.4052 | 3.0128 | 2.6344 | 2.0755 | 1.5115 | 0.98289 | -0.79455 | -2.1367 | -3.1387 | 5.2195 | 5.1544 | 5.0457 | 4.8477 | 4.6589 | 4.4265 | 4.1076 | 4.1228 | 3.7699 | 3.4214 | 3.1688 | 2.0843 | 0.88442 | -1.5788 | 4.4092 | 4.2928 | 4.0511 | 3.7883 | 3.5169 | 3.1782 | 2.8165 | 2.4848 | 1.9744 | 1.46 | 0.9814 | -0.60498 | -1.6715 | -2.5295
|  | REDLYNCH | CT |  |  |  |  | 4.7681 | 4.6337 | 4.3843 | 4.1253 | 3.8474 | 3.551 | 3.2039 | 2.8639 | 2.3674 | 1.9342 | 1.4558 | -0.65728 | -2.1367 | -3.1387 | 5.2205 | 5.1544 | 5.0457 | 4.8477 | 4.6589 | 4.4265 | 4.109 | 4.1228 | 3.7699 | 3.5235 | 3.2041 | 2.0843 | 0.88442 | -0.68532 | 4.4159 | 4.2928 | 4.0674 | 3.8331 | 3.5809 | 3.3105 | 2.9899 | 2.6914 | 2.2376 | 1.8458 | 1.4104 | -0.47108 | -1.6715 | -2.5295
|  | REDLYNCH | LW |  |  |  |  | 4.7629 | 4.6423 | 4.367 | 4.0754 | 3.7746 | 3.4052 | 3.0128 | 2.6344 | 2.0755 | 1.5115 | 0.98289 | -0.79455 | -1.8626 | -2.7972 | 5.2195 | 5.1684 | 5.0707 | 4.9097 | 4.7245 | 4.4336 | 4.1076 | 4.1439 | 3.7776 | 3.4214 | 3.1688 | 2.4622 | 2.0895 | 1.7275 | 4.4092 | 4.2987 | 4.0511 | 3.7883 | 3.5169 | 3.1782 | 2.8165 | 2.4848 | 1.9744 | 1.46 | 0.9814 | -0.60498 | -1.4331 | -2.2355
|  | REDLYNCH | ST |  |  |  |  | 4.8515 | 4.7721 | 4.6632 | 4.5556 | 4.4272 | 4.2863 | 4.1477 | 3.9881 | 3.793 | 3.559 | 3.4544 | 1.8988 | 0.73564 | -0.19063 | 5.2542 | 5.2145 | 5.165 | 5.1172 | 5.0454 | 4.9254 | 4.8203 | 4.6526 | 4.4394 | 4.1703 | 4.2779 | 2.9982 | 1.9292 | 0.39569 | 4.4929 | 4.421 | 4.322 | 4.2249 | 4.1075 | 3.9776 | 3.8501 | 3.7009 | 3.517 | 3.2953 | 3.2034 | 1.7668 | 0.73103 | -0.080376
|  | REDLYNCH | FS |  |  |  |  | 4.8833 | 4.8238 | 4.7562 | 4.6768 | 4.6094 | 4.5225 | 4.4307 | 4.2703 | 4.1069 | 3.902 | 3.6845 | 2.5318 | 1.1347 | -0.20373 | 5.2622 | 5.2252 | 5.1894 | 5.1415 | 5.1031 | 5.0443 | 4.9325 | 4.7724 | 4.6265 | 4.3958 | 4.1446 | 3.09 | 1.3006 | -1.5788 | 4.5212 | 4.4673 | 4.4061 | 4.3335 | 4.2731 | 4.1934 | 4.1084 | 3.9625 | 3.8139 | 3.6246 | 3.4231 | 2.3688 | 1.1005 | -0.099918
NURSLING GSP | SOUTHAMPTON (2 X 90) | REGENTS PARK | MINIMUM HEADROOM | SU 39267 13050 | NO | YES | 3.322 | 11.352 | 11.1121 | 10.5378 | 9.9134 | 9.3499 | 8.5085 | 7.4445 | 6.3607 | 5.606 | 4.462 | 3.1761 | -1.4582 | -4.5929 | -7.759 | 12.6801 | 12.4601 | 11.8931 | 11.2995 | 10.8261 | 9.9656 | 8.7922 | 7.876 | 7.0935 | 6.0617 | 5.0904 | 1.1379 | -2.421 | -12.3296 | 12.6809 | 12.3852 | 11.6403 | 10.8369 | 10.1439 | 9.1756 | 7.9309 | 6.8325 | 6.1414 | 5.0288 | 3.9903 | -0.6006 | -4.4594 | -8.5035
|  | REGENTS PARK | CT |  |  |  |  | 11.3859 | 11.2193 | 10.9961 | 10.7006 | 10.3219 | 9.8668 | 9.164 | 8.1385 | 7.2225 | 6.2183 | 5.0331 | 0.28991 | -2.3327 | -4.635 | 12.6801 | 12.5222 | 12.343 | 12.0859 | 11.765 | 11.3734 | 10.6759 | 9.8362 | 8.7782 | 7.8569 | 6.75 | 2.709 | -2.2102 | -9.2955 | 12.6915 | 12.4809 | 12.181 | 11.7881 | 11.3175 | 10.7616 | 9.9402 | 8.9462 | 8.0195 | 7.0096 | 5.8166 | 1.1087 | -1.7476 | -4.3411
|  | REGENTS PARK | LW |  |  |  |  | 11.352 | 11.1121 | 10.5378 | 9.9134 | 9.3499 | 8.5085 | 7.4445 | 6.3607 | 5.606 | 4.462 | 3.1761 | -1.4582 | -4.5929 | -7.759 | 12.6848 | 12.4601 | 11.8931 | 11.2995 | 10.8261 | 9.9656 | 8.7922 | 7.876 | 7.0935 | 6.0617 | 5.0904 | 1.1379 | -2.421 | -6.0878 | 12.6809 | 12.3852 | 11.6403 | 10.8369 | 10.1439 | 9.1756 | 7.9309 | 6.8325 | 6.1414 | 5.0288 | 3.9903 | -0.6006 | -4.4594 | -8.5035
|  | REGENTS PARK | ST |  |  |  |  | 11.4795 | 11.4212 | 10.9483 | 10.5771 | 10.2839 | 10.0426 | 9.7509 | 9.2544 | 8.6973 | 7.7544 | 6.7126 | 0.17062 | -3.4546 | -5.8384 | 12.7476 | 12.6716 | 12.0648 | 11.599 | 11.2419 | 10.9679 | 10.6459 | 10.092 | 9.3389 | 8.4328 | 7.6025 | 1.7674 | -2.2141 | -9.9795 | 12.8278 | 12.7603 | 12.1713 | 11.718 | 11.3829 | 11.1183 | 10.8041 | 10.2494 | 9.6556 | 8.6247 | 7.6102 | 0.88203 | -3.1463 | -5.9899
|  | REGENTS PARK | FS |  |  |  |  | 11.5049 | 11.4713 | 11.3724 | 11.2586 | 11.1075 | 10.9362 | 10.7266 | 10.4129 | 10.0306 | 9.6019 | 9.2693 | 6.3438 | 2.9649 | -0.099632 | 12.7593 | 12.6935 | 12.5481 | 12.3848 | 12.1828 | 11.9529 | 11.6537 | 11.2278 | 10.7119 | 10.1551 | 9.7311 | 6.0956 | -0.4326 | -12.3296 | 12.852 | 12.8081 | 12.6699 | 12.516 | 12.3247 | 12.1123 | 11.8646 | 11.4753 | 11.0114 | 10.517 | 10.1445 | 7.5054 | 4.2512 | 1.1426
COWLEY GSP | WITNEY BSP | RISSINGTON | MINIMUM HEADROOM | SP 19225 19563 | YES | NO | 2.303 | 2.0367 | 1.8673 | 1.6444 | 1.3269 | 1.013 | 0.64678 | 0.21911 | -0.3155 | -0.58516 | -1.1119 | -1.5695 | -3.2403 | -4.3565 | -5.3161 | 3.7845 | 3.6674 | 3.5516 | 3.3985 | 3.2056 | 3.0403 | 2.7787 | 2.4725 | 2.4232 | 2.1306 | 1.9036 | 0.93688 | -0.0042382 | -1.6032 | 2.6611 | 2.5039 | 2.3018 | 2.0129 | 1.7295 | 1.3953 | 0.9988 | 0.50605 | 0.27974 | -0.20393 | -0.61785 | -2.0799 | -2.9179 | -3.6896
|  | RISSINGTON | CT |  |  |  |  | 2.0367 | 1.8673 | 1.6578 | 1.3995 | 1.0947 | 0.826 | 0.45909 | -0.030565 | -0.23413 | -0.61063 | -1.0488 | -2.961 | -4.3565 | -5.3161 | 3.7845 | 3.6674 | 3.5516 | 3.3985 | 3.2056 | 3.0488 | 2.7981 | 2.486 | 2.4471 | 2.2366 | 1.9703 | 0.93688 | -0.0042382 | -1.1979 | 2.6623 | 2.5039 | 2.3136 | 2.079 | 1.7995 | 1.5568 | 1.2153 | 0.76052 | 0.59322 | 0.25194 | -0.14965 | -1.8144 | -2.9179 | -3.6896
|  | RISSINGTON | LW |  |  |  |  | 2.0372 | 1.8842 | 1.6444 | 1.3269 | 1.013 | 0.64678 | 0.21911 | -0.3155 | -0.58516 | -1.1119 | -1.5695 | -3.2403 | -4.2564 | -5.1177 | 3.7846 | 3.688 | 3.5774 | 3.4061 | 3.2434 | 3.0403 | 2.7787 | 2.4725 | 2.4232 | 2.1306 | 1.9036 | 1.1914 | 0.81779 | 0.44027 | 2.6611 | 2.518 | 2.3018 | 2.0129 | 1.7295 | 1.3953 | 0.9988 | 0.50605 | 0.27974 | -0.20393 | -0.61785 | -2.0799 | -2.8949 | -3.6123
|  | RISSINGTON | ST |  |  |  |  | 2.0836 | 2.0097 | 1.8803 | 1.7307 | 1.5653 | 1.4226 | 1.2367 | 1.0566 | 0.87651 | 0.63087 | 0.36376 | -0.78907 | -1.8531 | -2.7511 | 3.8254 | 3.7694 | 3.6882 | 3.5926 | 3.4833 | 3.3932 | 3.2608 | 3.1195 | 2.9817 | 2.7786 | 2.5544 | 1.7159 | 0.83778 | -0.28427 | 2.7243 | 2.6399 | 2.5215 | 2.3868 | 2.2374 | 2.111 | 1.9405 | 1.7718 | 1.6048 | 1.3714 | 1.1174 | 0.092867 | -0.82337 | -1.587
|  | RISSINGTON | FS |  |  |  |  | 2.0885 | 2.0748 | 2.0257 | 1.9372 | 1.8393 | 1.7306 | 1.6517 | 1.4828 | 1.2936 | 1.1177 | 0.90098 | -0.12439 | -1.3519 | -2.4502 | 3.8458 | 3.7862 | 3.7418 | 3.6707 | 3.5908 | 3.4986 | 3.4243 | 3.2908 | 3.1344 | 2.988 | 2.7985 | 1.8669 | 0.46918 | -1.6032 | 2.7757 | 2.7043 | 2.6525 | 2.5733 | 2.4856 | 2.3875 | 2.3184 | 2.1651 | 1.9916 | 1.8298 | 1.6271 | 0.69893 | -0.39142 | -1.3499
BRAMLEY (ANDO-THAT) | THATCHAM BSP | RIVERSIDE | MINIMUM HEADROOM | SU 47846 67187 | NO | YES | 2.802 | 6.3764 | 6.1123 | 5.7388 | 5.4418 | 5.2181 | 4.8345 | 4.1763 | 3.5955 | 2.985 | 2.2849 | 1.6291 | -0.94705 | -2.9082 | -4.9584 | 7.5276 | 7.3377 | 6.9761 | 6.6536 | 6.4138 | 6.0211 | 5.387 | 4.8692 | 4.3744 | 3.7769 | 3.2151 | 0.63399 | -4.3334 | -16.368 | 7.7102 | 7.4515 | 7.023 | 6.6343 | 6.3254 | 5.8112 | 5.1568 | 4.6379 | 4.1325 | 3.4526 | 2.6977 | -0.22273 | -2.5424 | -4.8352
|  | RIVERSIDE | CT |  |  |  |  | 6.4303 | 6.2505 | 6.099 | 5.9855 | 5.8442 | 5.6568 | 5.2478 | 4.731 | 4.0085 | 3.4211 | 2.7356 | 0.27224 | -1.446 | -2.8874 | 7.5454 | 7.4206 | 7.3042 | 7.1819 | 6.9943 | 6.7575 | 6.395 | 6.0267 | 5.4577 | 4.9606 | 4.3552 | 0.63399 | -3.7248 | -10.3641 | 7.7667 | 7.5942 | 7.4332 | 7.2778 | 7.072 | 6.8131 | 6.3936 | 5.9602 | 5.3022 | 4.7645 | 4.059 | 1.1937 | -0.42689 | -2.036
|  | RIVERSIDE | LW |  |  |  |  | 6.3764 | 6.1123 | 5.7388 | 5.4418 | 5.2181 | 4.8345 | 4.1763 | 3.5955 | 2.985 | 2.2849 | 1.6291 | -0.94705 | -2.9082 | -4.9584 | 7.5276 | 7.3377 | 6.9761 | 6.6536 | 6.4138 | 6.0211 | 5.387 | 4.8692 | 4.3744 | 3.7769 | 3.2151 | 0.86578 | -1.3126 | -3.5168 | 7.7102 | 7.4515 | 7.023 | 6.6343 | 6.3254 | 5.8112 | 5.1568 | 4.6379 | 4.1325 | 3.4526 | 2.6977 | -0.22273 | -2.5424 | -4.8352
|  | RIVERSIDE | ST |  |  |  |  | 6.4599 | 6.3187 | 5.9665 | 5.7643 | 5.6044 | 5.4822 | 5.3483 | 5.0907 | 4.7025 | 4.1782 | 3.6873 | 0.26397 | -1.7161 | -3.115 | 7.5714 | 7.4782 | 7.0844 | 6.8216 | 6.6195 | 6.474 | 6.297 | 5.9646 | 5.5866 | 5.1888 | 4.8812 | 1.4766 | -3.3104 | -10.2959 | 7.8125 | 7.7 | 7.2856 | 7.0121 | 6.7908 | 6.6151 | 6.4134 | 6.0567 | 5.6248 | 5.1406 | 4.7279 | 1.4572 | -0.76661 | -2.4377
|  | RIVERSIDE | FS |  |  |  |  | 6.5016 | 6.3949 | 6.2912 | 6.2434 | 6.1718 | 6.0871 | 5.967 | 5.7995 | 5.6163 | 5.3859 | 5.2016 | 3.3475 | 1.4664 | -0.37131 | 7.5905 | 7.5139 | 7.4082 | 7.3239 | 7.2033 | 7.0387 | 6.8103 | 6.4997 | 6.1556 | 5.7682 | 5.4682 | 2.0238 | -4.3334 | -16.368 | 7.8478 | 7.7709 | 7.6677 | 7.5965 | 7.4974 | 7.3826 | 7.2239 | 7.0089 | 6.7589 | 6.4455 | 6.2209 | 4.7063 | 3.0121 | 0.85723
MANNINGTON GSP | MANNINGTON BSP | ROCKBOURNE | MINIMUM HEADROOM | SU 11617 17810 | YES | YES | 0.066 | 3.3901 | 3.3315 | 3.2596 | 3.1762 | 3.0922 | 3.0029 | 2.8926 | 2.7946 | 2.6924 | 2.617 | 2.5357 | 2.2097 | 1.924 | 1.6588 | 3.8552 | 3.8231 | 3.773 | 3.7206 | 3.6703 | 3.6121 | 3.5299 | 3.4563 | 3.3792 | 3.3328 | 3.2819 | 3.0581 | 2.7779 | 2.3717 | 3.8698 | 3.817 | 3.7438 | 3.6639 | 3.5848 | 3.4984 | 3.3875 | 3.2902 | 3.1896 | 3.1146 | 3.0371 | 2.7237 | 2.4336 | 2.1553
|  | ROCKBOURNE | CT |  |  |  |  | 3.3901 | 3.3315 | 3.2813 | 3.2222 | 3.1533 | 3.1026 | 3.0234 | 2.9304 | 2.8476 | 2.7672 | 2.6713 | 2.313 | 2.077 | 1.8771 | 3.8552 | 3.8231 | 3.7936 | 3.7544 | 3.7049 | 3.6747 | 3.6112 | 3.5354 | 3.47 | 3.4072 | 3.3252 | 3.0581 | 2.7975 | 2.4431 | 3.8698 | 3.817 | 3.7716 | 3.7164 | 3.6511 | 3.6051 | 3.5265 | 3.4348 | 3.3503 | 3.2715 | 3.1749 | 2.8408 | 2.6165 | 2.4177
|  | ROCKBOURNE | LW |  |  |  |  | 3.3998 | 3.346 | 3.2596 | 3.1762 | 3.0922 | 3.0029 | 2.8926 | 2.7946 | 2.6924 | 2.617 | 2.5357 | 2.2097 | 1.924 | 1.6588 | 3.8585 | 3.8293 | 3.773 | 3.7206 | 3.6703 | 3.6121 | 3.5299 | 3.4563 | 3.3792 | 3.3328 | 3.2819 | 3.0813 | 2.8661 | 2.6434 | 3.8774 | 3.8277 | 3.7438 | 3.6639 | 3.5848 | 3.4984 | 3.3875 | 3.2902 | 3.1896 | 3.1146 | 3.0371 | 2.7237 | 2.4336 | 2.1553
|  | ROCKBOURNE | ST |  |  |  |  | 3.4127 | 3.3688 | 3.2865 | 3.2169 | 3.1423 | 3.0786 | 3.0051 | 2.9317 | 2.8678 | 2.7883 | 2.7077 | 2.3633 | 2.1381 | 1.9574 | 3.8695 | 3.8484 | 3.7926 | 3.7519 | 3.7065 | 3.6725 | 3.6274 | 3.5718 | 3.5264 | 3.4635 | 3.3992 | 3.0647 | 2.7779 | 2.4151 | 3.891 | 3.8531 | 3.7731 | 3.7079 | 3.6388 | 3.582 | 3.5144 | 3.4432 | 3.3825 | 3.3046 | 3.227 | 2.8781 | 2.6509 | 2.4617
|  | ROCKBOURNE | FS |  |  |  |  | 3.4436 | 3.417 | 3.3955 | 3.3794 | 3.3559 | 3.3317 | 3.3114 | 3.2576 | 3.1985 | 3.1479 | 3.0898 | 2.7957 | 2.4994 | 2.316 | 3.8785 | 3.8632 | 3.8431 | 3.8289 | 3.8064 | 3.7815 | 3.7582 | 3.7139 | 3.6621 | 3.6195 | 3.5683 | 3.274 | 2.9135 | 2.3717 | 3.917 | 3.8939 | 3.8727 | 3.8574 | 3.8345 | 3.8104 | 3.7903 | 3.739 | 3.6818 | 3.634 | 3.5791 | 3.2977 | 3.0349 | 2.8597
NURSLING GSP | ROWNHAMS | ROMSEY | MINIMUM HEADROOM | SU 36092 21110 | NO | YES | 5.092 | -5.5278 | -5.9351 | -6.3732 | -7.3264 | -8.3713 | -9.5007 | -10.9791 | -12.5423 | -14.1948 | -15.927 | -17.5453 | -23.9383 | -27.9043 | -31.7932 | -4.0406 | -4.5154 | -5.1238 | -5.8745 | -6.5947 | -7.3228 | -8.472 | -9.453 | -10.3749 | -11.41 | -12.3418 | -16.3238 | -19.664 | -24.0621 | -4.3558 | -4.9016 | -5.6972 | -6.6715 | -7.6652 | -8.7512 | -10.2196 | -11.6641 | -13.0425 | -14.5276 | -15.9229 | -21.7536 | -25.8814 | -29.9198
|  | ROMSEY | CT |  |  |  |  | -5.3631 | -5.7908 | -5.9762 | -6.5269 | -7.3602 | -8.0993 | -9.1619 | -10.5214 | -12.1196 | -13.6214 | -15.2569 | -22.2214 | -26.1846 | -29.2822 | -3.9214 | -4.4189 | -4.7232 | -5.174 | -5.7703 | -6.1703 | -6.9787 | -7.8811 | -9.0065 | -9.9729 | -11.079 | -15.8093 | -19.5235 | -24.0621 | -4.19 | -4.7418 | -5.1601 | -5.7537 | -6.5242 | -7.185 | -8.1946 | -9.4547 | -10.9283 | -12.2482 | -13.69 | -19.9029 | -23.6437 | -26.6571
|  | ROMSEY | LW |  |  |  |  | -5.5278 | -5.9351 | -6.3732 | -7.3264 | -8.3713 | -9.5007 | -10.9791 | -12.5423 | -14.1948 | -15.927 | -17.5453 | -23.9383 | -27.9043 | -31.7932 | -4.0406 | -4.5154 | -5.1238 | -5.8745 | -6.5947 | -7.3228 | -8.472 | -9.453 | -10.3749 | -11.41 | -12.3418 | -16.3238 | -19.664 | -23.1835 | -4.3558 | -4.9016 | -5.6972 | -6.6715 | -7.6652 | -8.7512 | -10.2196 | -11.6641 | -13.0425 | -14.5276 | -15.9229 | -21.7536 | -25.8814 | -29.9198
|  | ROMSEY | ST |  |  |  |  | -5.3069 | -5.6805 | -6.0793 | -6.4763 | -6.8661 | -7.2973 | -7.7883 | -8.446 | -9.0837 | -9.9529 | -10.7989 | -16.329 | -19.8761 | -22.7495 | -3.829 | -4.2616 | -4.7978 | -5.3081 | -5.7631 | -6.184 | -6.6538 | -7.2855 | -7.7062 | -8.389 | -8.9824 | -13.5531 | -17.7381 | -22.7488 | -4.0745 | -4.544 | -5.0776 | -5.5906 | -6.0576 | -6.4882 | -6.9468 | -7.5798 | -8.0651 | -8.7838 | -9.6594 | -15.5973 | -19.34 | -22.4232
|  | ROMSEY | FS |  |  |  |  | -5.202 | -5.5274 | -5.6219 | -5.7953 | -6.0454 | -6.3376 | -6.6941 | -7.1284 | -7.7069 | -8.3331 | -8.6748 | -12.2308 | -15.6946 | -19.3031 | -3.7401 | -4.1322 | -4.3148 | -4.5759 | -4.9064 | -5.2647 | -5.7332 | -6.269 | -6.8687 | -7.5218 | -7.7841 | -11.1513 | -15.2027 | -21.9582 | -3.9436 | -4.347 | -4.5157 | -4.7581 | -5.0733 | -5.4162 | -5.8411 | -6.3569 | -6.922 | -7.5323 | -7.8129 | -11.0396 | -14.4097 | -17.9707
LOVEDEAN GSP | CHICHESTER & HUNSTON | ROSE GREEN | MINIMUM HEADROOM | SZ 89974 99335 | NO | YES | 5.211 | 9.5 | 9.2411 | 8.9108 | 8.5155 | 8.2015 | 7.2075 | 5.9395 | 4.28 | 2.5733 | 0.88232 | -0.67028 | -4.8699 | -8.1718 | -10.249 | 11.3103 | 10.9723 | 10.4136 | 9.7242 | 9.2858 | 8.5995 | 7.8497 | 6.9737 | 6.0302 | 5.1099 | 4.1791 | 0.94564 | -1.8179 | -6.2332 | 9.5855 | 9.3669 | 9.0868 | 8.7473 | 8.2517 | 7.0886 | 5.8181 | 4.2627 | 2.6116 | 0.99267 | -0.40466 | -3.906 | -6.762 | -8.6282
|  | ROSE GREEN | CT |  |  |  |  | 9.5634 | 9.3695 | 9.1024 | 8.7984 | 8.5197 | 7.8967 | 6.6973 | 5.0877 | 3.4167 | 1.8507 | 0.31971 | -4.8699 | -8.1718 | -10.249 | 11.3366 | 11.015 | 10.4811 | 9.8567 | 9.3932 | 8.7432 | 7.9846 | 7.0406 | 6.0302 | 5.1454 | 4.1791 | 0.94564 | -1.8179 | -5.3087 | 9.6373 | 9.469 | 9.2381 | 8.9751 | 8.7422 | 7.7187 | 6.5253 | 4.9909 | 3.3727 | 1.9652 | 0.50151 | -3.906 | -6.762 | -8.6282
|  | ROSE GREEN | LW |  |  |  |  | 9.5 | 9.2411 | 8.9108 | 8.5155 | 8.2015 | 7.2075 | 5.9395 | 4.28 | 2.5733 | 0.88232 | -0.67028 | -4.7146 | -7.0527 | -8.9458 | 11.3103 | 10.9723 | 10.4136 | 9.7242 | 9.2858 | 8.5995 | 7.8497 | 6.9737 | 6.0319 | 5.1099 | 4.3032 | 2.4295 | 1.4169 | 0.47641 | 9.5855 | 9.3669 | 9.0868 | 8.7473 | 8.2517 | 7.0886 | 5.8181 | 4.2627 | 2.6116 | 0.99267 | -0.40466 | -3.8294 | -5.7754 | -7.5125
|  | ROSE GREEN | ST |  |  |  |  | 9.5977 | 9.448 | 9.2255 | 8.9792 | 8.6385 | 8.321 | 8.104 | 7.7323 | 7.3083 | 6.8429 | 6.2991 | 4.2949 | 1.1602 | -1.749 | 11.4222 | 11.1834 | 10.8738 | 10.5359 | 10.1076 | 9.7001 | 9.5204 | 9.0671 | 8.5509 | 7.9821 | 7.3552 | 4.4299 | 1.7404 | -2.0026 | 9.671 | 9.5464 | 9.3594 | 9.1532 | 8.8671 | 8.5978 | 8.4294 | 8.1158 | 7.7547 | 7.3544 | 6.8772 | 3.5145 | 1.1979 | -1.0155
|  | ROSE GREEN | FS |  |  |  |  | 9.6963 | 9.6048 | 9.448 | 9.2622 | 9.0076 | 8.7487 | 8.4837 | 8.1844 | 7.9686 | 7.5843 | 7.0815 | 5.2549 | 2.5805 | -0.32757 | 11.4994 | 11.321 | 11.059 | 10.7505 | 10.4078 | 10.0376 | 9.6308 | 9.135 | 8.861 | 8.2798 | 7.5991 | 4.2666 | 0.2304 | -6.2332 | 9.755 | 9.6783 | 9.5466 | 9.3892 | 9.1784 | 8.9587 | 8.7341 | 8.4807 | 8.3174 | 7.9929 | 7.5718 | 4.5178 | 2.1647 | -0.37627
COWLEY GSP | COWLEY LOCAL (2 X 90) | ROSE HILL | MINIMUM HEADROOM | SP 53637 03027 | NO | NO | 17.057 | -6.21 | -6.6589 | -7.3189 | -7.9716 | -8.7086 | -9.6227 | -10.1936 | -11.2317 | -12.3554 | -13.4738 | -14.5009 | -17.7276 | -19.6055 | -20.5834 | -3.1138 | -3.5617 | -3.9548 | -4.2769 | -4.7685 | -5.3273 | -6.0113 | -6.693 | -7.5586 | -8.2547 | -9.091 | -12.9566 | -19.8699 | -33.4998 | -4.8889 | -5.3437 | -5.9627 | -6.5434 | -7.2074 | -8.0751 | -8.5994 | -9.5453 | -10.5759 | -11.6268 | -12.5769 | -15.5611 | -17.154 | -18.0556
|  | ROSE HILL | CT |  |  |  |  | -6.1408 | -6.5485 | -7.1365 | -7.7081 | -8.4039 | -8.9918 | -9.7939 | -10.8158 | -11.8889 | -12.7701 | -13.7409 | -17.7276 | -19.6055 | -20.5834 | -3.0931 | -3.5052 | -3.9338 | -4.2769 | -4.7685 | -5.3273 | -6.0113 | -6.693 | -7.5586 | -8.2547 | -9.091 | -12.9566 | -17.1624 | -23.8757 | -4.8247 | -5.2337 | -5.7921 | -6.3106 | -6.96 | -7.5092 | -8.2816 | -9.2234 | -10.2683 | -11.0891 | -12.0264 | -15.5611 | -17.154 | -18.0556
|  | ROSE HILL | LW |  |  |  |  | -6.21 | -6.6589 | -7.3189 | -7.9716 | -8.7086 | -9.6227 | -10.1936 | -11.2317 | -12.3554 | -13.4738 | -14.5009 | -17.7118 | -18.3902 | -18.9621 | -3.1138 | -3.5617 | -3.9548 | -4.2089 | -4.5578 | -5.131 | -5.4661 | -5.9771 | -6.5512 | -7.1265 | -7.6553 | -9.1714 | -9.4529 | -9.8869 | -4.8889 | -5.3437 | -5.9627 | -6.5434 | -7.2074 | -8.0751 | -8.5994 | -9.5453 | -10.5759 | -11.6268 | -12.5769 | -15.4296 | -16.0197 | -16.5882
|  | ROSE HILL | ST |  |  |  |  | -5.9718 | -6.2349 | -6.4399 | -6.6175 | -6.8404 | -7.2078 | -7.547 | -7.7862 | -8.0854 | -8.499 | -9.0912 | -12.1608 | -13.1534 | -14.6355 | -3.0334 | -3.3578 | -3.6543 | -3.8469 | -4.0888 | -4.5946 | -5.0441 | -5.3423 | -5.7295 | -6.0083 | -6.463 | -10.2579 | -14.4943 | -21.5179 | -4.6669 | -4.9375 | -5.1522 | -5.3172 | -5.5249 | -5.9057 | -6.256 | -6.4924 | -6.7848 | -6.8747 | -7.1981 | -9.4641 | -10.9103 | -12.7566
|  | ROSE HILL | FS |  |  |  |  | -5.9026 | -6.1048 | -6.3478 | -6.5392 | -6.7737 | -7.0731 | -7.3374 | -7.6652 | -8.0077 | -8.4162 | -8.8825 | -11.4747 | -14.0988 | -16.5046 | -2.9979 | -3.2656 | -3.5428 | -3.7279 | -3.985 | -4.3872 | -4.8114 | -5.2848 | -5.7902 | -6.4325 | -7.1941 | -11.9414 | -19.8699 | -33.4998 | -4.6104 | -4.8174 | -5.0564 | -5.2255 | -5.4347 | -5.7265 | -5.9868 | -6.296 | -6.6179 | -7.0037 | -7.4485 | -9.8777 | -12.2945 | -14.4082
MELKSHAM GSP | CHIPPENHAM | ROWDEN | MINIMUM HEADROOM | ST 90805 72608 | NO | YES | 18.253 | -5.986 | -6.5973 | -7.8836 | -8.888 | -9.5554 | -10.6912 | -12.0495 | -13.7935 | -16.0013 | -18.073 | -20.0071 | -27.7487 | -31.7466 | -33.8334 | -2.0282 | -2.4287 | -3.2705 | -3.7932 | -4.0793 | -4.6695 | -5.4 | -6.3335 | -7.4954 | -8.4536 | -9.4973 | -14.4041 | -17.6618 | -22.1643 | -3.885 | -4.4274 | -5.5376 | -6.435 | -6.9566 | -7.9892 | -9.221 | -10.7661 | -12.7112 | -14.5422 | -16.1934 | -22.4452 | -25.4744 | -27.1971
|  | ROWDEN | CT |  |  |  |  | -5.9329 | -6.4777 | -7.5669 | -8.5064 | -9.1541 | -10.1103 | -11.3459 | -13.0497 | -15.1596 | -16.8888 | -18.7757 | -27.5166 | -31.7466 | -33.8334 | -2.0282 | -2.4204 | -3.1572 | -3.7338 | -4.0793 | -4.6382 | -5.3762 | -6.3335 | -7.4954 | -8.4357 | -9.4973 | -14.4041 | -17.6618 | -21.2544 | -3.8478 | -4.3392 | -5.2935 | -6.1293 | -6.6575 | -7.5149 | -8.6433 | -10.1638 | -12.0183 | -13.4886 | -15.1374 | -22.171 | -25.4744 | -27.1971
|  | ROWDEN | LW |  |  |  |  | -5.986 | -6.5973 | -7.8836 | -8.888 | -9.5554 | -10.6912 | -12.0495 | -13.7935 | -16.0013 | -18.073 | -20.0071 | -27.7487 | -30.433 | -32.1539 | -2.0159 | -2.4287 | -3.2705 | -3.7932 | -4.0673 | -4.6695 | -5.4 | -6.2723 | -7.3968 | -8.4536 | -9.4112 | -13.031 | -14.2214 | -15.0687 | -3.885 | -4.4274 | -5.5376 | -6.435 | -6.9566 | -7.9892 | -9.221 | -10.7661 | -12.7112 | -14.5422 | -16.1934 | -22.4452 | -24.5597 | -26.0526
|  | ROWDEN | ST |  |  |  |  | -5.8191 | -6.1099 | -6.6777 | -7.0481 | -7.4219 | -7.8262 | -8.0266 | -8.578 | -9.3982 | -10.2601 | -11.1848 | -16.9124 | -20.1642 | -23.011 | -1.9238 | -2.2099 | -2.7077 | -3.0201 | -3.3195 | -3.6406 | -3.8159 | -4.2405 | -4.8159 | -5.4206 | -6.0771 | -10.2651 | -13.3558 | -17.2931 | -3.6598 | -3.9725 | -4.4674 | -4.8006 | -5.1455 | -5.5461 | -5.6665 | -6.1654 | -6.9033 | -7.6773 | -8.5098 | -13.4873 | -16.1917 | -18.6052
|  | ROWDEN | FS |  |  |  |  | -5.7245 | -5.938 | -6.4258 | -6.7909 | -7.0996 | -7.481 | -7.9213 | -8.526 | -8.9503 | -9.6587 | -10.4026 | -15.9659 | -19.8397 | -23.1221 | -1.8556 | -2.0941 | -2.5148 | -2.8141 | -3.0744 | -3.3954 | -3.7767 | -4.2783 | -4.643 | -5.2157 | -5.8264 | -10.2765 | -15.1569 | -22.1643 | -3.5852 | -3.824 | -4.244 | -4.5684 | -4.839 | -5.1828 | -5.5789 | -6.1129 | -6.4081 | -7.034 | -7.6962 | -12.4715 | -15.881 | -18.7299
LOVEDEAN GSP | FAREHAM T1B T2B (1X90, 1X60MVA) | ROWNER PARK | MINIMUM HEADROOM | SU 58018 00782 | NO | YES | 0.37 | 18.2158 | 18.0399 | 17.706 | 17.3055 | 16.9705 | 16.4364 | 15.8401 | 15.4251 | 14.5957 | 13.7863 | 13.0989 | 11.0088 | 9.6423 | 8.775 | 18.2804 | 18.1472 | 17.932 | 17.7065 | 17.4367 | 17.1173 | 16.6785 | 16.3887 | 15.8106 | 15.3766 | 14.8314 | 12.7125 | 10.3407 | 4.4693 | 17.6984 | 17.5618 | 17.2322 | 16.8531 | 16.5203 | 16.0403 | 15.4981 | 15.0439 | 14.2657 | 13.498 | 12.8193 | 10.7192 | 9.4602 | 8.6947
|  | ROWNER PARK | CT |  |  |  |  | 18.2235 | 18.0399 | 17.706 | 17.3631 | 16.9862 | 16.5631 | 15.9877 | 15.5765 | 14.7683 | 14.1647 | 13.4292 | 11.0088 | 9.6423 | 8.775 | 18.2804 | 18.1472 | 17.932 | 17.7065 | 17.4367 | 17.1173 | 16.6785 | 16.3887 | 15.8106 | 15.3766 | 14.8314 | 12.7125 | 10.8385 | 7.9581 | 17.7113 | 17.5618 | 17.2548 | 16.9409 | 16.5925 | 16.2007 | 15.6828 | 15.2442 | 14.4876 | 13.8979 | 13.1985 | 10.7192 | 9.4602 | 8.6947
|  | ROWNER PARK | LW |  |  |  |  | 18.2158 | 18.0604 | 17.7118 | 17.3055 | 16.9705 | 16.4364 | 15.8401 | 15.4251 | 14.5957 | 13.7863 | 13.0989 | 11.1576 | 10.5464 | 9.9455 | 18.2887 | 18.1945 | 18.0323 | 17.8139 | 17.633 | 17.3197 | 16.9397 | 16.7309 | 16.2277 | 15.7389 | 15.3371 | 14.2856 | 14.022 | 13.6589 | 17.6984 | 17.568 | 17.2322 | 16.8531 | 16.5203 | 16.0403 | 15.4981 | 15.0439 | 14.2657 | 13.498 | 12.8193 | 10.8558 | 10.2914 | 9.7621
|  | ROWNER PARK | ST |  |  |  |  | 18.3658 | 18.2767 | 18.2078 | 18.1054 | 18.0326 | 17.8922 | 17.7167 | 17.5422 | 17.2458 | 16.8629 | 16.8226 | 14.7636 | 13.6058 | 12.4327 | 18.3621 | 18.2785 | 18.1985 | 18.0936 | 17.9967 | 17.8509 | 17.6626 | 17.4577 | 17.1559 | 16.779 | 16.6246 | 14.3347 | 12.3471 | 9.3863 | 17.8291 | 17.7582 | 17.7118 | 17.6401 | 17.5855 | 17.4737 | 17.3002 | 17.1292 | 16.8375 | 16.4605 | 16.4255 | 14.4502 | 13.405 | 12.2937
|  | ROWNER PARK | FS |  |  |  |  | 18.3693 | 18.3231 | 18.2404 | 18.1352 | 18.0253 | 17.9402 | 17.7989 | 17.5947 | 17.3909 | 17.0851 | 16.7508 | 14.9069 | 13.0511 | 11.4942 | 18.3562 | 18.2915 | 18.1994 | 18.0867 | 17.9623 | 17.8372 | 17.6553 | 17.4155 | 17.1561 | 16.8035 | 16.4159 | 13.9895 | 10.3407 | 4.4693 | 17.8368 | 17.7999 | 17.7298 | 17.6428 | 17.55 | 17.4731 | 17.3553 | 17.1733 | 16.9846 | 16.7096 | 16.4014 | 14.6343 | 12.8137 | 11.2423
FAWLEY GSP | COWES & WOOTTON COMMON BSP | RYDE | MINIMUM HEADROOM | SZ 59554 91973 | NO | YES | 2.988 | 8.1544 | 7.6391 | 6.4633 | 5.1124 | 4.1069 | 2.5865 | 1.0409 | -1.1214 | -3.4538 | -5.7733 | -7.9008 | -15.949 | -21.5876 | -25.0138 | 11.078 | 10.7018 | 10.1128 | 9.459 | 8.9901 | 8.2264 | 7.2622 | 6.0126 | 4.6203 | 3.562 | 2.279 | -3.1837 | -7.38 | -13.7888 | 7.5804 | 7.0944 | 6.0722 | 4.8675 | 4.0828 | 2.6807 | 1.2092 | -0.7544 | -2.9341 | -5.0895 | -6.9898 | -13.8299 | -18.3723 | -21.3335
|  | RYDE | CT |  |  |  |  | 8.2196 | 7.729 | 6.7246 | 5.6154 | 4.7162 | 3.4734 | 2.0888 | 0.0058849 | -2.2655 | -4.1363 | -6.2305 | -15.9166 | -21.5876 | -25.0138 | 11.078 | 10.7018 | 10.1128 | 9.459 | 8.9901 | 8.2264 | 7.2622 | 6.0126 | 4.6203 | 3.562 | 2.279 | -3.1837 | -7.38 | -12.5014 | 7.6204 | 7.1295 | 6.2186 | 5.2156 | 4.4582 | 3.3121 | 1.953 | 0.04099 | -2.0321 | -3.7072 | -5.6119 | -13.8299 | -18.3723 | -21.3335
|  | RYDE | LW |  |  |  |  | 8.1544 | 7.6391 | 6.4633 | 5.1124 | 4.1069 | 2.5865 | 1.0409 | -1.1214 | -3.4538 | -5.7733 | -7.9008 | -15.949 | -19.5247 | -22.6377 | 11.0926 | 10.7703 | 10.1875 | 9.4839 | 9.0961 | 8.2649 | 7.3814 | 6.2551 | 4.9344 | 3.6381 | 2.5663 | -1.0308 | -2.5046 | -4.0831 | 7.5804 | 7.0944 | 6.0722 | 4.8675 | 4.0828 | 2.6807 | 1.2092 | -0.7544 | -2.9341 | -5.0895 | -6.9898 | -13.7465 | -16.5699 | -19.3191
|  | RYDE | ST |  |  |  |  | 8.3857 | 8.0595 | 7.7644 | 7.4221 | 7.0483 | 6.5969 | 6.4214 | 5.8845 | 5.176 | 4.3351 | 3.4459 | -2.1054 | -5.9976 | -9.6315 | 11.2111 | 10.968 | 10.7072 | 10.4166 | 10.078 | 9.6661 | 9.4846 | 9.0224 | 8.4237 | 7.7069 | 6.929 | 2.2684 | -1.4 | -6.4128 | 7.8186 | 7.5314 | 7.2425 | 6.9155 | 6.5396 | 6.0828 | 5.9397 | 5.4373 | 4.8069 | 4.0386 | 3.2016 | -1.9076 | -5.2456 | -8.3819
|  | RYDE | FS |  |  |  |  | 8.5165 | 8.2945 | 7.9687 | 7.6116 | 7.2311 | 6.7898 | 6.3424 | 5.7355 | 5.3785 | 4.6752 | 3.9216 | -1.6496 | -6.8228 | -11.7506 | 11.2653 | 11.0645 | 10.801 | 10.5138 | 10.1887 | 9.8016 | 9.3643 | 8.8285 | 8.4988 | 7.848 | 7.1517 | 2.1352 | -4.2517 | -13.7888 | 7.9259 | 7.729 | 7.4337 | 7.1164 | 6.7651 | 6.3552 | 5.9241 | 5.3607 | 5.0998 | 4.4183 | 3.7006 | -1.3406 | -5.9909 | -10.3572
MANNINGTON GSP | SALISBURY | SALISBURY CENTRAL | MINIMUM HEADROOM | SU 14215 30481 | NO | YES | 11.06 | 6.069 | 5.7746 | 5.1211 | 4.1209 | 3.3074 | 2.0857 | 0.43512 | -1.8998 | -4.0271 | -6.2779 | -8.418 | -16.09 | -20.7762 | -25.5873 | 11.6313 | 11.3671 | 10.5382 | 9.3331 | 8.6731 | 7.6693 | 6.4355 | 5.1739 | 4.0476 | 2.7894 | 1.534 | -3.6205 | -9.1468 | -16.9126 | 7.2612 | 6.996 | 6.1778 | 4.5205 | 3.5183 | 1.9606 | 0.14214 | -2.0296 | -4.0808 | -6.256 | -8.2412 | -15.2878 | -19.8439 | -24.822
|  | SALISBURY CENTRAL | CT |  |  |  |  | 6.2273 | 5.9117 | 5.5129 | 4.8796 | 4.2287 | 3.5193 | 2.4842 | 0.44886 | -1.6562 | -3.437 | -5.4707 | -14.0321 | -19.6306 | -23.9388 | 11.7426 | 11.42 | 10.9081 | 10.0991 | 9.474 | 8.7369 | 7.7386 | 6.4668 | 5.0745 | 3.928 | 2.5506 | -3.6205 | -9.1468 | -16.4416 | 7.3843 | 7.1321 | 6.7608 | 5.6714 | 4.8423 | 3.7959 | 2.4278 | 0.4236 | -1.6618 | -3.3193 | -5.2843 | -12.8964 | -17.7373 | -21.7916
|  | SALISBURY CENTRAL | LW |  |  |  |  | 6.069 | 5.7746 | 5.1211 | 4.1209 | 3.3074 | 2.0857 | 0.43512 | -1.8998 | -4.0271 | -6.2779 | -8.418 | -16.09 | -20.7762 | -25.5873 | 11.6313 | 11.3671 | 10.5382 | 9.3331 | 8.6731 | 7.6693 | 6.4355 | 5.1739 | 4.0476 | 2.7894 | 1.534 | -3.0291 | -6.5459 | -10.5379 | 7.2612 | 6.996 | 6.1778 | 4.5205 | 3.5183 | 1.9606 | 0.14214 | -2.0296 | -4.0808 | -6.256 | -8.2412 | -15.2878 | -19.8439 | -24.822
|  | SALISBURY CENTRAL | ST |  |  |  |  | 6.3433 | 6.204 | 5.6975 | 5.0602 | 4.4514 | 3.9388 | 3.3121 | 2.6416 | 1.7665 | 0.73667 | -0.29718 | -6.3745 | -10.0987 | -13.8236 | 11.8486 | 11.6348 | 11.0284 | 10.3012 | 9.7096 | 9.2514 | 8.7028 | 8.1736 | 7.4759 | 6.7369 | 6.0581 | 0.60244 | -5.1909 | -12.9235 | 7.4773 | 7.3662 | 6.8306 | 6.2374 | 5.6777 | 5.2283 | 4.6743 | 4.0618 | 3.2745 | 2.3666 | 1.4012 | -4.8913 | -9.3067 | -13.1235
|  | SALISBURY CENTRAL | FS |  |  |  |  | 6.4329 | 6.366 | 6.2037 | 5.8619 | 5.4953 | 5.147 | 4.7175 | 4.2086 | 3.7453 | 3.0254 | 2.3536 | -1.905 | -6.5927 | -11.3649 | 11.9366 | 11.7548 | 11.4691 | 10.979 | 10.5559 | 10.1156 | 9.562 | 8.8677 | 8.2962 | 7.4937 | 6.7911 | 2.0695 | -5.0658 | -16.9126 | 7.546 | 7.4927 | 7.3556 | 7.0557 | 6.7494 | 6.4529 | 5.9447 | 5.2456 | 4.881 | 4.0879 | 3.4024 | -0.88814 | -5.0187 | -9.6082
BRAMLEY (FLEE) | CAMBERLEY MAIN | SANDHURST | MINIMUM HEADROOM | SU 83597 60930 | NO | YES | 0.51 | 8.0033 | 7.5764 | 6.956 | 5.989 | 5.0193 | 3.7722 | 2.4144 | 0.35986 | -1.917 | -4.1525 | -6.0422 | -11.9562 | -16.0951 | -18.8996 | 11.9668 | 11.5583 | 11.2335 | 10.6897 | 10.0155 | 9.3323 | 8.4615 | 7.2789 | 5.9776 | 4.9638 | 3.7263 | -1.5923 | -7.3069 | -22.2705 | 8.1458 | 7.7116 | 7.2455 | 6.3601 | 5.4811 | 4.3267 | 3.0621 | 1.177 | -0.92969 | -2.9945 | -4.7162 | -9.9742 | -13.2271 | -15.5375
|  | SANDHURST | CT |  |  |  |  | 8.0897 | 7.6438 | 7.0589 | 6.2186 | 5.2228 | 4.226 | 3.015 | 1.1783 | -0.7763 | -2.3434 | -4.1529 | -11.3523 | -16.0951 | -18.8996 | 11.9668 | 11.5583 | 11.2335 | 10.6897 | 10.0155 | 9.3323 | 8.4615 | 7.2789 | 5.9776 | 4.9638 | 3.7263 | -1.5923 | -6.8249 | -14.3579 | 8.2367 | 7.7803 | 7.3398 | 6.5737 | 5.661 | 4.7459 | 3.618 | 1.9249 | 0.11303 | -1.3139 | -2.9809 | -9.3732 | -13.2271 | -15.5375
|  | SANDHURST | LW |  |  |  |  | 8.0033 | 7.5764 | 6.956 | 5.989 | 5.0193 | 3.7722 | 2.4144 | 0.35986 | -1.917 | -4.1525 | -6.0422 | -11.9562 | -14.5461 | -16.7038 | 11.9769 | 11.6753 | 11.4462 | 10.9383 | 10.442 | 9.7238 | 8.917 | 7.8163 | 6.5356 | 5.2891 | 4.3188 | 1.606 | 0.54593 | -0.45736 | 8.1458 | 7.7116 | 7.2455 | 6.3601 | 5.4811 | 4.3267 | 3.0621 | 1.177 | -0.92969 | -2.9945 | -4.7162 | -9.9742 | -12.1814 | -14.0075
|  | SANDHURST | ST |  |  |  |  | 8.3618 | 8.174 | 8.0305 | 7.8002 | 7.5236 | 7.556 | 7.2447 | 6.8623 | 6.3634 | 5.7239 | 5.0094 | -0.46571 | -4.5642 | -8.5067 | 12.1285 | 11.8985 | 11.683 | 11.3844 | 11.039 | 10.9346 | 10.5378 | 10.066 | 9.4782 | 8.7555 | 7.9432 | 2.4324 | -2.8873 | -10.7089 | 8.4922 | 8.2976 | 8.1493 | 7.9029 | 7.617 | 7.692 | 7.3738 | 6.9818 | 6.4658 | 5.8044 | 5.0664 | -0.038368 | -3.4616 | -6.8693
|  | SANDHURST | FS |  |  |  |  | 8.3539 | 8.185 | 7.9646 | 7.6781 | 7.3727 | 7.036 | 7.0027 | 6.541 | 6.0184 | 5.396 | 4.7312 | 0.21032 | -4.1964 | -8.7613 | 12.115 | 11.8821 | 11.6269 | 11.2988 | 10.9399 | 10.5385 | 10.3197 | 9.7415 | 9.0745 | 8.3086 | 7.474 | 1.5542 | -7.3069 | -22.2705 | 8.4929 | 8.3234 | 8.1283 | 7.8583 | 7.5755 | 7.2577 | 7.2933 | 6.869 | 6.3823 | 5.7971 | 5.1701 | 0.95489 | -3.0457 | -7.0985
FAWLEY GSP | COWES & WOOTTON COMMON BSP | SANDOWN | MINIMUM HEADROOM | SZ 59877 85052 | NO | YES | 3.173 | -1.6766 | -1.9078 | -2.4601 | -3.0574 | -3.683 | -4.5665 | -5.1356 | -6.3996 | -7.8222 | -9.2228 | -10.4759 | -14.6793 | -17.8051 | -19.7276 | 1.6156 | 1.5103 | 1.3868 | 1.2015 | 0.7838 | 0.34548 | 0.040676 | -0.66593 | -1.4459 | -2.0612 | -2.8575 | -5.9875 | -8.4651 | -13.3094 | -0.03456 | -0.24364 | -0.75605 | -1.3007 | -1.8744 | -2.6926 | -3.2006 | -4.3588 | -5.6722 | -6.9632 | -8.1051 | -11.9621 | -14.6772 | -16.3416
|  | SANDOWN | CT |  |  |  |  | -1.6501 | -1.9078 | -2.408 | -2.9555 | -3.6382 | -4.3504 | -4.8588 | -6.0702 | -7.3836 | -8.4201 | -9.6545 | -14.6685 | -17.8051 | -19.7276 | 1.6324 | 1.5103 | 1.3868 | 1.2015 | 0.7838 | 0.34548 | 0.040676 | -0.66593 | -1.4459 | -2.0612 | -2.8575 | -5.9875 | -8.4651 | -11.5001 | -0.0088247 | -0.24364 | -0.70321 | -1.2093 | -1.8463 | -2.5085 | -2.9655 | -4.0867 | -5.3084 | -6.256 | -7.3957 | -11.9621 | -14.6772 | -16.3416
|  | SANDOWN | LW |  |  |  |  | -1.6766 | -1.9005 | -2.4601 | -3.0574 | -3.683 | -4.5665 | -5.1356 | -6.3996 | -7.8222 | -9.2228 | -10.4759 | -14.6793 | -16.691 | -18.5474 | 1.6156 | 1.5211 | 1.4131 | 1.2753 | 0.96522 | 0.47837 | 0.20202 | -0.45528 | -1.215 | -1.9615 | -2.6333 | -4.7101 | -5.5695 | -6.4544 | -0.03456 | -0.23961 | -0.75605 | -1.3007 | -1.8744 | -2.6926 | -3.2006 | -4.3588 | -5.6722 | -6.9632 | -8.1051 | -11.9347 | -13.652 | -15.2683
|  | SANDOWN | ST |  |  |  |  | -1.4876 | -1.619 | -1.7144 | -1.8777 | -2.0755 | -2.2901 | -2.5896 | -2.9652 | -3.4567 | -3.6818 | -4.2939 | -8.307 | -11.0516 | -13.2944 | 1.6943 | 1.6395 | 1.5701 | 1.4681 | 1.3399 | 1.1895 | 0.99173 | 0.75415 | 0.43741 | 0.13897 | -0.30057 | -3.5584 | -6.1016 | -9.2901 | 0.13624 | 0.017391 | -0.069469 | -0.21353 | -0.40381 | -0.60721 | -0.89446 | -1.2536 | -1.7269 | -1.9325 | -2.5198 | -6.2712 | -8.7021 | -10.6433
|  | SANDOWN | FS |  |  |  |  | -1.446 | -1.5421 | -1.6937 | -1.8333 | -2.0201 | -2.2411 | -2.4512 | -2.7967 | -3.1984 | -3.6871 | -3.8812 | -7.2074 | -10.5502 | -13.7212 | 1.7126 | 1.6741 | 1.6207 | 1.5612 | 1.4794 | 1.3774 | 1.2014 | 0.90089 | 0.54931 | 0.13226 | -0.102 | -3.1164 | -7.2953 | -13.3094 | 0.17477 | 0.088175 | -0.046864 | -0.17532 | -0.34193 | -0.53775 | -0.72928 | -1.0471 | -1.4216 | -1.8832 | -2.0506 | -5.167 | -8.2165 | -11.0415
LOVEDEAN GSP | CHICHESTER & HUNSTON | SELSEY | MINIMUM HEADROOM | SZ 85667 94289 | NO | YES | 0.341 | 9.3874 | 9.335 | 9.234 | 9.1145 | 8.9911 | 8.4518 | 8.1123 | 7.1929 | 6.2458 | 5.3695 | 4.628 | 1.9892 | -0.12016 | -1.3832 | 11.1239 | 10.9819 | 10.714 | 10.4623 | 10.1227 | 9.7771 | 9.6398 | 9.1344 | 8.6089 | 8.2255 | 7.7571 | 5.7665 | 3.9003 | 0.2238 | 9.3901 | 9.3388 | 9.2437 | 9.133 | 9.0141 | 8.695 | 8.4141 | 7.586 | 6.7198 | 5.913 | 5.24 | 2.9127 | 1.0843 | -0.010911
|  | SELSEY | CT |  |  |  |  | 9.3995 | 9.3369 | 9.2349 | 9.1379 | 8.9911 | 8.6188 | 8.3237 | 7.4616 | 6.6059 | 5.9579 | 5.2153 | 1.9892 | -0.12016 | -1.3832 | 11.1239 | 10.9819 | 10.714 | 10.4623 | 10.1227 | 9.7771 | 9.6398 | 9.1344 | 8.6089 | 8.2255 | 7.7571 | 5.7665 | 3.9003 | 1.4902 | 9.4019 | 9.3404 | 9.2437 | 9.1534 | 9.0141 | 8.8356 | 8.5926 | 7.8131 | 7.029 | 6.4415 | 5.76 | 2.9127 | 1.0843 | -0.010911
|  | SELSEY | LW |  |  |  |  | 9.3874 | 9.335 | 9.234 | 9.1145 | 8.9911 | 8.4518 | 8.1123 | 7.1929 | 6.2458 | 5.3695 | 4.628 | 2.0098 | 0.68762 | -0.46192 | 11.1342 | 11.0344 | 10.7949 | 10.5386 | 10.2711 | 9.8883 | 9.7744 | 9.3045 | 8.7941 | 8.3219 | 7.9576 | 6.8081 | 6.2634 | 5.7326 | 9.3901 | 9.3388 | 9.2442 | 9.133 | 9.0179 | 8.695 | 8.4141 | 7.586 | 6.7198 | 5.913 | 5.24 | 2.9303 | 1.796 | 0.79761
|  | SELSEY | ST |  |  |  |  | 9.445 | 9.4167 | 9.3697 | 9.2908 | 9.2061 | 9.1228 | 9.0123 | 8.8757 | 8.7252 | 8.7288 | 8.5787 | 7.2789 | 5.5321 | 3.8732 | 11.2139 | 11.1309 | 11.0436 | 10.9073 | 10.7603 | 10.6233 | 10.4367 | 10.2111 | 9.95 | 9.9483 | 9.681 | 7.854 | 6.1143 | 3.6581 | 9.4468 | 9.419 | 9.3764 | 9.3037 | 9.2253 | 9.1486 | 9.045 | 8.917 | 8.7723 | 8.7791 | 8.6328 | 7.5875 | 6.0659 | 4.6322
|  | SELSEY | FS |  |  |  |  | 9.4501 | 9.4301 | 9.3862 | 9.3429 | 9.2843 | 9.2181 | 9.1436 | 9.076 | 8.9837 | 8.8718 | 8.7451 | 7.3387 | 5.5504 | 3.6248 | 11.2098 | 11.1281 | 11.0098 | 10.898 | 10.756 | 10.598 | 10.4102 | 10.2022 | 9.934 | 9.6279 | 9.2934 | 7.5309 | 4.7696 | 0.2238 | 9.4518 | 9.4322 | 9.3918 | 9.3532 | 9.2995 | 9.2383 | 9.1689 | 9.1068 | 9.019 | 8.9107 | 8.7882 | 7.6786 | 6.0744 | 4.3842
MANNINGTON GSP | SHAFTESBURY BSP | SHAFTESBURY | MINIMUM HEADROOM | ST 85605 23325 | NO | YES | 1.122 | -0.88152 | -1.412 | -1.9707 | -2.5684 | -3.2014 | -4.0891 | -4.7024 | -5.6687 | -6.5966 | -7.5243 | -8.3281 | -11.0316 | -12.7192 | -14.1679 | 1.3857 | 0.99955 | 0.70616 | 0.38635 | 0.048697 | -0.45988 | -0.73291 | -1.2588 | -1.7977 | -2.3321 | -2.7653 | -4.9316 | -6.8135 | -10.9603 | -0.63661 | -1.1065 | -1.6016 | -2.128 | -2.6846 | -3.4685 | -3.9851 | -4.8486 | -5.6885 | -6.5232 | -7.2586 | -9.6827 | -11.081 | -12.3405
|  | SHAFTESBURY | CT |  |  |  |  | -0.87002 | -1.321 | -1.8491 | -2.3289 | -2.9342 | -3.6459 | -4.1413 | -5.0532 | -5.916 | -6.6113 | -7.415 | -10.7063 | -12.7192 | -14.1679 | 1.3857 | 1.0462 | 0.71461 | 0.43076 | 0.048697 | -0.39133 | -0.6593 | -1.2161 | -1.7842 | -2.2248 | -2.7622 | -4.9316 | -6.8135 | -9.4268 | -0.6231 | -1.0275 | -1.4918 | -1.9041 | -2.4392 | -3.0612 | -3.4758 | -4.2838 | -5.0578 | -5.6907 | -6.4159 | -9.3763 | -11.081 | -12.3405
|  | SHAFTESBURY | LW |  |  |  |  | -0.88152 | -1.412 | -1.9707 | -2.5684 | -3.2014 | -4.0891 | -4.7024 | -5.6687 | -6.5966 | -7.5243 | -8.3281 | -11.0316 | -12.4212 | -13.7272 | 1.3934 | 0.99955 | 0.70616 | 0.38635 | 0.052614 | -0.45988 | -0.73291 | -1.2588 | -1.7977 | -2.3321 | -2.7653 | -4.089 | -4.7692 | -5.514 | -0.63661 | -1.1065 | -1.6016 | -2.128 | -2.6846 | -3.4685 | -3.9851 | -4.8486 | -5.6885 | -6.5232 | -7.2586 | -9.6827 | -10.9022 | -12.0822
|  | SHAFTESBURY | ST |  |  |  |  | -0.71589 | -1.0696 | -1.3819 | -1.6436 | -1.9513 | -2.3083 | -2.7259 | -3.1121 | -3.4913 | -3.5818 | -3.9789 | -6.3012 | -7.8733 | -9.4326 | 1.4814 | 1.2001 | 0.96316 | 0.78162 | 0.56366 | 0.31654 | 0.014095 | -0.28653 | -0.60946 | -0.70555 | -1.0546 | -3.1784 | -5.0195 | -7.6301 | -0.47413 | -0.7864 | -1.0635 | -1.2908 | -1.56 | -1.8587 | -2.2265 | -2.5826 | -2.9554 | -2.9869 | -3.3695 | -5.538 | -6.8822 | -8.2342
|  | SHAFTESBURY | FS |  |  |  |  | -0.64819 | -0.91171 | -1.1192 | -1.2928 | -1.5008 | -1.7716 | -2.0745 | -2.4071 | -2.7528 | -3.1577 | -3.5785 | -5.5277 | -7.6147 | -9.507 | 1.5059 | 1.2842 | 1.1141 | 0.9724 | 0.79942 | 0.57987 | 0.31306 | 0.026461 | -0.29109 | -0.66015 | -1.0461 | -3.0889 | -6.132 | -10.9603 | -0.41851 | -0.64894 | -0.83076 | -0.97617 | -1.1572 | -1.3903 | -1.6564 | -1.9368 | -2.2533 | -2.6314 | -3.0242 | -4.7149 | -6.5164 | -8.2661
FAWLEY GSP | COWES & WOOTTON COMMON BSP | SHALFLEET | MINIMUM HEADROOM | SZ 40828 88643 | NO | YES | 0.135 | 8.0451 | 7.8416 | 7.6343 | 7.3869 | 7.1113 | 6.7798 | 6.3837 | 5.9436 | 5.4375 | 5.3143 | 4.9377 | 3.6157 | 2.8723 | 2.2228 | 8.619 | 8.4943 | 8.3876 | 8.2521 | 8.0787 | 7.9371 | 7.7009 | 7.4238 | 7.107 | 7.1395 | 6.9342 | 6.0562 | 5.3385 | 3.9351 | 7.7011 | 7.5132 | 7.3223 | 7.0974 | 6.8462 | 6.5423 | 6.1746 | 5.7672 | 5.295 | 5.2047 | 4.8632 | 3.6979 | 3.0669 | 2.5099
|  | SHALFLEET | CT |  |  |  |  | 8.0451 | 7.8416 | 7.6524 | 7.4314 | 7.1662 | 6.9282 | 6.5914 | 6.1753 | 5.7197 | 5.717 | 5.3413 | 3.8822 | 3.0207 | 2.3934 | 8.619 | 8.4943 | 8.3876 | 8.2521 | 8.0787 | 7.9371 | 7.7048 | 7.4238 | 7.107 | 7.205 | 6.9631 | 6.0562 | 5.3385 | 4.4181 | 7.7011 | 7.5132 | 7.341 | 7.1375 | 6.8915 | 6.6746 | 6.3595 | 5.971 | 5.5434 | 5.5672 | 5.2213 | 3.9268 | 3.1884 | 2.6518
|  | SHALFLEET | LW |  |  |  |  | 8.0676 | 7.8902 | 7.6343 | 7.3869 | 7.1113 | 6.7798 | 6.3837 | 5.9436 | 5.4375 | 5.3143 | 4.9377 | 3.6157 | 2.8723 | 2.2228 | 8.6287 | 8.5275 | 8.3956 | 8.272 | 8.128 | 7.9431 | 7.7009 | 7.4326 | 7.1079 | 7.1395 | 6.9342 | 6.2927 | 5.971 | 5.6602 | 7.7198 | 7.556 | 7.3223 | 7.0974 | 6.8462 | 6.5423 | 6.1746 | 5.7672 | 5.295 | 5.2047 | 4.8632 | 3.6979 | 3.0669 | 2.5099
|  | SHALFLEET | ST |  |  |  |  | 8.1248 | 7.9851 | 7.8305 | 7.6511 | 7.4563 | 7.2767 | 7.0528 | 6.8331 | 6.6161 | 6.3308 | 6.0202 | 5.0406 | 4.3717 | 3.8989 | 8.6658 | 8.5865 | 8.5076 | 8.4071 | 8.2936 | 8.1939 | 8.0572 | 7.9121 | 7.7674 | 7.5638 | 7.3333 | 6.5734 | 5.8927 | 5.0478 | 7.7754 | 7.6484 | 7.5103 | 7.348 | 7.1715 | 7.0116 | 6.8078 | 6.6058 | 6.4068 | 6.14 | 5.8497 | 4.9667 | 4.3888 | 3.9928
|  | SHALFLEET | FS |  |  |  |  | 8.2066 | 8.1146 | 8.0645 | 7.9878 | 7.9153 | 7.8232 | 7.7556 | 7.5824 | 7.3917 | 7.1741 | 6.9848 | 5.6792 | 4.8408 | 4.0756 | 8.6936 | 8.6326 | 8.5937 | 8.529 | 8.4667 | 8.3883 | 8.3259 | 8.2012 | 8.0563 | 7.885 | 7.739 | 6.5938 | 5.6106 | 3.9351 | 7.8477 | 7.7635 | 7.7185 | 7.6475 | 7.5815 | 7.4968 | 7.4374 | 7.2809 | 7.1064 | 6.9044 | 6.7308 | 5.5055 | 4.7946 | 4.1202
FAWLEY GSP | COWES & WOOTTON COMMON BSP | SHANKLIN | MINIMUM HEADROOM | SZ 57809 81912 | NO | YES | 1.699 | 15.289 | 15.0095 | 14.4513 | 13.8337 | 13.2207 | 12.7441 | 11.9625 | 10.8076 | 9.5417 | 8.2842 | 7.1433 | 3.1428 | 0.3007 | -1.4631 | 16.9315 | 16.7096 | 16.415 | 16.0986 | 15.7024 | 15.5521 | 15.0887 | 14.4658 | 13.7747 | 13.2193 | 12.529 | 9.6656 | 7.3593 | 3.3473 | 15.2915 | 15.0212 | 14.5283 | 13.9578 | 13.3999 | 12.9872 | 12.2433 | 11.187 | 10.0051 | 8.837 | 7.8191 | 4.4001 | 2.0606 | 0.57603
|  | SHANKLIN | CT |  |  |  |  | 15.3137 | 15.0249 | 14.5069 | 13.9754 | 13.3462 | 13.0177 | 12.304 | 11.2524 | 10.1199 | 9.1766 | 8.0966 | 3.1785 | 0.3007 | -1.4631 | 16.9315 | 16.7096 | 16.415 | 16.0986 | 15.7024 | 15.5521 | 15.0887 | 14.4658 | 13.7747 | 13.2193 | 12.529 | 9.6656 | 7.3593 | 4.5044 | 15.3096 | 15.0218 | 14.5536 | 14.0609 | 13.4623 | 13.1952 | 12.5036 | 11.5162 | 10.4405 | 9.5895 | 8.5831 | 4.4001 | 2.0606 | 0.57603
|  | SHANKLIN | LW |  |  |  |  | 15.289 | 15.0095 | 14.4513 | 13.8337 | 13.2207 | 12.7441 | 11.9625 | 10.8076 | 9.5417 | 8.2842 | 7.1433 | 3.1428 | 1.4233 | -0.17123 | 16.9446 | 16.7654 | 16.4988 | 16.1776 | 15.8653 | 15.6718 | 15.2355 | 14.645 | 13.967 | 13.2816 | 12.7001 | 10.8859 | 10.1538 | 9.3694 | 15.2915 | 15.0212 | 14.5283 | 13.9578 | 13.3999 | 12.9872 | 12.2433 | 11.187 | 10.0051 | 8.837 | 7.8191 | 4.4086 | 3.0144 | 1.6387
|  | SHANKLIN | ST |  |  |  |  | 15.4626 | 15.3068 | 15.2148 | 15.1056 | 15.0118 | 14.849 | 14.6537 | 14.3987 | 14.3864 | 14.0563 | 13.6831 | 10.9731 | 8.9385 | 6.785 | 17.0244 | 16.8959 | 16.7953 | 16.6693 | 16.5529 | 16.3814 | 16.1791 | 15.9323 | 15.8763 | 15.5566 | 15.1951 | 12.8027 | 10.7487 | 7.8137 | 15.4575 | 15.31 | 15.2236 | 15.1003 | 14.9939 | 14.8178 | 14.6056 | 14.3351 | 14.3258 | 13.9694 | 13.5687 | 11.0464 | 9.2681 | 7.498
|  | SHANKLIN | FS |  |  |  |  | 15.4882 | 15.3607 | 15.2198 | 15.0702 | 14.9106 | 14.7246 | 14.5627 | 14.2486 | 13.9004 | 13.4967 | 13.4099 | 10.7256 | 7.8706 | 5.0175 | 17.0338 | 16.9162 | 16.796 | 16.6557 | 16.5025 | 16.3243 | 16.1453 | 15.8643 | 15.5412 | 15.1654 | 15.0332 | 12.4232 | 8.8021 | 3.3473 | 15.4799 | 15.36 | 15.2407 | 15.0953 | 14.9418 | 14.7623 | 14.6044 | 14.3118 | 13.9776 | 13.5781 | 13.5199 | 10.9284 | 8.3866 | 5.9699
AXMINSTER | YEOVIL BSP | SHERBORNE | MINIMUM HEADROOM | ST 63978 18163 | NO | YES | 0.728 | 5.123 | 4.8243 | 4.4883 | 4.0539 | 3.6601 | 3.1292 | 2.5384 | 1.6247 | 1.0384 | -0.046838 | -1.1281 | -4.2354 | -5.6904 | -6.9635 | 6.4137 | 6.1643 | 5.9845 | 5.7502 | 5.5465 | 5.2508 | 4.9149 | 4.4406 | 4.1688 | 3.6363 | 3.0311 | 0.78648 | -0.86937 | -3.9673 | 5.5165 | 5.2417 | 4.9309 | 4.5524 | 4.2064 | 3.754 | 3.2504 | 2.456 | 1.9365 | 1.0055 | 0.070817 | -2.6234 | -3.938 | -5.0687
|  | SHERBORNE | CT |  |  |  |  | 5.1478 | 4.8742 | 4.5735 | 4.2257 | 3.8478 | 3.433 | 2.9123 | 2.3749 | 1.5153 | 0.59835 | -0.48452 | -4.0146 | -5.6904 | -6.9635 | 6.4208 | 6.1914 | 5.9938 | 5.7822 | 5.5499 | 5.2843 | 4.9459 | 4.6682 | 4.1688 | 3.6493 | 3.0311 | 0.78648 | -0.86937 | -3.0902 | 5.5422 | 5.3032 | 5.0265 | 4.7287 | 4.4077 | 4.0573 | 3.6231 | 3.148 | 2.4075 | 1.6083 | 0.67879 | -2.4324 | -3.938 | -5.0687
|  | SHERBORNE | LW |  |  |  |  | 5.123 | 4.8243 | 4.4883 | 4.0539 | 3.6601 | 3.1292 | 2.5384 | 1.6247 | 1.0384 | -0.046838 | -1.1281 | -4.2354 | -5.3634 | -6.4967 | 6.4137 | 6.1643 | 5.9845 | 5.7502 | 5.5465 | 5.2508 | 4.9149 | 4.4406 | 4.1912 | 3.6363 | 3.0917 | 1.5557 | 0.94241 | 0.28584 | 5.5165 | 5.2417 | 4.9309 | 4.5524 | 4.2064 | 3.754 | 3.2504 | 2.456 | 1.9365 | 1.0055 | 0.070817 | -2.6234 | -3.6356 | -4.6439
|  | SHERBORNE | ST |  |  |  |  | 5.2341 | 5.0669 | 4.9185 | 4.756 | 4.624 | 4.4378 | 4.2278 | 3.9569 | 3.5913 | 3.0608 | 2.4594 | 0.49835 | -0.90212 | -2.3676 | 6.4658 | 6.2955 | 6.1575 | 6.027 | 5.9114 | 5.7602 | 5.5908 | 5.3825 | 5.1148 | 4.7478 | 4.3365 | 2.6528 | 1.0133 | -1.3052 | 5.6118 | 5.4528 | 5.3272 | 5.2053 | 5.105 | 4.9686 | 4.8143 | 4.6012 | 4.2688 | 3.7973 | 3.2674 | 1.553 | 0.34584 | -0.90443
|  | SHERBORNE | FS |  |  |  |  | 5.2655 | 5.1407 | 5.0202 | 4.8813 | 4.7347 | 4.6121 | 4.4288 | 4.1426 | 3.8736 | 3.4675 | 3.0277 | 1.0188 | -0.67861 | -2.3064 | 6.4811 | 6.3425 | 6.2323 | 6.1164 | 5.9908 | 5.8671 | 5.6859 | 5.4315 | 5.1855 | 4.8542 | 4.5015 | 2.6248 | 0.066907 | -3.9673 | 5.6416 | 5.5243 | 5.4234 | 5.3164 | 5.2028 | 5.1046 | 4.9584 | 4.7203 | 4.501 | 4.1817 | 3.8166 | 2.1274 | 0.64368 | -0.80589
MINETY GSP | CIRENCESTER BSP | SHIPTON OLIFFE | MINIMUM HEADROOM | SP 03884 19102 | NO | YES | 0.56 | 0.56726 | 0.50359 | 0.42077 | 0.32743 | 0.2236 | 0.07689 | -0.076525 | -0.24931 | -0.46185 | -0.67343 | -0.86188 | -1.3557 | -1.5403 | -1.6904 | 1.3429 | 1.2913 | 1.2347 | 1.1885 | 1.1197 | 1.0447 | 0.94537 | 0.86519 | 0.74307 | 0.6503 | 0.54476 | 0.14199 | -0.3671 | -1.4305 | 0.72691 | 0.65163 | 0.5721 | 0.48698 | 0.38564 | 0.25174 | 0.13438 | -0.012184 | -0.18923 | -0.35913 | -0.48187 | -0.84798 | -1.0822 | -1.2884
|  | SHIPTON OLIFFE | CT |  |  |  |  | 0.57486 | 0.50437 | 0.43165 | 0.36119 | 0.2598 | 0.14965 | 0.0050601 | -0.14459 | -0.33465 | -0.48067 | -0.65428 | -1.1924 | -1.3745 | -1.5431 | 1.3429 | 1.2913 | 1.2347 | 1.1885 | 1.1197 | 1.0447 | 0.94537 | 0.86519 | 0.74307 | 0.65707 | 0.54476 | 0.14199 | -0.20722 | -0.76276 | 0.72691 | 0.65163 | 0.5721 | 0.50891 | 0.41486 | 0.31369 | 0.18119 | 0.07633 | -0.083933 | -0.19162 | -0.33267 | -0.75927 | -0.96829 | -1.1587
|  | SHIPTON OLIFFE | LW |  |  |  |  | 0.56726 | 0.50359 | 0.42077 | 0.32743 | 0.2236 | 0.07689 | -0.076525 | -0.24931 | -0.46185 | -0.67343 | -0.86188 | -1.3557 | -1.5403 | -1.6904 | 1.3474 | 1.308 | 1.2543 | 1.2023 | 1.1407 | 1.0558 | 0.98204 | 0.88492 | 0.76528 | 0.6503 | 0.56854 | 0.3606 | 0.23755 | 0.12094 | 0.73 | 0.66448 | 0.57421 | 0.48698 | 0.38564 | 0.25174 | 0.13438 | -0.012184 | -0.18923 | -0.35913 | -0.48187 | -0.84798 | -1.0822 | -1.2884
|  | SHIPTON OLIFFE | ST |  |  |  |  | 0.60508 | 0.568 | 0.50682 | 0.43926 | 0.35701 | 0.2689 | 0.16701 | 0.074581 | -0.039588 | -0.18884 | -0.3396 | -1.1304 | -1.4184 | -1.5156 | 1.3593 | 1.3293 | 1.2834 | 1.2373 | 1.1809 | 1.1326 | 1.0668 | 1.0044 | 0.92228 | 0.82573 | 0.75149 | 0.26967 | -0.10336 | -0.62366 | 0.75325 | 0.70997 | 0.64175 | 0.5742 | 0.4946 | 0.42733 | 0.33544 | 0.25462 | 0.15109 | 0.031943 | -0.057037 | -0.52862 | -0.72344 | -0.83813
|  | SHIPTON OLIFFE | FS |  |  |  |  | 0.63112 | 0.61103 | 0.5883 | 0.55882 | 0.52922 | 0.4911 | 0.4479 | 0.39266 | 0.31634 | 0.2239 | 0.12083 | -0.50568 | -1.1056 | -1.4846 | 1.3733 | 1.3509 | 1.3236 | 1.2894 | 1.2613 | 1.2216 | 1.1745 | 1.126 | 1.0542 | 0.97743 | 0.88894 | 0.34309 | -0.3671 | -1.4305 | 0.78455 | 0.75904 | 0.73145 | 0.69645 | 0.67183 | 0.63314 | 0.59053 | 0.54631 | 0.47334 | 0.3952 | 0.30526 | -0.17534 | -0.55659 | -0.79855
NURSLING GSP | SOUTHAMPTON (2 X 90) | SHIRLEY | MINIMUM HEADROOM | SU 39988 13808 | NO | YES | 0.507 | 14.1117 | 13.7134 | 13.1674 | 12.3687 | 11.5465 | 10.9523 | 9.8067 | 8.3413 | 6.6807 | 4.9906 | 3.4156 | -1.8108 | -4.2444 | -6.4092 | 16.5665 | 16.1412 | 15.673 | 15.1089 | 14.675 | 13.9465 | 13.0145 | 11.8222 | 10.4825 | 9.3979 | 8.0607 | 1.5001 | -9.3138 | -31.7751 | 14.5087 | 14.118 | 13.6125 | 12.856 | 12.0731 | 11.3672 | 10.2385 | 8.7876 | 7.1534 | 5.5385 | 4.0973 | -0.62172 | -2.7894 | -4.7517
|  | SHIRLEY | CT |  |  |  |  | 14.1117 | 13.7134 | 13.1767 | 12.5454 | 12.1701 | 11.3943 | 10.3866 | 8.9564 | 7.3935 | 6.225 | 4.7763 | -1.3753 | -4.2444 | -6.4092 | 16.5665 | 16.1412 | 15.673 | 15.1089 | 14.675 | 13.9465 | 13.0145 | 11.8222 | 10.4825 | 9.3979 | 8.0607 | 1.5001 | -5.4648 | -16.9819 | 14.5087 | 14.118 | 13.6125 | 13.0147 | 12.6157 | 11.856 | 10.8771 | 9.4668 | 7.9233 | 6.7399 | 5.2943 | -0.26234 | -2.7894 | -4.7517
|  | SHIRLEY | LW |  |  |  |  | 14.125 | 13.7775 | 13.1674 | 12.3687 | 11.5465 | 10.9523 | 9.8067 | 8.3413 | 6.6807 | 4.9906 | 3.4156 | -1.8108 | -3.5232 | -5.5162 | 16.6833 | 16.4142 | 16.0504 | 15.5493 | 15.0573 | 14.6871 | 13.9219 | 13.0141 | 11.9643 | 10.9248 | 10.0296 | 7.25 | 6.241 | 4.8478 | 14.5248 | 14.1839 | 13.6126 | 12.856 | 12.0731 | 11.3672 | 10.2385 | 8.7876 | 7.1534 | 5.5385 | 4.0973 | -0.62172 | -2.171 | -4.0489
|  | SHIRLEY | ST |  |  |  |  | 14.3631 | 14.2008 | 14.0989 | 13.911 | 13.7254 | 13.4465 | 13.1114 | 12.6502 | 12.5771 | 11.9858 | 11.315 | 7.7115 | 5.6513 | 3.4029 | 16.7469 | 16.4965 | 16.2287 | 15.8878 | 15.5321 | 15.0877 | 14.5754 | 13.9457 | 13.5455 | 12.7347 | 11.8277 | 5.7142 | -1.225 | -12.8281 | 14.7541 | 14.5958 | 14.4797 | 14.2839 | 14.0996 | 13.8259 | 13.4955 | 13.043 | 12.9853 | 12.4049 | 11.7543 | 8.2306 | 6.2113 | 4.0134
|  | SHIRLEY | FS |  |  |  |  | 14.3892 | 14.2609 | 14.1581 | 13.9817 | 13.7666 | 13.5744 | 13.2981 | 12.9116 | 12.4374 | 11.857 | 11.7763 | 8.137 | 4.8211 | 1.5811 | 16.7351 | 16.4743 | 16.2053 | 15.8545 | 15.4487 | 14.9988 | 14.3964 | 13.6285 | 12.7368 | 11.7366 | 10.9804 | 3.4724 | -9.3138 | -31.7751 | 14.7793 | 14.6543 | 14.5549 | 14.3834 | 14.1788 | 13.9956 | 13.7287 | 13.3604 | 12.9062 | 12.3454 | 12.2295 | 8.6703 | 5.3907 | 2.4608
MINETY GSP | STRATTON (2 X 60) | SHRIVENHAM | MINIMUM HEADROOM | SU 23782 87902 | NO | YES | 0.911 | 8.3311 | 8.224 | 8.0438 | 7.8562 | 7.6529 | 7.3831 | 7.1279 | 6.7631 | 6.3174 | 5.8738 | 5.5018 | 4.2818 | 3.559 | 2.9094 | 9.6927 | 9.6442 | 9.5787 | 9.4995 | 9.4138 | 9.273 | 9.1217 | 8.9162 | 8.6438 | 8.372 | 8.1329 | 7.5455 | 6.7551 | 4.8377 | 8.4556 | 8.3596 | 8.1981 | 8.0281 | 7.8422 | 7.5905 | 7.3533 | 7.0146 | 6.6024 | 6.1945 | 5.8604 | 4.799 | 4.192 | 3.6439
|  | SHRIVENHAM | CT |  |  |  |  | 8.3355 | 8.224 | 8.0518 | 7.901 | 7.6944 | 7.4865 | 7.2626 | 6.9207 | 6.5493 | 6.2578 | 5.8922 | 4.6293 | 3.6964 | 2.9953 | 9.7113 | 9.6584 | 9.5926 | 9.529 | 9.4287 | 9.3224 | 9.185 | 8.998 | 8.7606 | 8.5839 | 8.3642 | 7.628 | 6.7551 | 5.6114 | 8.4631 | 8.3596 | 8.2042 | 8.069 | 7.8775 | 7.6848 | 7.4765 | 7.1577 | 6.8105 | 6.5447 | 6.2088 | 5.0959 | 4.2999 | 3.7338
|  | SHRIVENHAM | LW |  |  |  |  | 8.3311 | 8.2312 | 8.0438 | 7.8562 | 7.6529 | 7.3831 | 7.1279 | 6.7631 | 6.3174 | 5.8738 | 5.5018 | 4.2818 | 3.559 | 2.9094 | 9.6927 | 9.6442 | 9.5787 | 9.4995 | 9.4138 | 9.273 | 9.1217 | 8.9162 | 8.6438 | 8.372 | 8.1329 | 7.5455 | 7.3362 | 7.1577 | 8.4556 | 8.3637 | 8.1981 | 8.0281 | 7.8422 | 7.5905 | 7.3533 | 7.0146 | 6.6024 | 6.1945 | 5.8604 | 4.799 | 4.192 | 3.6439
|  | SHRIVENHAM | ST |  |  |  |  | 8.4019 | 8.3273 | 8.2528 | 8.1528 | 8.0558 | 7.9408 | 7.849 | 7.723 | 7.5678 | 7.4156 | 7.2072 | 6.0839 | 5.2941 | 4.9367 | 9.7447 | 9.7228 | 9.6931 | 9.6502 | 9.6009 | 9.5383 | 9.4723 | 9.3852 | 9.2687 | 9.1307 | 8.9612 | 8.0435 | 7.3756 | 6.4747 | 8.5276 | 8.4589 | 8.3937 | 8.3015 | 8.2124 | 8.1052 | 8.0213 | 7.9 | 7.746 | 7.6024 | 7.3983 | 6.3452 | 5.696 | 5.4481
|  | SHRIVENHAM | FS |  |  |  |  | 8.4215 | 8.3749 | 8.318 | 8.2725 | 8.21 | 8.1478 | 8.0721 | 7.9528 | 7.8565 | 7.7045 | 7.5428 | 6.5991 | 5.6751 | 4.8754 | 9.7486 | 9.7374 | 9.7174 | 9.696 | 9.6659 | 9.6315 | 9.5886 | 9.534 | 9.4744 | 9.3829 | 9.2565 | 8.2803 | 6.9138 | 4.8377 | 8.5419 | 8.5 | 8.4464 | 8.4069 | 8.3481 | 8.2889 | 8.2154 | 8.1054 | 8.0211 | 7.8757 | 7.7199 | 6.8279 | 6.0238 | 5.3318
MANNINGTON GSP | SHAFTESBURY BSP | SHROTON | MINIMUM HEADROOM | ST 85356 13659 | NO | YES | 0.683 | 9.7639 | 9.5554 | 9.1321 | 8.7154 | 8.2853 | 7.7661 | 7.3486 | 6.685 | 5.9602 | 5.2392 | 4.5719 | 2.4127 | 1.2057 | 0.097943 | 8.639 | 8.5607 | 8.4534 | 8.3508 | 8.247 | 8.0793 | 7.9921 | 7.8202 | 7.6191 | 7.4134 | 7.2475 | 6.2214 | 4.6989 | 1.9367 | 9.9959 | 9.7139 | 9.248 | 8.8014 | 8.3402 | 7.7478 | 7.4403 | 6.7437 | 5.9749 | 5.2202 | 4.5885 | 2.4907 | 1.2551 | 0.10726
|  | SHROTON | CT |  |  |  |  | 9.7909 | 9.5554 | 9.2014 | 8.8745 | 8.4775 | 8.0758 | 7.7422 | 7.1334 | 6.4706 | 5.8994 | 5.279 | 2.689 | 1.2057 | 0.097943 | 8.653 | 8.5743 | 8.4829 | 8.4049 | 8.2857 | 8.1601 | 8.0908 | 7.9165 | 7.7044 | 7.5475 | 7.3533 | 6.2214 | 4.6989 | 2.7435 | 9.9993 | 9.7139 | 9.3114 | 8.9645 | 8.5155 | 8.0676 | 7.8434 | 7.1986 | 6.4912 | 5.934 | 5.2906 | 2.8099 | 1.2551 | 0.10726
|  | SHROTON | LW |  |  |  |  | 9.7639 | 9.5601 | 9.1321 | 8.7154 | 8.2853 | 7.7661 | 7.3486 | 6.685 | 5.9602 | 5.2392 | 4.5719 | 2.4127 | 1.3124 | 0.20536 | 8.639 | 8.5607 | 8.4534 | 8.3508 | 8.247 | 8.0793 | 7.9921 | 7.8202 | 7.6191 | 7.4134 | 7.2475 | 6.5108 | 5.9985 | 5.3721 | 9.9959 | 9.722 | 9.248 | 8.8014 | 8.3402 | 7.7478 | 7.4403 | 6.7437 | 5.9749 | 5.2202 | 4.5885 | 2.4907 | 1.2864 | 0.13876
|  | SHROTON | ST |  |  |  |  | 9.871 | 9.7425 | 9.5045 | 9.2919 | 9.0539 | 8.8033 | 8.5485 | 8.2739 | 7.9479 | 7.7191 | 7.3545 | 5.219 | 3.8242 | 2.6889 | 8.684 | 8.6332 | 8.5459 | 8.4746 | 8.3923 | 8.3036 | 8.2161 | 8.0945 | 7.9421 | 7.8684 | 7.7019 | 6.7622 | 5.9764 | 3.9981 | 10.1308 | 9.9288 | 9.658 | 9.4355 | 9.1748 | 8.8987 | 8.6416 | 8.3365 | 7.9724 | 7.8907 | 7.5298 | 5.5307 | 4.2118 | 3.0381
|  | SHROTON | FS |  |  |  |  | 9.9121 | 9.8393 | 9.7498 | 9.6596 | 9.5342 | 9.399 | 9.2502 | 9.0188 | 8.7485 | 8.4397 | 8.1227 | 6.4144 | 4.495 | 2.8756 | 8.6903 | 8.6491 | 8.5971 | 8.5519 | 8.4941 | 8.428 | 8.3494 | 8.2688 | 8.1596 | 8.0272 | 7.8932 | 7.2132 | 5.4158 | 1.9367 | 10.2147 | 10.0721 | 9.9243 | 9.8086 | 9.6613 | 9.5006 | 9.3227 | 9.086 | 8.7853 | 8.4399 | 8.0866 | 6.5361 | 4.8453 | 3.4261
LALEHAM | STAINES | SIDNEY ROAD | MINIMUM HEADROOM | TQ 04100 71760 | NO | NO | 13.862 | 1.0031 | 0.68543 | 0.073759 | -0.57536 | -1.1347 | -1.8255 | -2.1826 | -3.1145 | -4.1696 | -5.2052 | -6.0997 | -8.9115 | -10.2929 | -11.447 | 2.9512 | 2.7185 | 2.3753 | 2.0457 | 1.6576 | 1.2741 | 1.0659 | 0.49896 | -0.13226 | -0.63955 | -1.2488 | -4.1876 | -7.9821 | -16.6361 | 2.1904 | 1.9083 | 1.3827 | 0.82735 | 0.32908 | -0.3255 | -0.64148 | -1.5057 | -2.4916 | -3.4582 | -4.2834 | -6.8026 | -7.889 | -8.9013
|  | SIDNEY ROAD | CT |  |  |  |  | 1.0732 | 0.77629 | 0.24752 | -0.2685 | -0.82313 | -1.3473 | -1.6317 | -2.4788 | -3.4006 | -4.1179 | -4.9546 | -8.4347 | -10.2929 | -11.447 | 2.9512 | 2.7185 | 2.3753 | 2.0457 | 1.6576 | 1.2741 | 1.0659 | 0.49896 | -0.13226 | -0.63955 | -1.2488 | -4.1876 | -7.0796 | -11.4477 | 2.2558 | 1.9867 | 1.5196 | 1.0817 | 0.5712 | 0.082156 | -0.14883 | -0.93482 | -1.7927 | -2.4487 | -3.224 | -6.2738 | -7.889 | -8.9013
|  | SIDNEY ROAD | LW |  |  |  |  | 1.0031 | 0.68543 | 0.073759 | -0.57536 | -1.1347 | -1.8255 | -2.1826 | -3.1145 | -4.1696 | -5.2052 | -6.0997 | -8.9115 | -9.8209 | -10.7355 | 2.9522 | 2.7631 | 2.4451 | 2.1104 | 1.8124 | 1.4091 | 1.2558 | 0.75507 | 0.16826 | -0.40617 | -0.88735 | -2.2776 | -2.6869 | -3.1934 | 2.1904 | 1.9083 | 1.3827 | 0.82735 | 0.32908 | -0.3255 | -0.64148 | -1.5057 | -2.4916 | -3.4582 | -4.2834 | -6.8026 | -7.5604 | -8.3875
|  | SIDNEY ROAD | ST |  |  |  |  | 1.2138 | 1.0187 | 0.86312 | 0.64532 | 0.47849 | 0.35407 | 0.15297 | -0.097089 | -0.43405 | -0.40091 | -0.76099 | -2.8911 | -4.1769 | -5.7449 | 3.034 | 2.8645 | 2.7078 | 2.5051 | 2.3181 | 2.1478 | 1.9168 | 1.6427 | 1.298 | 1.1716 | 0.77294 | -1.8913 | -4.7098 | -9.2222 | 2.3937 | 2.222 | 2.0879 | 1.8921 | 1.7339 | 1.6119 | 1.4136 | 1.1679 | 0.83774 | 0.87614 | 0.52254 | -1.4979 | -2.6411 | -3.9227
|  | SIDNEY ROAD | FS |  |  |  |  | 1.3056 | 1.1581 | 0.95833 | 0.76337 | 0.58142 | 0.41233 | 0.27235 | 0.015095 | -0.29393 | -0.6688 | -1.075 | -2.9824 | -5.0804 | -7.0387 | 3.0732 | 2.9167 | 2.726 | 2.5261 | 2.3168 | 2.0949 | 1.8578 | 1.5136 | 1.1103 | 0.64823 | 0.14714 | -2.854 | -7.9821 | -16.6361 | 2.4647 | 2.3345 | 2.1618 | 2.0002 | 1.8357 | 1.674 | 1.5447 | 1.3063 | 1.0157 | 0.65597 | 0.27035 | -1.4285 | -3.3428 | -5.0867
NURSLING GSP | ROWNHAMS | SILKSTEAD | MINIMUM HEADROOM | SU 44578 24565 | NO | YES | 0.842 | 4.5824 | 4.3029 | 3.8867 | 3.344 | 2.7801 | 2.0277 | 1.0821 | -0.22593 | -2.054 | -3.5284 | -5.1772 | -12.789 | -16.1323 | -16.8954 | 5.8822 | 5.6575 | 5.3688 | 5.0418 | 4.5689 | 4.1119 | 3.0215 | 1.7253 | 0.33354 | -0.7662 | -2.0192 | -8.0119 | -10.6 | -11.2196 | 4.8046 | 4.4324 | 3.9511 | 3.3789 | 2.5008 | 1.561 | 0.14451 | -1.4954 | -3.2564 | -4.6759 | -6.2652 | -13.6398 | -16.8608 | -17.5857
|  | SILKSTEAD | CT |  |  |  |  | 4.6508 | 4.3277 | 3.897 | 3.4278 | 2.7801 | 2.1523 | 1.2329 | -0.22593 | -2.054 | -3.3381 | -4.999 | -9.1939 | -9.9236 | -10.403 | 5.9217 | 5.6575 | 5.3688 | 5.0418 | 4.5689 | 4.1119 | 3.0215 | 1.7253 | 0.33354 | -0.6425 | -1.9093 | -5.0672 | -5.2898 | -5.4326 | 4.9116 | 4.4647 | 3.9511 | 3.396 | 2.5008 | 1.561 | 0.14451 | -1.4954 | -3.2564 | -4.4941 | -6.0965 | -10.1278 | -10.4267 | -10.7912
|  | SILKSTEAD | LW |  |  |  |  | 4.5824 | 4.3029 | 3.8867 | 3.344 | 2.8192 | 2.0277 | 1.0821 | -0.069772 | -1.7053 | -3.5284 | -5.1772 | -8.7872 | -9.236 | -9.803 | 5.8822 | 5.6717 | 5.4287 | 5.0783 | 4.7444 | 4.1939 | 3.1284 | 1.9791 | 0.62221 | -0.7662 | -2.0192 | -4.73 | -4.8797 | -5.1297 | 4.8046 | 4.4324 | 3.9945 | 3.3789 | 2.7754 | 1.6349 | 0.2623 | -1.1963 | -2.9171 | -4.6759 | -6.2652 | -9.7345 | -9.9539 | -10.2918
|  | SILKSTEAD | ST |  |  |  |  | 4.7877 | 4.6565 | 4.4657 | 4.2138 | 3.9289 | 3.5447 | 3.0702 | 2.5156 | 1.1332 | -0.67228 | -2.6945 | -12.789 | -16.1323 | -16.8954 | 6.0217 | 5.907 | 5.7434 | 5.5263 | 5.2867 | 4.9621 | 4.5627 | 3.7889 | 2.7228 | 1.3301 | -0.22995 | -8.0119 | -10.6 | -11.2196 | 5.0936 | 4.9207 | 4.6489 | 4.2464 | 3.7139 | 3.0182 | 2.1445 | 1.1462 | -0.19009 | -1.9356 | -3.8908 | -13.6398 | -16.8608 | -17.5857
|  | SILKSTEAD | FS |  |  |  |  | 4.8558 | 4.7746 | 4.6372 | 4.4725 | 4.2766 | 4.0428 | 3.7973 | 3.4621 | 3.0417 | 2.5268 | 1.9291 | -4.4148 | -10.1386 | -13.0226 | 6.0666 | 5.9841 | 5.8617 | 5.7147 | 5.5381 | 5.3277 | 5.1018 | 4.8036 | 4.429 | 3.9751 | 3.4475 | -1.5523 | -5.9873 | -8.2903 | 5.196 | 5.1049 | 4.9504 | 4.7465 | 4.4848 | 4.1619 | 3.7384 | 3.2612 | 2.6212 | 1.7324 | 0.73478 | -5.5389 | -11.0565 | -13.8257
BRAMLEY (FLEE) | READING BSP | SILVER STREET | MINIMUM HEADROOM | SU 71957 72821 | NO | YES | 0.553 | 8.8646 | 8.6901 | 8.5022 | 8.2643 | 8.0081 | 7.3598 | 6.2925 | 4.9401 | 3.4004 | 1.8672 | 0.80029 | -3.6905 | -5.053 | -6.6474 | 13.0971 | 12.9151 | 12.7318 | 12.3728 | 11.852 | 11.2725 | 10.4066 | 9.2887 | 8.041 | 7.3092 | 6.1222 | 0.38662 | -8.8591 | -28.1374 | 9.7291 | 9.4224 | 8.8528 | 8.2047 | 7.5101 | 6.5695 | 5.5439 | 4.285 | 2.8355 | 1.3925 | 0.41399 | -3.7044 | -4.8963 | -6.3552
|  | SILVER STREET | CT |  |  |  |  | 8.9102 | 8.7352 | 8.5413 | 8.3441 | 8.0489 | 7.7364 | 7.1265 | 5.7173 | 4.1918 | 3.3493 | 1.9948 | -3.0869 | -5.053 | -6.6474 | 13.0971 | 12.9151 | 12.7318 | 12.3728 | 11.852 | 11.2725 | 10.4066 | 9.2887 | 8.041 | 7.3092 | 6.1222 | 0.38662 | -5.3811 | -15.1926 | 9.746 | 9.4224 | 8.9504 | 8.4849 | 7.8293 | 7.1675 | 6.2414 | 4.9245 | 3.4885 | 2.7332 | 1.4677 | -3.1742 | -4.8963 | -6.3552
|  | SILVER STREET | LW |  |  |  |  | 8.8646 | 8.6901 | 8.5022 | 8.2643 | 8.0081 | 7.3598 | 6.2925 | 4.9401 | 3.4004 | 1.8672 | 0.80029 | -3.6905 | -4.5328 | -6.0437 | 13.1066 | 12.9639 | 12.8423 | 12.6629 | 12.2811 | 11.7603 | 11.167 | 10.3435 | 9.3616 | 8.3849 | 7.7832 | 5.2668 | 4.8276 | 3.7664 | 9.7291 | 9.4265 | 8.8528 | 8.2047 | 7.5101 | 6.5695 | 5.5439 | 4.285 | 2.8355 | 1.3925 | 0.41399 | -3.7044 | -4.4369 | -5.8607
|  | SILVER STREET | ST |  |  |  |  | 8.9879 | 8.8983 | 8.7941 | 8.6635 | 8.5064 | 8.3258 | 8.1004 | 7.8497 | 7.481 | 7.0145 | 6.471 | 3.8376 | 3.0185 | 2.0851 | 13.1522 | 13.0282 | 12.9089 | 12.7701 | 12.6063 | 12.2902 | 11.9096 | 11.4707 | 10.9042 | 10.2294 | 9.4402 | 4.4393 | -1.3711 | -11.0374 | 9.9157 | 9.7367 | 9.624 | 9.4705 | 9.2823 | 9.0818 | 8.8086 | 8.481 | 8.0611 | 7.5739 | 6.9943 | 4.4325 | 3.0495 | 1.5869
|  | SILVER STREET | FS |  |  |  |  | 9.001 | 8.9442 | 8.8718 | 8.7903 | 8.6917 | 8.5723 | 8.4315 | 8.2978 | 8.1146 | 7.861 | 7.5663 | 5.0245 | 2.3875 | -0.046058 | 13.1513 | 13.0412 | 12.9261 | 12.8018 | 12.5344 | 12.1614 | 11.6862 | 11.1063 | 10.4157 | 9.5779 | 8.6905 | 1.987 | -8.8591 | -28.1374 | 9.9646 | 9.8538 | 9.7259 | 9.5974 | 9.442 | 9.2535 | 9.0325 | 8.7794 | 8.4408 | 8.0099 | 7.5754 | 4.286 | 1.842 | -0.3839
MANNINGTON GSP | CHRISTCHURCH BSP | SOMERFORD | MINIMUM HEADROOM | SZ 18262 93590 | NO | YES | 6.919 | 0.12539 | -0.56725 | -2.1353 | -3.4759 | -4.9795 | -6.77 | -8.4362 | -10.6013 | -12.8383 | -15.1647 | -17.241 | -24.7907 | -29.4693 | -33.8771 | 4.7763 | 4.3247 | 3.3581 | 2.6014 | 1.7481 | 0.62374 | -0.54979 | -1.7697 | -2.9976 | -4.3829 | -5.5214 | -10.9082 | -16.5448 | -23.9587 | 1.3958 | 0.76975 | -0.68206 | -1.8927 | -3.2508 | -4.9213 | -6.5622 | -8.5766 | -10.6302 | -12.824 | -14.7186 | -21.8639 | -26.6162 | -31.3119
|  | SOMERFORD | CT |  |  |  |  | 0.20312 | -0.34753 | -1.5387 | -2.4728 | -3.7879 | -5.1304 | -6.472 | -8.3809 | -10.5491 | -12.3998 | -14.4619 | -23.6025 | -29.4693 | -33.3459 | 4.7763 | 4.3703 | 3.695 | 3.225 | 2.4406 | 1.6239 | 0.68353 | -0.50054 | -1.9613 | -3.1662 | -4.6013 | -10.9082 | -16.5448 | -23.6029 | 1.4581 | 0.97583 | -0.062423 | -0.84027 | -1.9992 | -3.1921 | -4.4557 | -6.2176 | -8.2751 | -9.9932 | -11.9526 | -20.3827 | -25.7963 | -29.565
|  | SOMERFORD | LW |  |  |  |  | 0.12539 | -0.56725 | -2.1353 | -3.4759 | -4.9795 | -6.77 | -8.4362 | -10.6013 | -12.8383 | -15.1647 | -17.241 | -24.7907 | -29.4116 | -33.8771 | 4.7904 | 4.3247 | 3.3581 | 2.6014 | 1.7481 | 0.62374 | -0.54979 | -1.7697 | -2.9976 | -4.3829 | -5.5214 | -9.8457 | -13.3827 | -17.1107 | 1.3958 | 0.76975 | -0.68206 | -1.8927 | -3.2508 | -4.9213 | -6.5622 | -8.5766 | -10.6302 | -12.824 | -14.7186 | -21.8639 | -26.6162 | -31.3119
|  | SOMERFORD | ST |  |  |  |  | 0.48065 | 0.11489 | -0.54494 | -1.1967 | -1.7673 | -2.2888 | -2.331 | -2.8447 | -3.4646 | -4.1674 | -4.8181 | -10.8602 | -15.9594 | -21.2536 | 4.9475 | 4.6638 | 3.996 | 3.3769 | 2.8391 | 2.3651 | 2.2149 | 1.6293 | 0.94955 | 0.19952 | -0.48275 | -6.3721 | -12.1804 | -19.9662 | 1.7199 | 1.414 | 0.74937 | 0.12624 | -0.40124 | -0.86448 | -0.89672 | -1.4569 | -2.1394 | -2.9135 | -3.6143 | -9.5572 | -14.4984 | -19.4459
|  | SOMERFORD | FS |  |  |  |  | 0.53957 | 0.2495 | -0.19343 | -0.64075 | -1.1247 | -1.6238 | -2.0538 | -2.3962 | -3.0945 | -3.8893 | -4.6084 | -9.2433 | -13.8977 | -19.4219 | 4.9702 | 4.7139 | 4.3486 | 3.9707 | 3.5422 | 3.0865 | 2.5978 | 2.1865 | 1.4601 | 0.64895 | -0.074589 | -5.0003 | -12.0057 | -23.9587 | 1.766 | 1.5244 | 1.1436 | 0.7651 | 0.34535 | -0.092704 | -0.50335 | -0.81263 | -1.4743 | -2.2266 | -2.873 | -7.2613 | -11.378 | -16.4331
LOVEDEAN GSP | CHICHESTER & HUNSTON | SOUTH BERSTED | MINIMUM HEADROOM | SU 94025 00705 | NO | YES | 11.187 | -0.48891 | -0.79061 | -1.5631 | -2.4381 | -2.8851 | -3.8597 | -4.9243 | -6.511 | -8.2713 | -10.0024 | -11.4962 | -16.8817 | -21.3383 | -24.3511 | 2.9667 | 2.7062 | 2.2641 | 1.7985 | 1.5382 | 1.0259 | 0.3767 | -0.5236 | -1.5146 | -2.3065 | -3.2802 | -7.4982 | -11.4928 | -20.4611 | 0.50024 | 0.21445 | -0.48863 | -1.2928 | -1.6706 | -2.5733 | -3.5648 | -5.0207 | -6.6483 | -8.2472 | -9.6102 | -14.3267 | -17.7835 | -20.2104
|  | SOUTH BERSTED | CT |  |  |  |  | -0.45464 | -0.78437 | -1.519 | -2.2766 | -2.7508 | -3.5547 | -4.5449 | -6.0485 | -7.6629 | -8.9588 | -10.4544 | -16.7353 | -21.3383 | -24.3511 | 2.9667 | 2.7062 | 2.2641 | 1.7985 | 1.5382 | 1.0259 | 0.3767 | -0.5236 | -1.5146 | -2.3065 | -3.2802 | -7.4982 | -11.4928 | -16.7438 | 0.53198 | 0.21677 | -0.45754 | -1.154 | -1.5673 | -2.309 | -3.2352 | -4.6234 | -6.121 | -7.3025 | -8.6827 | -14.203 | -17.7835 | -20.2104
|  | SOUTH BERSTED | LW |  |  |  |  | -0.48891 | -0.79061 | -1.5631 | -2.4381 | -2.8851 | -3.8597 | -4.9243 | -6.511 | -8.2713 | -10.0024 | -11.4962 | -16.8817 | -19.9324 | -22.6231 | 2.9928 | 2.8099 | 2.4236 | 1.9664 | 1.8243 | 1.3021 | 0.71781 | -0.092754 | -1.0237 | -1.9681 | -2.7379 | -5.2373 | -6.5136 | -7.7994 | 0.50024 | 0.21445 | -0.48863 | -1.2928 | -1.6706 | -2.5733 | -3.5648 | -5.0207 | -6.6483 | -8.2472 | -9.6102 | -14.3267 | -16.6996 | -18.9345
|  | SOUTH BERSTED | ST |  |  |  |  | -0.22893 | -0.34925 | -0.49387 | -0.6385 | -0.83526 | -1.0786 | -1.3747 | -1.3405 | -1.7353 | -2.2357 | -2.7941 | -7.04 | -10.5934 | -14.116 | 3.0974 | 2.9623 | 2.7977 | 2.6295 | 2.4099 | 2.1501 | 1.8434 | 1.7759 | 1.3802 | 0.89451 | 0.34777 | -3.5796 | -7.4157 | -12.9118 | 0.74456 | 0.63147 | 0.49123 | 0.35162 | 0.16006 | -0.077879 | -0.36788 | -0.32568 | -0.71001 | -1.1987 | -1.7448 | -5.6951 | -8.78 | -11.7901
|  | SOUTH BERSTED | FS |  |  |  |  | -0.23033 | -0.33436 | -0.53664 | -0.7678 | -0.95908 | -1.2131 | -1.4966 | -1.9158 | -2.0425 | -2.5465 | -3.0867 | -6.9159 | -10.9435 | -15.1585 | 3.0905 | 2.9552 | 2.7613 | 2.5349 | 2.3279 | 2.0586 | 1.7296 | 1.2951 | 1.056 | 0.52774 | -0.048206 | -4.2294 | -10.4866 | -20.4611 | 0.74531 | 0.64903 | 0.4624 | 0.24748 | 0.072295 | -0.16542 | -0.4324 | -0.82146 | -0.91831 | -1.3903 | -1.8979 | -5.4782 | -9.0951 | -12.7896
MANNINGTON GSP | CHRISTCHURCH BSP | SOUTHBOURNE | MINIMUM HEADROOM | SZ 13563 92074 | NO | YES | 3.79 | 4.5013 | 4.2483 | 3.488 | 2.6456 | 1.8263 | 1.1689 | 0.12164 | -1.373 | -3.0457 | -4.7076 | -6.1439 | -10.7535 | -13.8286 | -15.6238 | 7.6196 | 7.3084 | 6.8645 | 6.3859 | 6.1323 | 5.5852 | 4.8694 | 3.9259 | 2.8751 | 2.097 | 1.1273 | -3.1669 | -6.9693 | -18.2293 | 5.1659 | 4.8507 | 4.2287 | 3.4595 | 2.7114 | 2.1345 | 1.1321 | -0.23843 | -1.7857 | -3.3212 | -4.6328 | -8.7563 | -11.1951 | -12.7524
|  | SOUTHBOURNE | CT |  |  |  |  | 4.5394 | 4.2752 | 3.6327 | 2.9421 | 2.4915 | 1.7344 | 0.79503 | -0.60925 | -2.1198 | -3.316 | -4.7066 | -10.6968 | -13.8286 | -15.6238 | 7.6196 | 7.3084 | 6.8645 | 6.3859 | 6.1323 | 5.5852 | 4.8694 | 3.9259 | 2.8751 | 2.097 | 1.1273 | -3.1669 | -6.9358 | -12.5619 | 5.1796 | 4.8507 | 4.2601 | 3.6299 | 3.2806 | 2.5838 | 1.7054 | 0.407 | -0.99698 | -2.0863 | -3.3694 | -8.7102 | -11.1951 | -12.7524
|  | SOUTHBOURNE | LW |  |  |  |  | 4.5013 | 4.2483 | 3.488 | 2.6456 | 1.8263 | 1.1689 | 0.12164 | -1.373 | -3.0457 | -4.7076 | -6.1439 | -10.7535 | -11.9515 | -13.4412 | 7.6701 | 7.4567 | 7.0831 | 6.6106 | 6.1712 | 5.9087 | 5.2568 | 4.4349 | 3.46 | 2.5068 | 1.7582 | -0.40678 | -0.92736 | -1.7943 | 5.1659 | 4.8774 | 4.2287 | 3.4595 | 2.7114 | 2.1345 | 1.1321 | -0.23843 | -1.7857 | -3.3212 | -4.6328 | -8.7563 | -9.7729 | -11.1259
|  | SOUTHBOURNE | ST |  |  |  |  | 4.7149 | 4.6022 | 4.5126 | 4.3856 | 4.2678 | 4.0427 | 3.7741 | 3.4244 | 3.3874 | 2.9271 | 2.4233 | -0.36193 | -2.2536 | -4.6542 | 7.7895 | 7.6348 | 7.4533 | 7.2239 | 7.011 | 6.7167 | 6.3729 | 5.9581 | 5.8262 | 5.2905 | 4.6952 | 1.1418 | -2.2557 | -7.9055 | 5.405 | 5.2774 | 5.1423 | 4.9574 | 4.8156 | 4.5768 | 4.2887 | 3.9189 | 3.9437 | 3.4624 | 2.9334 | 0.207 | -1.3321 | -3.2366
|  | SOUTHBOURNE | FS |  |  |  |  | 4.7524 | 4.6693 | 4.5097 | 4.3231 | 4.1313 | 3.9534 | 3.7286 | 3.3322 | 2.8756 | 2.6925 | 2.1953 | -1.5918 | -5.2045 | -8.437 | 7.797 | 7.6492 | 7.4465 | 7.2031 | 6.9424 | 6.6819 | 6.3207 | 5.8517 | 5.3016 | 4.9739 | 4.3499 | -0.22838 | -6.9693 | -18.2293 | 5.4391 | 5.3443 | 5.1868 | 4.9952 | 4.7994 | 4.6277 | 4.3828 | 4.0223 | 3.5963 | 3.4918 | 3.0254 | -0.4619 | -3.7259 | -6.5918
BRAMLEY (FLEE) | BURGHFIELD RESERVE | SOUTHCOTE | MINIMUM HEADROOM | SU 68199 71325 | NO | YES | 3.76 | 7.6681 | 7.4901 | 7.1132 | 6.7062 | 6.2912 | 5.7283 | 5.4854 | 4.6493 | 3.7723 | 2.9144 | 2.1931 | 0.042808 | -1.2809 | -2.1435 | 9.3893 | 9.1793 | 8.9133 | 8.6037 | 8.2181 | 7.8207 | 7.6675 | 7.0152 | 6.3823 | 5.879 | 5.2682 | 2.2842 | -3.5423 | -15.1496 | 8.3738 | 8.1888 | 7.8619 | 7.5016 | 7.0906 | 6.5962 | 6.3923 | 5.601 | 4.785 | 3.9879 | 3.3268 | 1.3978 | 0.24701 | -0.51423
|  | SOUTHCOTE | CT |  |  |  |  | 7.6711 | 7.4901 | 7.1384 | 6.7514 | 6.293 | 5.8343 | 5.6466 | 4.8358 | 4.0429 | 3.435 | 2.7258 | 0.12965 | -1.2809 | -2.1435 | 9.3893 | 9.1793 | 8.9133 | 8.6037 | 8.2181 | 7.8207 | 7.6675 | 7.0152 | 6.3823 | 5.879 | 5.2682 | 2.2842 | -1.232 | -6.9279 | 8.375 | 8.1888 | 7.8764 | 7.5226 | 7.0906 | 6.6593 | 6.5288 | 5.7472 | 5.005 | 4.4481 | 3.7902 | 1.474 | 0.24701 | -0.51423
|  | SOUTHCOTE | LW |  |  |  |  | 7.6681 | 7.5121 | 7.1132 | 6.7062 | 6.2912 | 5.7283 | 5.4854 | 4.6493 | 3.7723 | 2.9144 | 2.1931 | 0.042808 | -0.60022 | -1.2301 | 9.4487 | 9.3324 | 9.1194 | 8.9022 | 8.6765 | 8.3185 | 8.2631 | 7.7772 | 7.2663 | 6.7729 | 6.405 | 5.3912 | 5.0996 | 4.721 | 8.3738 | 8.2172 | 7.8619 | 7.5016 | 7.13 | 6.5962 | 6.3923 | 5.601 | 4.785 | 3.9879 | 3.3268 | 1.3978 | 0.84618 | 0.28083
|  | SOUTHCOTE | ST |  |  |  |  | 7.8638 | 7.7958 | 7.7328 | 7.6898 | 7.6076 | 7.5018 | 7.4152 | 7.1735 | 6.9449 | 7.0031 | 6.7642 | 5.2297 | 4.1403 | 2.7273 | 9.5184 | 9.3877 | 9.244 | 9.1078 | 8.9239 | 8.7066 | 8.4975 | 8.1217 | 7.7528 | 7.6362 | 7.2183 | 4.3888 | 0.94167 | -4.8919 | 8.5641 | 8.4907 | 8.4179 | 8.3669 | 8.273 | 8.1532 | 8.0586 | 7.7765 | 7.524 | 7.6079 | 7.3499 | 5.8474 | 4.9364 | 3.8004
|  | SOUTHCOTE | FS |  |  |  |  | 7.8491 | 7.7821 | 7.6813 | 7.6011 | 7.4932 | 7.3717 | 7.2357 | 7.0321 | 6.7952 | 6.5149 | 6.2146 | 4.7111 | 3.0735 | 1.5076 | 9.502 | 9.3613 | 9.1918 | 9.0229 | 8.8157 | 8.5738 | 8.2685 | 7.8643 | 7.411 | 6.9077 | 6.3589 | 2.8068 | -3.5423 | -15.1496 | 8.5561 | 8.4881 | 8.3923 | 8.3193 | 8.2161 | 8.0979 | 7.9637 | 7.7681 | 7.5395 | 7.2642 | 6.967 | 5.6073 | 4.1192 | 2.73
EALING GSP |  | SOUTHFIELD ROAD | MINIMUM HEADROOM | TQ 20533 79746 | NO | YES | 17.715 | -4.7192 | 14.6763 | 13.4411 | 11.9832 | 10.5082 | 8.601 | 6.9055 | 4.2784 | 1.2562 | -1.7516 | -4.5483 | -13.4806 | -14.5398 | -17.5213 | 2.9178 | 22.2354 | 21.4198 | 20.4953 | 19.2966 | 18.355 | 16.7989 | 14.7565 | 12.4624 | 10.5694 | 8.2772 | -4.1665 | -29.4972 | -77.588 | -2.6912 | 16.7383 | 15.6622 | 14.3212 | 12.9634 | 11.1587 | 9.6163 | 7.2175 | 4.4067 | 1.6132 | -0.94859 | -8.7812 | -9.7056 | -12.3818
|  | SOUTHFIELD ROAD | CT |  |  |  |  | -4.5687 | 14.871 | 14.0127 | 13.0684 | 11.8505 | 11.0337 | 9.5522 | 7.167 | 4.5608 | 2.4912 | 0.034816 | -10.4551 | -14.4886 | -17.5213 | 2.9178 | 22.2354 | 21.4198 | 20.4953 | 19.2966 | 18.355 | 16.7989 | 14.7565 | 12.4624 | 10.5694 | 8.2772 | -4.1665 | -18.1111 | -42.2403 | -2.5617 | 16.8955 | 16.1204 | 15.2545 | 14.1076 | 13.3664 | 11.9363 | 9.697 | 7.2377 | 5.376 | 3.1466 | -5.853 | -9.3897 | -12.1318
|  | SOUTHFIELD ROAD | LW |  |  |  |  | -4.7192 | 14.6763 | 13.4411 | 11.9832 | 10.5082 | 8.601 | 6.9055 | 4.2784 | 1.2562 | -1.7516 | -4.5483 | -13.4806 | -14.5398 | -17.4066 | 3.066 | 22.641 | 21.9932 | 21.1594 | 20.314 | 19.0792 | 18.0713 | 16.5117 | 14.6087 | 12.7201 | 11.0265 | 6.4365 | 5.8308 | 3.7017 | -2.6912 | 16.7383 | 15.6622 | 14.3212 | 12.9634 | 11.1587 | 9.6163 | 7.2175 | 4.4067 | 1.6132 | -0.94859 | -8.7812 | -9.7056 | -12.3818
|  | SOUTHFIELD ROAD | ST |  |  |  |  | -4.3223 | 15.3235 | 15.0577 | 14.6993 | 14.2909 | 13.9048 | 13.4072 | 12.8067 | 12.0266 | 11.5254 | 10.5703 | 5.6101 | 2.7553 | -0.97907 | 3.1306 | 22.6257 | 22.137 | 21.5333 | 20.8376 | 20.084 | 19.1789 | 18.1254 | 16.8519 | 15.7211 | 14.1206 | 3.1475 | -10.3814 | -34.46 | -2.3045 | 17.3693 | 17.1229 | 16.7819 | 16.3887 | 16.0128 | 15.5123 | 14.9145 | 14.1324 | 13.6499 | 12.6881 | 7.8074 | 5.3399 | 2.1668
|  | SOUTHFIELD ROAD | FS |  |  |  |  | -4.1372 | 15.6483 | 15.3588 | 15.07 | 14.719 | 14.3554 | 14.003 | 13.4345 | 12.7568 | 11.9251 | 11.4319 | 4.9472 | -1.377 | -6.7706 | 3.1472 | 22.6402 | 22.062 | 21.4255 | 20.6796 | 19.7867 | 18.6758 | 17.2345 | 15.577 | 13.7303 | 12.0374 | -2.748 | -29.4972 | -77.588 | -2.1508 | 17.6434 | 17.3817 | 17.1194 | 16.7942 | 16.4477 | 16.1162 | 15.5947 | 14.9622 | 14.172 | 13.7407 | 7.702 | 2.1694 | -2.3489
AXMINSTER | YEOVIL BSP | SPARKFORD | MINIMUM HEADROOM | ST 60767 25496 | NO | YES | 2.587 | -0.18096 | -0.26284 | -0.33896 | -0.44416 | -0.5507 | -0.68353 | -0.8462 | -1.0181 | -1.2096 | -1.4157 | -1.5975 | -2.1452 | -2.3655 | -2.5976 | 1.0322 | 0.96557 | 0.9119 | 0.84772 | 0.76178 | 0.70297 | 0.59342 | 0.46172 | 0.34513 | 0.24556 | 0.11512 | -0.33048 | -0.89177 | -2.0612 | 0.51206 | 0.41076 | 0.33059 | 0.21616 | 0.097176 | -0.031334 | -0.20152 | -0.37439 | -0.53931 | -0.73092 | -0.87004 | -1.341 | -1.5908 | -1.7829
|  | SPARKFORD | CT |  |  |  |  | -0.18096 | -0.26284 | -0.33311 | -0.41329 | -0.51754 | -0.61174 | -0.75069 | -0.91857 | -1.0931 | -1.2406 | -1.4163 | -1.9996 | -2.2633 | -2.4848 | 1.0322 | 0.96557 | 0.9119 | 0.84772 | 0.76178 | 0.70297 | 0.59342 | 0.46172 | 0.34513 | 0.24556 | 0.11512 | -0.33048 | -0.73295 | -1.3039 | 0.51206 | 0.41076 | 0.33059 | 0.23859 | 0.12122 | 0.037681 | -0.10732 | -0.28136 | -0.43288 | -0.56144 | -0.72704 | -1.2341 | -1.4972 | -1.6777
|  | SPARKFORD | LW |  |  |  |  | -0.17976 | -0.25529 | -0.33896 | -0.44416 | -0.5507 | -0.68353 | -0.8462 | -1.0181 | -1.2096 | -1.4157 | -1.5975 | -2.1452 | -2.3655 | -2.5976 | 1.046 | 0.98726 | 0.93628 | 0.86483 | 0.79551 | 0.71853 | 0.60793 | 0.49091 | 0.38027 | 0.24809 | 0.15836 | -0.11172 | -0.24392 | -0.34959 | 0.52989 | 0.43379 | 0.33769 | 0.21616 | 0.097176 | -0.031334 | -0.20152 | -0.37439 | -0.53931 | -0.73092 | -0.87004 | -1.341 | -1.5908 | -1.7829
|  | SPARKFORD | ST |  |  |  |  | -0.13851 | -0.18952 | -0.26054 | -0.34175 | -0.41948 | -0.51698 | -0.637 | -0.75344 | -0.85945 | -1.004 | -1.163 | -1.9708 | -2.2797 | -2.3778 | 1.066 | 1.0196 | 0.96975 | 0.90634 | 0.85497 | 0.78477 | 0.71258 | 0.63027 | 0.55833 | 0.44621 | 0.32268 | -0.24533 | -0.64895 | -1.1874 | 0.56277 | 0.4909 | 0.40715 | 0.30784 | 0.22505 | 0.11929 | 0.012485 | -0.098137 | -0.19393 | -0.33719 | -0.49171 | -1.0795 | -1.3062 | -1.4187
|  | SPARKFORD | FS |  |  |  |  | -0.10245 | -0.1328 | -0.15502 | -0.18486 | -0.2173 | -0.24541 | -0.28603 | -0.35261 | -0.43309 | -0.5325 | -0.62475 | -1.2687 | -1.952 | -2.4386 | 1.0855 | 1.05 | 1.0252 | 0.98887 | 0.95109 | 0.92323 | 0.8747 | 0.80896 | 0.72711 | 0.63057 | 0.55496 | -0.064965 | -0.89177 | -2.0612 | 0.60829 | 0.56192 | 0.53746 | 0.50069 | 0.46404 | 0.44086 | 0.39791 | 0.32553 | 0.23686 | 0.13186 | 0.05602 | -0.51855 | -1.0608 | -1.3813
MELKSHAM GSP | NORRINGTON | SPRING QUARRY WEST | MINIMUM HEADROOM | ST 84368 68717 | NO | YES | 0.136 | 15.6382 | 11.3755 | 6.973 | -1.5629 | -1.8411 | -2.7317 | -3.7908 | -4.8482 | -5.5136 | -6.3619 | -7.1029 | -9.8102 | -11.3648 | -12.4268 | 14.9795 | 9.744 | 4.4884 | -5.9064 | -6.0915 | -6.9572 | -8.055 | -9.0201 | -9.5976 | -10.2944 | -10.8587 | -12.8228 | -14.3483 | -15.9052 | 14.3391 | 9.061 | 3.6893 | -6.8535 | -7.1116 | -8.1265 | -9.3475 | -10.5035 | -11.217 | -12.1069 | -12.8556 | -15.5355 | -17.0106 | -17.9739
|  | SPRING QUARRY WEST | CT |  |  |  |  | 15.6511 | 11.3972 | 7.0415 | -1.4298 | -1.7053 | -2.5161 | -3.518 | -4.5401 | -5.1507 | -5.8527 | -6.5396 | -9.2758 | -11.1366 | -12.2934 | 14.9809 | 9.744 | 4.4884 | -5.9029 | -6.0915 | -6.9541 | -8.0289 | -9.0008 | -9.5718 | -10.1895 | -10.7706 | -12.8228 | -14.3483 | -15.9052 | 14.354 | 9.0783 | 3.7399 | -6.744 | -7.0104 | -7.9428 | -9.103 | -10.2261 | -10.8847 | -11.6211 | -12.3306 | -14.9364 | -16.6219 | -17.6346
|  | SPRING QUARRY WEST | LW |  |  |  |  | 15.6382 | 11.3755 | 6.973 | -1.5629 | -1.8411 | -2.7317 | -3.7908 | -4.8482 | -5.5136 | -6.3619 | -7.1029 | -9.8102 | -11.3648 | -12.4268 | 14.9795 | 9.7559 | 4.5018 | -5.9064 | -6.0577 | -6.9572 | -8.055 | -9.0201 | -9.5976 | -10.2944 | -10.8587 | -12.7897 | -13.7884 | -14.3852 | 14.3391 | 9.061 | 3.6893 | -6.8535 | -7.1116 | -8.1265 | -9.3475 | -10.5035 | -11.217 | -12.1069 | -12.8556 | -15.5355 | -17.0106 | -17.9739
|  | SPRING QUARRY WEST | ST |  |  |  |  | 15.6956 | 11.4952 | 7.2811 | -1.0318 | -1.1129 | -1.7209 | -2.4283 | -3.0784 | -3.6 | -4.1037 | -4.559 | -6.2307 | -7.9356 | -9.2433 | 15.0159 | 9.8326 | 4.6328 | -5.6888 | -5.7581 | -6.4883 | -7.3346 | -8.1021 | -8.7196 | -9.2925 | -9.7998 | -11.4508 | -13.0702 | -14.7024 | 14.4049 | 9.1992 | 3.9749 | -6.3737 | -6.4483 | -7.1905 | -8.0478 | -8.828 | -9.4551 | -10.0575 | -10.5959 | -12.2628 | -13.8067 | -14.8982
|  | SPRING QUARRY WEST | FS |  |  |  |  | 15.7345 | 11.5615 | 7.3868 | -0.88618 | -0.96237 | -1.5054 | -2.0998 | -2.738 | -3.2917 | -3.752 | -4.1841 | -5.6344 | -6.942 | -8.2802 | 15.0302 | 9.8485 | 4.6728 | -5.626 | -5.7079 | -6.3755 | -7.1176 | -7.8768 | -8.5174 | -9.051 | -9.5386 | -11.2404 | -13.0276 | -15.6749 | 14.438 | 9.2484 | 4.0658 | -6.2412 | -6.3211 | -6.9857 | -7.7078 | -8.4664 | -9.1055 | -9.633 | -10.1169 | -11.6441 | -12.8235 | -13.9604
NORTH HYDE GSP | NORTH HYDE 22kV | SPRINGFIELD ROAD | MINIMUM HEADROOM | TQ 11409 80620 | NO | YES | 4.807 | 11.6606 | 11.4762 | 11.0385 | 10.4918 | -22.7243 | -24.2847 | -25.7752 | -27.6223 | -29.3539 | -30.9491 | -32.3562 | -37.3503 | -39.6561 | -41.322 | 13.5359 | 13.1732 | 12.739 | 12.2235 | -29.2287 | -30.975 | -32.7 | -34.6891 | -36.5549 | -38.1247 | -39.7557 | -48.3282 | -65.067 | -95.6424 | 12.0564 | 11.8308 | 11.4785 | 11.0527 | -30.2962 | -31.9902 | -33.6027 | -35.515 | -37.2945 | -38.8979 | -40.233 | -44.8504 | -47.0231 | -48.5006
|  | SPRINGFIELD ROAD | CT |  |  |  |  | 11.6606 | 11.4762 | 11.1026 | 10.6621 | -22.5069 | -23.8929 | -25.2111 | -27.0703 | -28.8008 | -30.217 | -31.648 | -36.8602 | -39.6561 | -41.322 | 13.5359 | 13.1732 | 12.739 | 12.2235 | -29.2287 | -30.975 | -32.7 | -34.6891 | -36.5549 | -38.1247 | -39.7557 | -47.906 | -57.6275 | -73.1807 | 12.0564 | 11.8308 | 11.4785 | 11.0527 | -30.2962 | -31.9077 | -33.4054 | -35.3715 | -37.179 | -38.5793 | -39.9973 | -44.61 | -47.0231 | -48.5006
|  | SPRINGFIELD ROAD | LW |  |  |  |  | 11.6867 | 11.5343 | 11.0385 | 10.4918 | -22.7243 | -24.2847 | -25.7752 | -27.6223 | -29.3539 | -30.9491 | -32.3562 | -37.3503 | -39.1257 | -40.3904 | 13.7343 | 13.6101 | 13.3545 | 13.0707 | -28.044 | -29.558 | -31.0102 | -32.5602 | -33.9579 | -35.183 | -36.1688 | -39.572 | -40.9428 | -41.9124 | 12.1147 | 11.9458 | 11.5208 | 11.0538 | -30.2486 | -31.9902 | -33.6027 | -35.515 | -37.2945 | -38.8979 | -40.233 | -44.8504 | -46.5743 | -47.8101
|  | SPRINGFIELD ROAD | ST |  |  |  |  | 11.8504 | 11.7763 | 11.706 | 11.622 | -21.147 | -22.0153 | -23.0507 | -24.0211 | -24.8651 | -25.3521 | -26.0219 | -29.0799 | -31.5423 | -34.1789 | 13.6672 | 13.4151 | 13.1387 | 12.8297 | -28.3745 | -29.7341 | -31.336 | -32.8766 | -34.3 | -35.3563 | -36.6364 | -44.1445 | -54.0163 | -69.9091 | 12.2814 | 12.191 | 12.0945 | 11.9965 | -28.9637 | -30.0403 | -31.3376 | -32.542 | -33.5955 | -34.1681 | -34.9676 | -38.2388 | -40.5106 | -42.6023
|  | SPRINGFIELD ROAD | FS |  |  |  |  | 11.8706 | 11.816 | 11.7029 | 11.5843 | -21.2103 | -22.0591 | -23.0299 | -23.9977 | -24.8543 | -25.6363 | -26.3371 | -29.4299 | -32.0321 | -34.5363 | 13.6342 | 13.3435 | 12.9937 | 12.6023 | -28.6664 | -30.0651 | -31.7507 | -33.5411 | -35.2784 | -36.9507 | -38.5957 | -48.3282 | -65.067 | -95.6424 | 12.3018 | 12.2336 | 12.1207 | 12.0131 | -28.9431 | -29.9675 | -31.1492 | -32.2809 | -33.2833 | -34.1981 | -35.0144 | -38.1631 | -40.46 | -42.4513
NURSLING GSP | WINCHESTER | ST CROSS | MINIMUM HEADROOM | SU 47287 28156 | NO | YES | 9.02 | -10.3679 | -10.9264 | -11.7486 | -12.7094 | -13.6104 | -14.2106 | -15.1504 | -16.4673 | -17.9752 | -19.4605 | -20.7909 | -24.9181 | -26.5303 | -28.1239 | -9.912 | -10.4613 | -11.0682 | -11.7559 | -12.383 | -12.6712 | -13.1079 | -13.7134 | -14.4138 | -15.106 | -15.7386 | -18.224 | -20.199 | -23.8186 | -10.7162 | -11.2467 | -12.0038 | -12.8887 | -13.6993 | -14.2432 | -15.125 | -16.3436 | -17.7473 | -19.129 | -20.353 | -24.0587 | -25.3972 | -26.7956
|  | ST CROSS | CT |  |  |  |  | -10.3196 | -10.77 | -11.4833 | -12.2543 | -13.1144 | -13.5423 | -14.3846 | -15.6274 | -16.9615 | -18.0059 | -19.2226 | -24.0233 | -26.5303 | -28.1239 | -9.863 | -10.289 | -10.8337 | -11.4186 | -12.0711 | -12.4 | -12.8898 | -13.5571 | -14.271 | -14.8414 | -15.4788 | -18.224 | -20.199 | -22.4815 | -10.6718 | -11.1007 | -11.7616 | -12.4793 | -13.2871 | -13.6347 | -14.427 | -15.5805 | -16.8248 | -17.7832 | -18.9125 | -23.2219 | -25.3972 | -26.7956
|  | ST CROSS | LW |  |  |  |  | -10.3679 | -10.9264 | -11.7486 | -12.7094 | -13.6104 | -14.2106 | -15.1504 | -16.4673 | -17.9752 | -19.4605 | -20.7909 | -24.9181 | -26.1969 | -27.547 | -9.912 | -10.4613 | -11.0682 | -11.7559 | -12.383 | -12.6712 | -13.1079 | -13.7134 | -14.4138 | -15.106 | -15.7386 | -17.6405 | -18.2095 | -18.7274 | -10.7162 | -11.2467 | -12.0038 | -12.8887 | -13.6993 | -14.2432 | -15.125 | -16.3436 | -17.7473 | -19.129 | -20.353 | -24.0587 | -25.1514 | -26.3546
|  | ST CROSS | ST |  |  |  |  | -10.116 | -10.4318 | -10.7476 | -11.1408 | -11.5218 | -11.7712 | -12.0886 | -12.4657 | -12.5522 | -13.0411 | -13.5708 | -18.2954 | -20.5296 | -22.1374 | -9.788 | -10.1499 | -10.576 | -11.0444 | -11.4767 | -11.7167 | -11.9651 | -12.2468 | -12.4445 | -12.8012 | -13.3073 | -16.674 | -17.8068 | -20.4378 | -10.4778 | -10.7775 | -11.076 | -11.4511 | -11.8159 | -12.0567 | -12.3666 | -12.7347 | -12.8126 | -13.2914 | -13.811 | -18.2607 | -20.324 | -21.7465
|  | ST CROSS | FS |  |  |  |  | -10.0939 | -10.342 | -10.6298 | -10.9774 | -11.2889 | -11.5322 | -11.7672 | -12.1679 | -12.645 | -13.2184 | -13.4285 | -16.7615 | -20.2245 | -23.373 | -9.7659 | -10.0457 | -10.3799 | -10.7486 | -11.0587 | -11.237 | -11.4447 | -11.7857 | -12.2081 | -12.6886 | -13.0191 | -15.6058 | -19.0219 | -23.8186 | -10.4556 | -10.6905 | -10.9577 | -11.2839 | -11.5767 | -11.8072 | -12.0285 | -12.4044 | -12.8552 | -13.4011 | -13.5516 | -16.6786 | -19.9269 | -22.833
COWLEY GSP | OXFORD BSP | ST EBBES | MINIMUM HEADROOM | SP 51259 05741 | NO | YES | 4.881 | 4.1552 | 3.775 | 3.6834 | 3.3041 | 2.8903 | 2.3426 | 1.8564 | 1.3298 | 0.87297 | 0.37686 | -0.11856 | -1.8225 | -2.2987 | -2.8292 | 7.6268 | 7.209 | 7.0724 | 6.7584 | 6.395 | 5.7582 | 5.1651 | 4.4705 | 3.7831 | 3.2097 | 2.5419 | -2.2943 | -12.2567 | -30.7288 | 5.8669 | 5.447 | 5.2599 | 4.8988 | 4.5886 | 4.1502 | 3.7893 | 3.4059 | 3.0554 | 2.6595 | 2.0775 | 0.36261 | 0.036419 | -0.54377
|  | ST EBBES | CT |  |  |  |  | 4.2029 | 3.9184 | 3.7962 | 3.6233 | 3.2652 | 2.7597 | 2.3292 | 1.7901 | 1.3286 | 0.99808 | 0.61072 | -1.3943 | -2.2987 | -2.8292 | 7.6356 | 7.2815 | 7.0724 | 6.7584 | 6.395 | 5.7582 | 5.1651 | 4.4705 | 3.7831 | 3.2097 | 2.5419 | -1.5467 | -6.8114 | -16.0971 | 5.9219 | 5.6108 | 5.4183 | 5.16 | 4.8685 | 4.4352 | 4.0957 | 3.6953 | 3.3359 | 3.0961 | 2.8224 | 0.93711 | 0.17873 | -0.43372
|  | ST EBBES | LW |  |  |  |  | 4.1552 | 3.775 | 3.6834 | 3.3041 | 2.8903 | 2.3426 | 1.8564 | 1.3298 | 0.87297 | 0.37686 | -0.11856 | -1.8225 | -2.1869 | -2.7924 | 7.6268 | 7.209 | 7.1011 | 6.7879 | 6.5582 | 6.2007 | 5.9136 | 5.4698 | 5.0456 | 4.6529 | 4.2973 | 3.2753 | 3.0641 | 2.6857 | 5.8669 | 5.447 | 5.2599 | 4.8988 | 4.5886 | 4.1502 | 3.7893 | 3.4059 | 3.0554 | 2.6595 | 2.0775 | 0.36261 | 0.036419 | -0.54377
|  | ST EBBES | ST |  |  |  |  | 4.2323 | 3.974 | 3.8815 | 3.7336 | 3.5488 | 3.2254 | 3.0315 | 2.7703 | 2.5875 | 2.4397 | 2.2828 | 1.5188 | 1.3111 | 0.71212 | 7.6573 | 7.3239 | 7.1465 | 6.9006 | 6.6455 | 6.2331 | 5.848 | 5.4007 | 4.9429 | 4.4689 | 3.9428 | 0.099064 | -5.1308 | -14.367 | 5.9467 | 5.6584 | 5.558 | 5.3966 | 5.2325 | 4.9378 | 4.7765 | 4.5877 | 4.4354 | 4.3031 | 4.1626 | 3.4597 | 3.1342 | 2.8374
|  | ST EBBES | FS |  |  |  |  | 4.2774 | 4.0817 | 4.035 | 3.9465 | 3.8185 | 3.6132 | 3.4526 | 3.1837 | 3.0153 | 2.8654 | 2.6918 | 1.8653 | 1.0076 | 0.10266 | 7.6901 | 7.4126 | 7.263 | 7.0474 | 6.8158 | 6.3804 | 5.8825 | 5.1859 | 4.5064 | 3.8137 | 3.0418 | -2.2943 | -12.2567 | -30.7288 | 6.0071 | 5.7977 | 5.7354 | 5.6261 | 5.5108 | 5.324 | 5.184 | 4.9613 | 4.8024 | 4.6492 | 4.4713 | 3.6335 | 2.9731 | 2.2481
BRAMLEY (ANDO-THAT) | THATCHAM BSP | ST JOHNS | MINIMUM HEADROOM | SU 47113 66363 | NO | YES | 5.8 | -12.6995 | -13.0328 | -13.9867 | -15.0619 | -15.7972 | -17.0279 | -18.3745 | -20.0757 | -21.9828 | -23.8141 | -25.4401 | -30.3114 | -32.7006 | -34.4582 | -6.215 | -6.423 | -6.9129 | -7.4832 | -7.803 | -8.4483 | -9.2017 | -10.0965 | -11.2216 | -12.1666 | -13.0541 | -16.9116 | -19.951 | -27.3169 | -10.7314 | -11.0503 | -11.8591 | -12.8053 | -13.3911 | -14.4843 | -15.6892 | -17.2085 | -18.9372 | -20.5858 | -22.0295 | -26.2999 | -28.0842 | -29.6069
|  | ST JOHNS | CT |  |  |  |  | -12.5674 | -12.8797 | -13.7034 | -14.5793 | -15.2644 | -16.2425 | -17.4157 | -19.0202 | -20.8427 | -22.3064 | -23.895 | -29.8746 | -32.7006 | -34.4582 | -6.1752 | -6.423 | -6.9129 | -7.4376 | -7.803 | -8.3991 | -9.1435 | -10.0921 | -11.2216 | -12.0725 | -13.0541 | -16.9116 | -19.951 | -24.3674 | -10.6189 | -10.9282 | -11.641 | -12.4053 | -12.9579 | -13.8187 | -14.8682 | -16.2975 | -17.9374 | -19.2177 | -20.6293 | -25.7663 | -28.0842 | -29.6069
|  | ST JOHNS | LW |  |  |  |  | -12.6995 | -13.0328 | -13.9867 | -15.0619 | -15.7972 | -17.0279 | -18.3745 | -20.0757 | -21.9828 | -23.8141 | -25.4401 | -30.3114 | -31.7899 | -33.2333 | -6.215 | -6.4216 | -6.9102 | -7.4832 | -7.7754 | -8.4483 | -9.2017 | -10.0965 | -11.1668 | -12.1666 | -13.0008 | -15.2877 | -15.8999 | -16.706 | -10.7314 | -11.0503 | -11.8591 | -12.8053 | -13.3911 | -14.4843 | -15.6892 | -17.2085 | -18.9372 | -20.5858 | -22.0295 | -26.2999 | -27.5479 | -28.8665
|  | ST JOHNS | ST |  |  |  |  | -12.3919 | -12.5374 | -12.8819 | -13.2251 | -13.6906 | -14.1392 | -14.6384 | -14.8396 | -15.5438 | -16.2454 | -16.9579 | -20.4576 | -22.4952 | -24.7395 | -6.0734 | -6.2066 | -6.4678 | -6.7335 | -7.0921 | -7.4561 | -7.8673 | -8.0303 | -8.613 | -9.1967 | -9.812 | -13.1584 | -16.0574 | -20.515 | -10.453 | -10.5939 | -10.8941 | -11.1894 | -11.5918 | -11.9994 | -12.4606 | -12.5525 | -13.1996 | -13.8476 | -14.5148 | -17.7615 | -19.498 | -21.339
|  | ST JOHNS | FS |  |  |  |  | -12.2611 | -12.3432 | -12.64 | -12.9564 | -13.3443 | -13.7279 | -14.1488 | -14.7106 | -15.0021 | -15.6234 | -16.2768 | -20.1186 | -22.9577 | -25.5309 | -6.0176 | -6.1287 | -6.3706 | -6.6399 | -6.9523 | -7.2904 | -7.6899 | -8.1882 | -8.5004 | -9.079 | -9.6988 | -13.75 | -18.9181 | -27.3169 | -10.3486 | -10.4345 | -10.6889 | -10.9677 | -11.2789 | -11.6138 | -11.9857 | -12.4731 | -12.6463 | -13.1937 | -13.7719 | -17.2096 | -19.6959 | -21.9871
COWLEY GSP | WITNEY BSP | STANDLAKE | MINIMUM HEADROOM | SP 38923 02349 | NO | YES | 2.573 | -1.9582 | -2.0414 | -2.1547 | -2.2943 | -2.42 | -2.6071 | -2.8176 | -3.0397 | -3.3186 | -3.6075 | -3.8643 | -4.6173 | -5.0871 | -5.4982 | -1.0091 | -1.0537 | -1.1173 | -1.1977 | -1.2665 | -1.3841 | -1.5201 | -1.6609 | -1.8467 | -2.0387 | -2.2052 | -2.6526 | -2.9754 | -4.3756 | -1.7969 | -1.9052 | -2.0304 | -2.1984 | -2.3258 | -2.5333 | -2.7618 | -2.9775 | -3.2661 | -3.5578 | -3.7809 | -4.4792 | -4.8806 | -5.2161
|  | STANDLAKE | CT |  |  |  |  | -1.9542 | -2.0414 | -2.1441 | -2.2551 | -2.3775 | -2.5205 | -2.7029 | -2.9144 | -3.1668 | -3.3746 | -3.6134 | -4.4307 | -5.0079 | -5.4178 | -1.0004 | -1.0493 | -1.1076 | -1.1722 | -1.2455 | -1.335 | -1.4557 | -1.5917 | -1.7602 | -1.8931 | -2.0503 | -2.5209 | -2.9754 | -3.7292 | -1.7969 | -1.9052 | -2.0304 | -2.1652 | -2.2903 | -2.4449 | -2.6422 | -2.849 | -3.1113 | -3.3049 | -3.5428 | -4.3126 | -4.7861 | -5.1147
|  | STANDLAKE | LW |  |  |  |  | -1.9582 | -2.0366 | -2.1547 | -2.2943 | -2.42 | -2.6071 | -2.8176 | -3.0397 | -3.3186 | -3.6075 | -3.8643 | -4.6173 | -5.0871 | -5.4982 | -1.0091 | -1.0537 | -1.1173 | -1.1977 | -1.2665 | -1.3841 | -1.5201 | -1.6609 | -1.8467 | -2.0387 | -2.2052 | -2.6526 | -2.8152 | -2.9179 | -1.7913 | -1.8856 | -2.0288 | -2.1984 | -2.3258 | -2.5333 | -2.7618 | -2.9775 | -3.2661 | -3.5578 | -3.7809 | -4.4792 | -4.8806 | -5.2161
|  | STANDLAKE | ST |  |  |  |  | -1.9113 | -1.9637 | -2.0444 | -2.1244 | -2.2193 | -2.3232 | -2.4415 | -2.5481 | -2.6948 | -2.8731 | -3.0562 | -4.0427 | -4.4768 | -4.692 | -0.97441 | -0.99994 | -1.0409 | -1.0812 | -1.1334 | -1.1926 | -1.2633 | -1.3293 | -1.4272 | -1.55 | -1.6761 | -2.3633 | -2.6657 | -3.3975 | -1.7476 | -1.8181 | -1.92 | -2.0122 | -2.1226 | -2.2356 | -2.3652 | -2.459 | -2.604 | -2.774 | -2.9202 | -3.738 | -4.1487 | -4.4361
|  | STANDLAKE | FS |  |  |  |  | -1.88 | -1.9112 | -1.9433 | -1.9815 | -2.013 | -2.0585 | -2.1073 | -2.1897 | -2.2865 | -2.3894 | -2.5167 | -3.2954 | -4.1135 | -4.6508 | -0.9614 | -0.97604 | -0.99432 | -1.0174 | -1.035 | -1.0638 | -1.0953 | -1.1429 | -1.2019 | -1.2655 | -1.3485 | -1.9296 | -2.9489 | -4.3756 | -1.7059 | -1.7507 | -1.7944 | -1.8448 | -1.8751 | -1.9276 | -1.9788 | -2.0762 | -2.1875 | -2.2813 | -2.4144 | -3.1498 | -3.8513 | -4.298
MINETY GSP | STRATTON (2 X 60) | STANTON FITZWARREN | MINIMUM HEADROOM | SU 17585 90987 | NO | YES | 5.386 | 6.4682 | 5.5428 | 4.2326 | 2.7072 | 1.402 | 0.26106 | -1.3063 | -3.3292 | -5.3586 | -7.5343 | -9.3765 | -13.3065 | -15.6294 | -17.1374 | 9.6192 | 9.1377 | 8.4646 | 7.5161 | 6.7995 | 6.2508 | 5.3807 | 4.3147 | 3.2126 | 1.9807 | 0.95736 | -1.9522 | -4.1356 | -8.344 | 7.2316 | 6.4817 | 5.3414 | 3.9142 | 2.807 | 1.8673 | 0.53405 | -1.1632 | -2.9183 | -4.7657 | -6.3045 | -9.7023 | -11.6986 | -12.9865
|  | STANTON FITZWARREN | CT |  |  |  |  | 6.6302 | 5.8888 | 4.8152 | 3.5226 | 2.246 | 1.1574 | -0.39443 | -2.4795 | -4.5959 | -6.677 | -8.5012 | -13.2035 | -15.6294 | -17.1374 | 9.7043 | 9.2689 | 8.6863 | 7.8771 | 7.0882 | 6.5492 | 5.6397 | 4.463 | 3.2467 | 2.0533 | 0.95736 | -1.9522 | -4.1356 | -6.9168 | 7.3524 | 6.7434 | 5.8007 | 4.6159 | 3.4925 | 2.5916 | 1.2633 | -0.47706 | -2.2941 | -4.0011 | -5.508 | -9.6107 | -11.6986 | -12.9865
|  | STANTON FITZWARREN | LW |  |  |  |  | 6.4682 | 5.5428 | 4.2326 | 2.7072 | 1.402 | 0.26106 | -1.3063 | -3.3292 | -5.3586 | -7.5343 | -9.3765 | -13.3065 | -14.9662 | -16.2556 | 9.6192 | 9.1377 | 8.4646 | 7.5161 | 6.7995 | 6.2508 | 5.3807 | 4.3147 | 3.2126 | 1.9807 | 0.99132 | -0.94543 | -1.705 | -2.3757 | 7.2316 | 6.4817 | 5.3414 | 3.9142 | 2.807 | 1.8673 | 0.53405 | -1.1632 | -2.9183 | -4.7657 | -6.3045 | -9.7023 | -11.1131 | -12.2161
|  | STANTON FITZWARREN | ST |  |  |  |  | 6.7926 | 6.1529 | 5.5184 | 4.6943 | 4.017 | 3.2165 | 2.3797 | 1.5246 | 0.44258 | -0.94527 | -2.1668 | -7.1947 | -9.6043 | -11.0478 | 9.747 | 9.451 | 9.0585 | 8.4427 | 7.9676 | 7.384 | 6.7933 | 6.2981 | 5.5391 | 4.5434 | 3.6712 | -0.78664 | -2.4097 | -4.558 | 7.5033 | 6.9895 | 6.4406 | 5.6742 | 5.0938 | 4.412 | 3.7079 | 3.0924 | 2.1859 | 1.0459 | -0.080009 | -5.8946 | -8.1384 | -9.4366
|  | STANTON FITZWARREN | FS |  |  |  |  | 7 | 6.5796 | 6.158 | 5.5206 | 4.9635 | 4.4037 | 3.7613 | 2.7888 | 1.8851 | 0.91225 | -0.25466 | -4.1841 | -8.063 | -11.4754 | 9.8554 | 9.65 | 9.3776 | 8.888 | 8.4757 | 8.074 | 7.5952 | 6.9198 | 6.2442 | 5.6004 | 4.7367 | 1.2025 | -2.7329 | -8.344 | 7.6615 | 7.3257 | 6.9551 | 6.3689 | 5.8909 | 5.4342 | 4.9038 | 4.123 | 3.3536 | 2.6363 | 1.6907 | -2.3119 | -6.6494 | -9.8446
LALEHAM | STAINES | STANWELL | MINIMUM HEADROOM | TQ 06003 72766 | NO | NO | 10.667 | 9.0436 | 8.9123 | 8.6539 | 8.3264 | 8.0059 | 6.7933 | 5.0116 | 3.2925 | 2.0298 | 0.61298 | -0.64841 | -3.856 | -5.0031 | -5.6437 | 8.6408 | 8.4884 | 8.2976 | 8.0724 | 7.8223 | 6.5087 | 4.81 | 3.2349 | 2.0739 | 0.92141 | -0.17111 | -4.2124 | -9.2706 | -20.1251 | 9.0813 | 8.944 | 8.7262 | 8.4274 | 8.1316 | 6.7372 | 4.7992 | 2.9973 | 1.6968 | 0.2733 | -0.96107 | -4.3333 | -5.5838 | -6.2341
|  | STANWELL | CT |  |  |  |  | 9.0551 | 8.9123 | 8.6817 | 8.4115 | 8.1214 | 6.9737 | 5.3269 | 3.6399 | 2.4457 | 1.1915 | -0.036479 | -3.2638 | -4.8061 | -5.5758 | 8.6408 | 8.4884 | 8.2976 | 8.0724 | 7.8223 | 6.5087 | 4.81 | 3.2349 | 2.0739 | 0.92141 | -0.17111 | -4.2124 | -8.041 | -13.5313 | 9.0905 | 8.944 | 8.7383 | 8.4898 | 8.225 | 6.8925 | 5.0794 | 3.3144 | 2.0813 | 0.82226 | -0.38346 | -3.6389 | -5.1641 | -5.8996
|  | STANWELL | LW |  |  |  |  | 9.0436 | 8.913 | 8.6539 | 8.3264 | 8.0059 | 6.7933 | 5.0116 | 3.2925 | 2.0298 | 0.61298 | -0.64841 | -3.856 | -5.0031 | -5.6437 | 8.6879 | 8.6078 | 8.4782 | 8.3054 | 8.1362 | 6.8908 | 5.2185 | 3.7522 | 2.6954 | 1.6057 | 0.67537 | -1.9793 | -3.0595 | -3.5826 | 9.0813 | 8.95 | 8.7262 | 8.4274 | 8.1316 | 6.7372 | 4.7992 | 2.9973 | 1.6968 | 0.2733 | -0.96107 | -4.3333 | -5.5838 | -6.2341
|  | STANWELL | ST |  |  |  |  | 9.157 | 9.1154 | 9.0696 | 8.9996 | 8.9531 | 8.131 | 7.0035 | 5.956 | 5.0009 | 4.1085 | 3.2864 | 1.2754 | -0.2663 | -1.5339 | 8.6937 | 8.6014 | 8.4953 | 8.3647 | 8.236 | 7.1529 | 5.8044 | 4.563 | 3.468 | 2.4689 | 1.5523 | -1.9204 | -6.0008 | -11.745 | 9.1852 | 9.1432 | 9.0915 | 9.0143 | 8.9643 | 7.9522 | 6.6459 | 5.4655 | 4.4124 | 3.4529 | 2.5886 | 0.46651 | -1.1084 | -2.2629
|  | STANWELL | FS |  |  |  |  | 9.1585 | 9.1069 | 9.0473 | 8.964 | 8.8714 | 8.1304 | 7.1218 | 6.1228 | 5.2633 | 4.5232 | 3.8257 | 1.4635 | -0.28174 | -1.7245 | 8.6811 | 8.5651 | 8.4383 | 8.2808 | 8.1032 | 7.0779 | 5.7802 | 4.4753 | 3.3323 | 2.3236 | 1.3758 | -2.9607 | -9.2706 | -20.1251 | 9.1891 | 9.1355 | 9.0831 | 9.0034 | 8.9146 | 8.0128 | 6.8453 | 5.7066 | 4.7479 | 3.9441 | 3.2019 | 0.83533 | -0.80932 | -2.1452
MANNINGTON GSP | SALISBURY | STAPLEFORD | MINIMUM HEADROOM | SU 06871 37078 | NO | YES | 0.923 | 5.9192 | 5.8792 | 5.8333 | 5.7844 | 5.7256 | 5.6229 | 5.5237 | 5.3952 | 5.2296 | 5.172 | 5.1031 | 4.5807 | 3.8843 | 3.3248 | 8.6633 | 8.5622 | 8.442 | 8.3459 | 8.1978 | 8.0484 | 7.8871 | 7.6621 | 7.4065 | 7.2309 | 7.2872 | 6.5363 | 5.7771 | 4.0312 | 5.5469 | 5.5078 | 5.4631 | 5.4161 | 5.3591 | 5.2598 | 5.1633 | 5.0379 | 4.8762 | 4.8198 | 4.7586 | 4.4719 | 4.0135 | 3.5331
|  | STAPLEFORD | CT |  |  |  |  | 5.9245 | 5.8876 | 5.838 | 5.7999 | 5.7256 | 5.649 | 5.5568 | 5.4255 | 5.2712 | 5.172 | 5.2007 | 4.776 | 4.0048 | 3.4444 | 8.6633 | 8.5622 | 8.442 | 8.3459 | 8.1978 | 8.0484 | 7.8891 | 7.6621 | 7.4065 | 7.2309 | 7.2872 | 6.5363 | 5.8571 | 4.9409 | 5.5519 | 5.5158 | 5.4675 | 5.4311 | 5.3591 | 5.2849 | 5.1951 | 5.0669 | 4.9161 | 4.8198 | 4.8516 | 4.5778 | 4.1187 | 3.6366
|  | STAPLEFORD | LW |  |  |  |  | 5.9192 | 5.8792 | 5.8333 | 5.7844 | 5.7256 | 5.6229 | 5.5237 | 5.3952 | 5.2296 | 5.2208 | 5.1031 | 4.5807 | 3.8843 | 3.3248 | 8.6891 | 8.5969 | 8.4775 | 8.3641 | 8.236 | 8.0517 | 7.8871 | 7.681 | 7.4327 | 7.4619 | 7.3062 | 6.8287 | 6.5519 | 6.3028 | 5.5469 | 5.5078 | 5.4631 | 5.4161 | 5.3595 | 5.2598 | 5.1633 | 5.0379 | 4.8762 | 4.8715 | 4.7586 | 4.4719 | 4.0135 | 3.5331
|  | STAPLEFORD | ST |  |  |  |  | 5.9544 | 5.9352 | 5.9166 | 5.8839 | 5.8439 | 5.8103 | 5.7586 | 5.693 | 5.6035 | 5.5064 | 5.3779 | 4.9053 | 4.6796 | 4.3185 | 8.7186 | 8.6403 | 8.5564 | 8.4526 | 8.3389 | 8.2409 | 8.112 | 7.9777 | 7.8157 | 7.6607 | 7.4577 | 6.7662 | 6.1086 | 5.2478 | 5.5812 | 5.5624 | 5.5447 | 5.5134 | 5.475 | 5.4431 | 5.3927 | 5.3289 | 5.2417 | 5.1474 | 5.0224 | 4.5714 | 4.3635 | 4.2868
|  | STAPLEFORD | FS |  |  |  |  | 5.9617 | 5.9488 | 5.9384 | 5.9148 | 5.8915 | 5.862 | 5.8308 | 5.8085 | 5.76 | 5.6931 | 5.6324 | 5.1349 | 4.8531 | 4.4649 | 8.7536 | 8.6949 | 8.6557 | 8.5948 | 8.5372 | 8.4666 | 8.3855 | 8.2941 | 8.1597 | 8.0026 | 7.8631 | 6.7843 | 5.7771 | 4.0312 | 5.5883 | 5.5756 | 5.5658 | 5.5433 | 5.5212 | 5.4929 | 5.4624 | 5.4409 | 5.3937 | 5.3284 | 5.2695 | 4.7843 | 4.5237 | 4.1583
COWLEY GSP | HIGH WYCOMBE BSP | STOKENCHURCH | MINIMUM HEADROOM | SU 77124 94355 | NO | YES | 2.018 | -0.9206 | -1.1447 | -1.4182 | -1.8002 | -2.1694 | -2.5865 | -3.0815 | -3.7086 | -4.0445 | -4.6647 | -5.2112 | -7.0103 | -8.2666 | -9.1081 | 1.763 | 1.6084 | 1.4617 | 1.277 | 1.0826 | 0.86329 | 0.56487 | 0.17421 | 0.10126 | -0.22941 | -0.50903 | -1.7901 | -2.8501 | -5.0741 | -0.21417 | -0.42649 | -0.66378 | -1.0098 | -1.3405 | -1.7314 | -2.204 | -2.792 | -3.0679 | -3.6488 | -4.1389 | -5.6579 | -6.5781 | -7.2678
|  | STOKENCHURCH | CT |  |  |  |  | -0.9206 | -1.1447 | -1.4152 | -1.7195 | -2.0307 | -2.3674 | -2.7795 | -3.3871 | -3.6513 | -4.1267 | -4.664 | -6.9 | -8.2666 | -9.1081 | 1.763 | 1.6084 | 1.4617 | 1.277 | 1.0826 | 0.86329 | 0.56487 | 0.17421 | 0.10126 | -0.17233 | -0.50903 | -1.7901 | -2.8501 | -4.2258 | -0.21417 | -0.42649 | -0.66378 | -0.9412 | -1.2302 | -1.545 | -1.9458 | -2.5111 | -2.7308 | -3.1555 | -3.6528 | -5.5086 | -6.5781 | -7.2678
|  | STOKENCHURCH | LW |  |  |  |  | -0.89579 | -1.0998 | -1.4182 | -1.8002 | -2.1694 | -2.5865 | -3.0815 | -3.7086 | -4.0445 | -4.6647 | -5.2112 | -7.0103 | -7.908 | -8.5726 | 1.7814 | 1.6519 | 1.514 | 1.3102 | 1.1219 | 0.88377 | 0.57052 | 0.20247 | 0.1233 | -0.22941 | -0.50886 | -1.2945 | -1.6239 | -1.9381 | -0.19463 | -0.38982 | -0.66303 | -1.0098 | -1.3405 | -1.7314 | -2.204 | -2.792 | -3.0679 | -3.6488 | -4.1389 | -5.6579 | -6.3642 | -6.9382
|  | STOKENCHURCH | ST |  |  |  |  | -0.84267 | -0.97849 | -1.1564 | -1.3554 | -1.5349 | -1.7469 | -1.9757 | -2.1635 | -2.4215 | -2.7231 | -3.0648 | -4.4003 | -5.5427 | -6.5089 | 1.8163 | 1.739 | 1.6355 | 1.5087 | 1.4011 | 1.2608 | 1.1023 | 0.96203 | 0.74994 | 0.49282 | 0.21003 | -0.82005 | -1.8673 | -3.2411 | -0.13585 | -0.25481 | -0.41129 | -0.5933 | -0.74747 | -0.9424 | -1.1561 | -1.3353 | -1.5892 | -1.8902 | -2.2154 | -3.4295 | -4.3911 | -5.149
|  | STOKENCHURCH | FS |  |  |  |  | -0.72745 | -0.80874 | -0.90058 | -1.0001 | -1.111 | -1.2076 | -1.3278 | -1.5353 | -1.7629 | -1.9808 | -2.2504 | -3.5424 | -5.0111 | -6.2574 | 1.8632 | 1.8043 | 1.7281 | 1.643 | 1.5441 | 1.4619 | 1.3415 | 1.1763 | 0.98449 | 0.79795 | 0.55979 | -0.65364 | -2.4596 | -5.0741 | -0.03914 | -0.11202 | -0.19813 | -0.28982 | -0.39387 | -0.47663 | -0.5917 | -0.7807 | -0.99281 | -1.1994 | -1.4547 | -2.6366 | -3.9448 | -4.9806
MINETY GSP | STRATTON (2 X 60) | STRATTON | MINIMUM HEADROOM | SU 16998 88837 | NO | YES | 5.714 | 8.4911 | 7.9454 | 7.0931 | 6.1067 | 5.0956 | 4.194 | 2.9388 | 1.6266 | 0.38523 | -0.84906 | -1.9853 | -5.8206 | -7.8977 | -9.389 | 10.7999 | 10.4654 | 10.0242 | 9.5168 | 8.9139 | 8.5432 | 7.8313 | 7.0603 | 6.2963 | 5.6753 | 4.9581 | 1.6814 | -1.0313 | -8.1437 | 10.1641 | 9.693 | 8.9752 | 8.116 | 7.2404 | 6.5048 | 5.3871 | 4.2016 | 3.0354 | 1.8796 | 0.84567 | -2.5018 | -4.1985 | -5.4617
|  | STRATTON | CT |  |  |  |  | 8.5782 | 8.082 | 7.3262 | 6.48 | 5.4939 | 4.7822 | 3.6316 | 2.3747 | 1.2115 | 0.25009 | -0.80427 | -5.471 | -7.8977 | -9.389 | 10.8148 | 10.4654 | 10.0242 | 9.521 | 8.9139 | 8.5432 | 7.8313 | 7.0603 | 6.2963 | 5.6753 | 4.9581 | 1.6814 | -1.0313 | -4.7264 | 10.2327 | 9.79 | 9.1423 | 8.4039 | 7.5247 | 6.9694 | 5.9418 | 4.8006 | 3.7114 | 2.842 | 1.865 | -2.1734 | -4.1985 | -5.4617
|  | STRATTON | LW |  |  |  |  | 8.4911 | 7.9454 | 7.0931 | 6.1067 | 5.0956 | 4.194 | 2.9388 | 1.6266 | 0.38523 | -0.84906 | -1.9853 | -5.8206 | -7.234 | -8.4225 | 10.7999 | 10.4739 | 10.0418 | 9.5168 | 8.9867 | 8.562 | 7.8678 | 7.1683 | 6.461 | 5.76 | 5.1452 | 3.2319 | 2.5694 | 1.952 | 10.1641 | 9.693 | 8.9752 | 8.116 | 7.2404 | 6.5048 | 5.3871 | 4.2016 | 3.0354 | 1.8796 | 0.84567 | -2.5018 | -3.678 | -4.7095
|  | STRATTON | ST |  |  |  |  | 8.7746 | 8.4433 | 8.1291 | 7.7503 | 7.3794 | 6.9393 | 6.4559 | 6.0394 | 5.9533 | 5.5251 | 5.0581 | 1.5159 | -0.44771 | -2.7558 | 10.9273 | 10.6869 | 10.4507 | 10.1578 | 9.8633 | 9.5107 | 9.1163 | 8.7375 | 8.5882 | 8.1519 | 7.6671 | 4.4375 | 1.6283 | -2.3785 | 10.4239 | 10.1483 | 9.8877 | 9.5618 | 9.2516 | 8.8665 | 8.4362 | 8.0424 | 7.9869 | 7.5572 | 7.085 | 3.8304 | 2.0234 | 0.13057
|  | STRATTON | FS |  |  |  |  | 8.8498 | 8.5992 | 8.3134 | 7.9727 | 7.6148 | 7.2615 | 6.8602 | 6.4523 | 6.0502 | 5.8321 | 5.3435 | 2.2629 | -0.7517 | -3.5495 | 10.9711 | 10.7663 | 10.5465 | 10.2757 | 9.9825 | 9.6833 | 9.3176 | 8.9245 | 8.5052 | 8.2313 | 7.7268 | 4.3142 | -0.5489 | -8.1437 | 10.4849 | 10.2777 | 10.0439 | 9.7564 | 9.453 | 9.1615 | 8.8155 | 8.4523 | 8.0779 | 7.9232 | 7.4743 | 4.6196 | 1.9008 | -0.53911
LALEHAM | STAINES | SUNBURY CROSS | MINIMUM HEADROOM | TQ 10053 69996 | NO | NO | 5.243 | 38.1277 | 37.5321 | 36.4704 | 35.0396 | 33.6092 | 31.8053 | 29.8026 | 26.976 | 23.8573 | 20.7735 | 17.9635 | 8.9543 | 4.211 | 0.91943 | 42.1905 | 41.8299 | 41.34 | 40.5126 | 39.4542 | 38.3827 | 36.9768 | 35.0737 | 32.9993 | 31.3948 | 29.4292 | 21.2824 | 11.9154 | -10.982 | 40.0243 | 39.4425 | 38.5348 | 37.2336 | 35.9246 | 34.2149 | 32.2862 | 29.6506 | 26.7088 | 23.7557 | 21.1931 | 13.2977 | 9.4108 | 6.5641
|  | SUNBURY CROSS | CT |  |  |  |  | 38.2177 | 37.6102 | 36.7011 | 35.5256 | 34.131 | 32.7219 | 30.9814 | 28.3106 | 25.4673 | 23.1244 | 20.4671 | 9.7918 | 4.211 | 0.91943 | 42.1905 | 41.8299 | 41.34 | 40.5126 | 39.4542 | 38.3827 | 36.9768 | 35.0737 | 32.9993 | 31.3948 | 29.4292 | 21.2824 | 13.8919 | 2.6703 | 40.0866 | 39.4751 | 38.6913 | 37.6072 | 36.2858 | 34.9695 | 33.3009 | 30.7815 | 28.0419 | 25.9271 | 23.421 | 14.1452 | 9.4108 | 6.5641
|  | SUNBURY CROSS | LW |  |  |  |  | 38.1277 | 37.5321 | 36.4704 | 35.0396 | 33.6092 | 31.8053 | 29.8026 | 26.976 | 23.8573 | 20.7735 | 17.9635 | 8.9543 | 6.0733 | 3.4681 | 42.2185 | 41.944 | 41.6964 | 40.9015 | 40.1162 | 38.9715 | 37.6372 | 35.9773 | 34.0483 | 32.1591 | 30.5861 | 26.195 | 24.9764 | 23.4637 | 40.0243 | 39.4425 | 38.5348 | 37.2336 | 35.9246 | 34.2149 | 32.2862 | 29.6506 | 26.7088 | 23.7557 | 21.1931 | 13.2977 | 10.8945 | 8.5532
|  | SUNBURY CROSS | ST |  |  |  |  | 38.5779 | 38.3378 | 38.111 | 37.7863 | 37.3973 | 37.2774 | 36.7994 | 36.1435 | 35.3205 | 34.2118 | 32.8681 | 22.7255 | 18.9861 | 15.4274 | 42.3237 | 42.1468 | 41.9109 | 41.5876 | 41.0236 | 40.7187 | 40.0486 | 39.1913 | 38.1729 | 36.9269 | 35.5255 | 26.8708 | 19.1361 | 7.5431 | 40.4443 | 40.2078 | 39.9674 | 39.6185 | 39.1994 | 39.1022 | 38.6133 | 37.9276 | 37.0277 | 35.8877 | 34.6112 | 25.6383 | 21.7023 | 18.7641
|  | SUNBURY CROSS | FS |  |  |  |  | 38.7119 | 38.501 | 38.199 | 37.8054 | 37.3594 | 36.8552 | 36.6321 | 35.9236 | 35.1383 | 34.2032 | 33.1938 | 26.1231 | 18.844 | 11.9616 | 42.5009 | 42.3449 | 42.1767 | 41.6868 | 41.1164 | 40.4453 | 39.9757 | 39.0381 | 37.986 | 36.7708 | 35.4383 | 25.9863 | 11.9154 | -10.982 | 40.6133 | 40.4049 | 40.12 | 39.7523 | 39.3097 | 38.7977 | 38.6216 | 37.9459 | 37.2068 | 36.3155 | 35.3491 | 28.4909 | 21.9407 | 15.9651
BRAMLEY (FLEE) | BRACKNELL RESERVE | SUNNINGHILL | MINIMUM HEADROOM | SU 93757 67606 | NO | YES | 1.882 | 10.6299 | 10.4224 | 10.1062 | 9.6926 | 9.3248 | 8.7868 | 8.1854 | 7.3956 | 6.9009 | 6.1313 | 5.4516 | 3.2194 | 2.3982 | 1.5048 | 12.3617 | 12.2177 | 12.0456 | 11.815 | 11.5898 | 11.2833 | 10.8909 | 10.4211 | 10.2353 | 9.774 | 9.3932 | 7.5613 | 5.2931 | -0.23043 | 10.9901 | 10.798 | 10.5128 | 10.1389 | 9.814 | 9.3128 | 8.7491 | 8.0174 | 7.58 | 6.8611 | 6.2328 | 4.2451 | 3.5561 | 2.7779
|  | SUNNINGHILL | CT |  |  |  |  | 10.7037 | 10.5156 | 10.2502 | 9.9381 | 9.5984 | 9.2185 | 8.7361 | 8.0565 | 7.6957 | 7.1982 | 6.6356 | 4.1065 | 2.6886 | 1.6771 | 12.3888 | 12.2255 | 12.0456 | 11.8278 | 11.5898 | 11.3132 | 10.9447 | 10.4769 | 10.2925 | 9.947 | 9.5322 | 7.5613 | 5.6594 | 2.8368 | 11.06 | 10.8845 | 10.6432 | 10.36 | 10.0576 | 9.7109 | 9.2559 | 8.6325 | 8.3241 | 7.8708 | 7.3498 | 5.1024 | 3.8852 | 3.041
|  | SUNNINGHILL | LW |  |  |  |  | 10.6299 | 10.4224 | 10.1062 | 9.6926 | 9.3248 | 8.7868 | 8.1854 | 7.3956 | 6.9009 | 6.1313 | 5.4516 | 3.2194 | 2.3982 | 1.5048 | 12.3617 | 12.2177 | 12.0534 | 11.815 | 11.6233 | 11.2833 | 10.8909 | 10.4211 | 10.2353 | 9.774 | 9.3932 | 8.292 | 7.9251 | 7.4373 | 10.9901 | 10.798 | 10.5128 | 10.1389 | 9.814 | 9.3128 | 8.7491 | 8.0174 | 7.58 | 6.8611 | 6.2328 | 4.2451 | 3.5561 | 2.7779
|  | SUNNINGHILL | ST |  |  |  |  | 10.7658 | 10.677 | 10.5901 | 10.476 | 10.3913 | 10.247 | 10.0743 | 9.9175 | 9.6569 | 9.3591 | 9.0417 | 7.8753 | 6.8448 | 5.6228 | 12.4279 | 12.3371 | 12.237 | 12.1105 | 12.0021 | 11.8424 | 11.6554 | 11.4725 | 11.2058 | 10.8953 | 10.5556 | 9.0167 | 7.1984 | 4.3293 | 11.1204 | 11.0405 | 10.9601 | 10.853 | 10.7756 | 10.6399 | 10.4771 | 10.3248 | 10.0778 | 9.7912 | 9.484 | 8.3872 | 7.4855 | 6.4876
|  | SUNNINGHILL | FS |  |  |  |  | 10.7872 | 10.7192 | 10.6161 | 10.505 | 10.3827 | 10.2836 | 10.137 | 9.9397 | 9.7108 | 9.4994 | 9.2314 | 7.9104 | 6.3661 | 4.9106 | 12.4349 | 12.3496 | 12.2379 | 12.1136 | 11.9734 | 11.8437 | 11.6536 | 11.415 | 11.1369 | 10.8628 | 10.5294 | 8.5809 | 5.2931 | -0.23043 | 11.1386 | 11.0776 | 10.9827 | 10.8808 | 10.7679 | 10.6787 | 10.5424 | 10.3608 | 10.1478 | 9.9499 | 9.6948 | 8.5068 | 7.1175 | 5.8386
MELKSHAM GSP | CHIPPENHAM | SUTTON BENGER | MINIMUM HEADROOM | ST 93394 80051 | NO | YES | 9.23 | -6.7505 | -6.8616 | -6.9565 | -7.0969 | -7.2396 | -7.3919 | -7.5731 | -7.7552 | -7.9252 | -8.1264 | -8.2883 | -8.8419 | -9.1891 | -9.4789 | -4.432 | -4.4939 | -4.5458 | -4.6091 | -4.6892 | -4.7491 | -4.8518 | -4.9625 | -5.0618 | -5.1771 | -5.268 | -5.6974 | -6.2092 | -7.2799 | -5.73 | -5.831 | -5.9169 | -6.0434 | -6.1726 | -6.3073 | -6.4703 | -6.6338 | -6.79 | -6.9709 | -7.1178 | -7.618 | -7.9214 | -8.1691
|  | SUTTON BENGER | CT |  |  |  |  | -6.7505 | -6.8616 | -6.9565 | -7.0653 | -7.194 | -7.2969 | -7.4438 | -7.6181 | -7.77 | -7.9082 | -8.0778 | -8.6999 | -9.0759 | -9.3489 | -4.432 | -4.4939 | -4.5458 | -4.6091 | -4.6892 | -4.7491 | -4.8466 | -4.9625 | -5.0618 | -5.152 | -5.268 | -5.6974 | -6.1005 | -6.6567 | -5.73 | -5.831 | -5.9169 | -6.0146 | -6.1304 | -6.2208 | -6.3526 | -6.5089 | -6.649 | -6.7749 | -6.9281 | -7.4964 | -7.8291 | -8.0642
|  | SUTTON BENGER | LW |  |  |  |  | -6.7295 | -6.8345 | -6.9526 | -7.0969 | -7.2396 | -7.3919 | -7.5731 | -7.7552 | -7.9252 | -8.1264 | -8.2883 | -8.8419 | -9.1891 | -9.4789 | -4.4196 | -4.475 | -4.5275 | -4.6 | -4.6707 | -4.7489 | -4.8518 | -4.9591 | -5.0564 | -5.1771 | -5.2647 | -5.5227 | -5.6725 | -5.8038 | -5.7108 | -5.806 | -5.9135 | -6.0434 | -6.1726 | -6.3073 | -6.4703 | -6.6338 | -6.79 | -6.9709 | -7.1178 | -7.618 | -7.9214 | -8.1691
|  | SUTTON BENGER | ST |  |  |  |  | -6.7026 | -6.7868 | -6.894 | -7.0162 | -7.1237 | -7.2504 | -7.3767 | -7.4944 | -7.6018 | -7.7457 | -7.9001 | -8.5034 | -8.826 | -9.0469 | -4.4045 | -4.4502 | -4.5027 | -4.5676 | -4.6217 | -4.692 | -4.7635 | -4.8388 | -4.9071 | -5.0064 | -5.1156 | -5.6159 | -6.0125 | -6.5465 | -5.6866 | -5.7633 | -5.8609 | -5.9716 | -6.0689 | -6.1837 | -6.2982 | -6.405 | -6.4999 | -6.6298 | -6.7688 | -7.3169 | -7.6016 | -7.7892
|  | SUTTON BENGER | FS |  |  |  |  | -6.6476 | -6.7016 | -6.7344 | -6.779 | -6.8239 | -6.8558 | -6.9024 | -6.9927 | -7.0868 | -7.198 | -7.287 | -7.8789 | -8.4927 | -8.857 | -4.3844 | -4.4189 | -4.4441 | -4.4798 | -4.517 | -4.5451 | -4.59 | -4.6576 | -4.7309 | -4.8192 | -4.8921 | -5.4459 | -6.2092 | -7.2799 | -5.6361 | -5.6852 | -5.7143 | -5.7538 | -5.7935 | -5.8214 | -5.8633 | -5.9453 | -6.0302 | -6.1309 | -6.2089 | -6.7475 | -7.3036 | -7.63
IVER 132KV | UPTON BSP | SUTTON LANE | MINIMUM HEADROOM | TQ 02185 78595 | NO | YES | 5.281 | 9.944 | 9.7835 | 9.4662 | 9.0743 | 8.6961 | 8.2334 | 7.6825 | 6.9212 | 6.3891 | 5.5839 | 4.8594 | 2.6775 | 1.6185 | 0.93038 | 10.778 | 10.5908 | 10.3977 | 10.1593 | 9.8862 | 9.5694 | 9.1416 | 8.5833 | 8.3134 | 7.8802 | 7.3454 | 5.0719 | 1.8316 | -5.1925 | 9.9601 | 9.8044 | 9.5211 | 9.1613 | 8.815 | 8.3858 | 7.8692 | 7.1637 | 6.6924 | 5.949 | 5.2855 | 3.3215 | 2.4064 | 1.799
|  | SUTTON LANE | CT |  |  |  |  | 9.9587 | 9.7835 | 9.4989 | 9.1798 | 8.8307 | 8.4426 | 7.9436 | 7.1938 | 6.7512 | 6.155 | 5.459 | 2.8357 | 1.6185 | 0.93038 | 10.778 | 10.5908 | 10.3977 | 10.1593 | 9.8862 | 9.5694 | 9.1416 | 8.5833 | 8.3134 | 7.8802 | 7.3454 | 5.0719 | 2.9215 | -0.47869 | 9.9726 | 9.8044 | 9.5437 | 9.249 | 8.925 | 8.5625 | 8.0904 | 7.3906 | 6.9982 | 6.452 | 5.8081 | 3.4441 | 2.4064 | 1.799
|  | SUTTON LANE | LW |  |  |  |  | 9.944 | 9.7879 | 9.4662 | 9.0743 | 8.6961 | 8.2334 | 7.6825 | 6.9212 | 6.3891 | 5.5839 | 4.8594 | 2.6775 | 2.1826 | 1.689 | 10.8066 | 10.679 | 10.5301 | 10.3057 | 10.1006 | 9.8185 | 9.4466 | 8.9903 | 8.7693 | 8.2876 | 7.884 | 6.7965 | 6.5735 | 6.2469 | 9.9601 | 9.8118 | 9.5211 | 9.1613 | 8.815 | 8.3858 | 7.8692 | 7.1637 | 6.6924 | 5.949 | 5.2855 | 3.3215 | 2.8971 | 2.4487
|  | SUTTON LANE | ST |  |  |  |  | 10.0825 | 10.0309 | 9.9722 | 9.8889 | 9.8191 | 9.7033 | 9.5603 | 9.3771 | 9.1736 | 8.8622 | 8.5091 | 6.8653 | 5.5517 | 4.494 | 10.8699 | 10.7905 | 10.6905 | 10.5614 | 10.4453 | 10.2744 | 10.0725 | 9.8293 | 9.5628 | 9.188 | 8.7649 | 6.6437 | 4.3931 | 0.81232 | 10.0897 | 10.0411 | 9.9841 | 9.903 | 9.8355 | 9.7226 | 9.5829 | 9.4043 | 9.207 | 8.9032 | 8.5593 | 6.7014 | 5.474 | 4.6969
|  | SUTTON LANE | FS |  |  |  |  | 10.0933 | 10.0557 | 9.9704 | 9.8757 | 9.7716 | 9.6789 | 9.5505 | 9.3647 | 9.1446 | 8.9117 | 8.6238 | 6.8529 | 4.9356 | 3.2554 | 10.8726 | 10.7939 | 10.6817 | 10.5539 | 10.4093 | 10.2658 | 10.0557 | 9.7868 | 9.4698 | 9.1307 | 8.7297 | 6.12 | 1.8316 | -5.1925 | 10.1003 | 10.0653 | 9.9867 | 9.8991 | 9.8022 | 9.7169 | 9.5961 | 9.4235 | 9.2168 | 8.9982 | 8.7251 | 7.0799 | 5.3187 | 3.8024
MANNINGTON GSP | WAREHAM | SWANAGE | MINIMUM HEADROOM | SZ 02010 79296 | NO | YES | 0.613 | 2.7024 | 2.4649 | 26.679 | 26.0478 | 25.3913 | 24.5565 | 23.9939 | 22.8657 | 21.6177 | 20.3893 | 19.2996 | 15.5943 | 12.8878 | 11.0447 | 4.5243 | 4.3498 | 27.1618 | 26.8438 | 26.4991 | 26.0233 | 25.752 | 25.1595 | 24.4895 | 23.8263 | 23.2531 | 20.7485 | 18.4688 | 15.7467 | 3.2296 | 3 | 26.2929 | 25.7329 | 25.1423 | 24.3719 | 23.8715 | 22.8415 | 21.6947 | 20.5645 | 19.5717 | 16.2502 | 13.9591 | 12.3246
|  | SWANAGE | CT |  |  |  |  | 2.7331 | 2.4871 | 26.7874 | 26.2977 | 25.6722 | 25.0464 | 24.6167 | 23.5758 | 22.4514 | 21.5429 | 20.4965 | 15.973 | 12.8878 | 11.0447 | 4.5243 | 4.3498 | 27.1618 | 26.8844 | 26.5067 | 26.1231 | 25.8855 | 25.2876 | 24.6218 | 24.0964 | 23.4678 | 20.7485 | 18.4688 | 15.941 | 3.2595 | 3.0174 | 26.3791 | 25.9567 | 25.3883 | 24.8182 | 24.4425 | 23.4886 | 22.4498 | 21.6254 | 20.6627 | 16.6218 | 13.9591 | 12.3246
|  | SWANAGE | LW |  |  |  |  | 2.7024 | 2.4649 | 26.679 | 26.0478 | 25.3913 | 24.5565 | 23.9939 | 22.8657 | 21.6177 | 20.3893 | 19.2996 | 15.5943 | 13.4882 | 11.5892 | 4.5254 | 4.3795 | 27.173 | 26.8438 | 26.4991 | 26.0233 | 25.752 | 25.1595 | 24.4895 | 23.8263 | 23.2531 | 21.4 | 20.3556 | 19.3083 | 3.2296 | 3 | 26.2929 | 25.7329 | 25.1423 | 24.3719 | 23.8715 | 22.8415 | 21.6947 | 20.5645 | 19.5717 | 16.2502 | 14.4303 | 12.7086
|  | SWANAGE | ST |  |  |  |  | 2.8524 | 2.694 | 27.318 | 27.1449 | 26.9231 | 26.6783 | 26.4461 | 26.1259 | 25.731 | 25.6071 | 25.1815 | 22.4264 | 20.0672 | 18.0523 | 4.6019 | 4.4874 | 27.4419 | 27.2982 | 27.1221 | 26.9289 | 26.7447 | 26.4896 | 26.1762 | 26.0613 | 25.7187 | 23.5183 | 21.4402 | 18.8991 | 3.3866 | 3.2403 | 26.8686 | 26.7064 | 26.4946 | 26.2562 | 26.044 | 25.7252 | 25.3237 | 25.2645 | 24.8398 | 22.2446 | 20.2634 | 18.5411
|  | SWANAGE | FS |  |  |  |  | 2.9171 | 2.8054 | 27.4537 | 27.3025 | 27.1132 | 26.9077 | 26.6815 | 26.3937 | 26.0287 | 25.6023 | 25.1585 | 22.7288 | 19.7612 | 17.0328 | 4.6257 | 4.5297 | 27.5094 | 27.384 | 27.2293 | 27.0573 | 26.854 | 26.619 | 26.3157 | 25.9637 | 25.5942 | 23.489 | 20.29 | 15.7467 | 3.4367 | 3.3307 | 26.9956 | 26.8662 | 26.6976 | 26.51 | 26.2986 | 26.0524 | 25.7166 | 25.3142 | 24.894 | 22.7367 | 20.1085 | 17.6855
MINETY GSP | SWINDON BSP | SWINDON | MINIMUM HEADROOM | SU 12449 86967 | NO | NO | 1.997 | 27.2338 | 26.9623 | 25.602 | 24.129 | 22.6836 | 20.9377 | 19.0741 | 16.1739 | 13.0313 | 9.9225 | 7.0833 | -3.0111 | -10.3005 | -15.2004 | 30.7713 | 30.461 | 29.6955 | 28.8918 | 27.9065 | 26.8989 | 25.6122 | 23.8855 | 21.9831 | 20.5574 | 18.8142 | 11.426 | 4.4713 | -12.5536 | 27.3702 | 27.096 | 25.9116 | 24.5654 | 23.2649 | 21.5636 | 19.7027 | 16.9975 | 13.9702 | 11.001 | 8.4696 | 0.14633 | -5.5299 | -9.6627
|  | SWINDON | CT |  |  |  |  | 27.2758 | 26.9702 | 25.6968 | 24.3981 | 22.9432 | 21.4751 | 19.7661 | 17.1195 | 14.3304 | 12.0015 | 9.4124 | -2.4931 | -10.3005 | -15.2004 | 30.7713 | 30.461 | 29.6955 | 28.8918 | 27.9065 | 26.8989 | 25.6122 | 23.8855 | 21.9831 | 20.5574 | 18.8142 | 11.426 | 4.4713 | -5.2691 | 27.4077 | 27.096 | 25.9413 | 24.7568 | 23.3706 | 21.9712 | 20.2486 | 17.7205 | 15.006 | 12.9187 | 10.4821 | 0.75694 | -5.5299 | -9.6627
|  | SWINDON | LW |  |  |  |  | 27.2338 | 26.9623 | 25.602 | 24.129 | 22.6836 | 20.9377 | 19.0741 | 16.1739 | 13.0313 | 9.9225 | 7.0833 | -3.0111 | -7.6724 | -11.7164 | 30.8348 | 30.6741 | 30.025 | 29.2585 | 28.53 | 27.4782 | 26.2967 | 24.7203 | 22.8834 | 21.0954 | 19.6717 | 15.3362 | 13.5117 | 11.5421 | 27.3702 | 27.1109 | 25.9116 | 24.5654 | 23.2649 | 21.5636 | 19.7027 | 16.9975 | 13.9702 | 11.001 | 8.4696 | 0.14633 | -3.4793 | -6.8923
|  | SWINDON | ST |  |  |  |  | 27.729 | 27.517 | 27.2964 | 27.0157 | 27.0443 | 26.7518 | 26.4065 | 25.9806 | 25.4249 | 24.7284 | 23.7755 | 16.4014 | 10.5387 | 3.8696 | 31.0849 | 30.8104 | 30.4844 | 30.0829 | 29.9668 | 29.5208 | 29.0007 | 28.3857 | 27.6134 | 26.6688 | 25.6135 | 18.5381 | 11.7697 | 1.8183 | 27.8918 | 27.6557 | 27.3695 | 27.001 | 27.0758 | 26.6999 | 26.25 | 25.7032 | 24.9814 | 24.0701 | 23.0611 | 16.1638 | 11.3117 | 6.1309
|  | SWINDON | FS |  |  |  |  | 27.7117 | 27.516 | 27.159 | 26.7611 | 26.3528 | 26.2312 | 25.8143 | 25.1498 | 24.4132 | 23.5705 | 22.6828 | 16.3624 | 9.3356 | 1.7847 | 31.0745 | 30.8015 | 30.4323 | 29.9997 | 29.5368 | 29.3272 | 28.7515 | 27.9969 | 27.1223 | 26.1156 | 25.022 | 17.289 | 6.0458 | -12.5536 | 27.891 | 27.689 | 27.3445 | 26.9501 | 26.5471 | 26.4894 | 26.069 | 25.4437 | 24.7266 | 23.8748 | 22.9667 | 16.7559 | 10.64 | 4.5171
BRAMLEY (ANDO-THAT) | THATCHAM BSP | TADLEY | MINIMUM HEADROOM | SU 57753 62717 | NO | YES | 0.745 | 13.9225 | 13.7603 | 13.3546 | 12.946 | 12.5249 | 11.9804 | 11.7086 | 10.9116 | 9.954 | 9.0851 | 8.3028 | 5.622 | 3.6521 | 2.3601 | 16.8523 | 16.7075 | 16.4742 | 16.2642 | 15.9749 | 15.6815 | 15.5644 | 15.1147 | 14.4914 | 14.0947 | 13.6212 | 11.6612 | 9.7938 | 5.1598 | 14.4616 | 14.2986 | 13.9484 | 13.5853 | 13.2031 | 12.6814 | 12.4528 | 11.7224 | 10.8253 | 10.0163 | 9.3208 | 7.1062 | 5.6582 | 4.5662
|  | TADLEY | CT |  |  |  |  | 13.9467 | 13.7733 | 13.3925 | 13.0466 | 12.6151 | 12.1809 | 11.958 | 11.2332 | 10.3467 | 9.6927 | 8.9654 | 5.7697 | 3.6521 | 2.3601 | 16.8523 | 16.7075 | 16.4742 | 16.2642 | 15.9749 | 15.6815 | 15.5644 | 15.1147 | 14.4914 | 14.0947 | 13.6212 | 11.6612 | 9.7938 | 7.2229 | 14.4929 | 14.3156 | 13.9777 | 13.6782 | 13.2737 | 12.8671 | 12.6843 | 12.0147 | 11.1841 | 10.6027 | 9.9345 | 7.3424 | 5.6582 | 4.5662
|  | TADLEY | LW |  |  |  |  | 13.9225 | 13.7603 | 13.3546 | 12.946 | 12.5249 | 11.9804 | 11.7086 | 10.9116 | 9.954 | 9.0851 | 8.3028 | 5.622 | 4.3014 | 3.2466 | 16.8525 | 16.7456 | 16.5393 | 16.3257 | 16.105 | 15.7716 | 15.6753 | 15.2511 | 14.6664 | 14.1764 | 13.7807 | 12.6185 | 12.1246 | 11.6474 | 14.4616 | 14.2986 | 13.9484 | 13.5853 | 13.2031 | 12.6814 | 12.4528 | 11.7224 | 10.8253 | 10.0163 | 9.3208 | 7.1062 | 6.0746 | 5.1935
|  | TADLEY | ST |  |  |  |  | 14.0563 | 13.9569 | 13.8511 | 13.7579 | 13.6335 | 13.4875 | 13.3615 | 13.1718 | 12.7988 | 12.7935 | 12.5034 | 10.2986 | 8.5173 | 6.8472 | 16.9257 | 16.833 | 16.7265 | 16.6309 | 16.4988 | 16.3451 | 16.2007 | 15.9954 | 15.6089 | 15.5479 | 15.2501 | 13.2659 | 11.4118 | 8.8042 | 14.6063 | 14.5077 | 14.3968 | 14.307 | 14.1752 | 14.0174 | 13.8834 | 13.673 | 13.2885 | 13.3229 | 13.0289 | 10.9916 | 9.514 | 8.1903
|  | TADLEY | FS |  |  |  |  | 14.0852 | 14.0094 | 13.903 | 13.8106 | 13.6967 | 13.5707 | 13.432 | 13.2512 | 12.9533 | 12.6608 | 12.3572 | 10.8172 | 8.9676 | 6.9419 | 16.9338 | 16.8483 | 16.7421 | 16.6456 | 16.5207 | 16.3791 | 16.2068 | 16.0086 | 15.6859 | 15.3708 | 15.0359 | 13.1265 | 10.1212 | 5.1598 | 14.6308 | 14.5552 | 14.4543 | 14.3743 | 14.2648 | 14.1405 | 14.0009 | 13.8416 | 13.5564 | 13.2644 | 12.9571 | 11.5407 | 9.9091 | 8.2559
IVER 132KV | SLOUGH | TAPLOW | MINIMUM HEADROOM | SU 91721 81234 | NO | YES | 2.817 | 11.6781 | 11.4106 | 10.8864 | 10.2515 | 9.6422 | 9.1617 | 8.3446 | 7.2074 | 5.9085 | 4.6283 | 3.5202 | 0.23403 | -1.0927 | -2.2944 | 14.0346 | 13.7781 | 13.4719 | 13.1154 | 12.6617 | 12.5299 | 11.9976 | 11.3016 | 10.5069 | 9.917 | 9.1904 | 6.1623 | 2.6386 | -6.3363 | 12.2295 | 11.9572 | 11.5206 | 10.9459 | 10.4021 | 10.0243 | 9.2649 | 8.2404 | 7.0496 | 5.8812 | 4.9072 | 2.0354 | 0.94378 | -0.12455
|  | TAPLOW | CT |  |  |  |  | 11.7688 | 11.4868 | 11.0212 | 10.5088 | 9.895 | 9.6315 | 8.935 | 7.9065 | 6.7561 | 5.8633 | 4.8414 | 0.89672 | -1.0927 | -2.2944 | 14.0448 | 13.7781 | 13.4719 | 13.1154 | 12.6617 | 12.5299 | 11.9976 | 11.3016 | 10.5069 | 9.917 | 9.1904 | 6.1623 | 3.2158 | -1.2092 | 12.3071 | 12.0143 | 11.6173 | 11.1517 | 10.5776 | 10.4122 | 9.7605 | 8.8274 | 7.7785 | 7.0035 | 6.0852 | 2.6815 | 0.94378 | -0.12455
|  | TAPLOW | LW |  |  |  |  | 11.6781 | 11.4106 | 10.8864 | 10.2515 | 9.6422 | 9.1617 | 8.3446 | 7.2074 | 5.9085 | 4.6283 | 3.5202 | 0.23403 | -0.7195 | -1.7141 | 14.0346 | 13.8354 | 13.575 | 13.2158 | 12.8815 | 12.6818 | 12.1737 | 11.5347 | 10.7643 | 10.0125 | 9.4175 | 7.8937 | 7.5085 | 6.9382 | 12.2295 | 11.9572 | 11.5206 | 10.9459 | 10.4021 | 10.0243 | 9.2649 | 8.2404 | 7.0496 | 5.8812 | 4.9072 | 2.0354 | 1.2083 | 0.30356
|  | TAPLOW | ST |  |  |  |  | 11.9402 | 11.8158 | 11.7375 | 11.5982 | 11.4432 | 11.294 | 11.0686 | 10.7923 | 10.4045 | 10.3527 | 9.9392 | 7.4321 | 5.7807 | 3.9579 | 14.1578 | 14.0115 | 13.89 | 13.7075 | 13.5027 | 13.2996 | 13.0192 | 12.6868 | 12.2551 | 12.1256 | 11.6391 | 8.6439 | 5.823 | 1.3143 | 12.4727 | 12.3452 | 12.2643 | 12.1157 | 11.9514 | 11.8069 | 11.5693 | 11.2777 | 10.8724 | 10.8876 | 10.4612 | 8.0612 | 6.6676 | 5.1986
|  | TAPLOW | FS |  |  |  |  | 12.009 | 11.9067 | 11.7967 | 11.6391 | 11.471 | 11.2712 | 11.0843 | 10.7695 | 10.4249 | 10.0133 | 9.9184 | 7.286 | 4.7693 | 2.4673 | 14.1828 | 14.0413 | 13.9049 | 13.7158 | 13.5093 | 13.2632 | 12.998 | 12.619 | 12.1845 | 11.679 | 11.4511 | 7.9552 | 2.6386 | -6.3363 | 12.5295 | 12.4263 | 12.3324 | 12.1861 | 12.0318 | 11.8461 | 11.681 | 11.3948 | 11.0703 | 10.6727 | 10.6446 | 8.2199 | 6.0527 | 4.0997
MANNINGTON GSP | SHAFTESBURY BSP | TARRANT RUSHTON | MINIMUM HEADROOM | ST 94510 07307 | NO | YES | 0.731 | 3.7513 | 3.7223 | 3.6786 | 3.6292 | 3.5793 | 3.4067 | 3.1325 | 2.8138 | 2.4823 | 2.1496 | 1.8448 | 0.64784 | 0.17036 | -0.16019 | 4.1498 | 4.1259 | 4.0851 | 4.0413 | 3.9995 | 3.9062 | 3.8087 | 3.7152 | 3.6178 | 3.5136 | 3.4218 | 2.8873 | 2.4568 | 2.0187 | 3.7319 | 3.6974 | 3.6446 | 3.5829 | 3.5221 | 3.341 | 3.1094 | 2.8586 | 2.5928 | 2.3209 | 2.0662 | 1.1057 | 0.65418 | 0.31447
|  | TARRANT RUSHTON | CT |  |  |  |  | 3.7534 | 3.7324 | 3.7055 | 3.6762 | 3.6302 | 3.5339 | 3.332 | 3.0311 | 2.7072 | 2.4156 | 2.0995 | 0.7966 | 0.2565 | -0.043085 | 4.1504 | 4.1334 | 4.112 | 4.0884 | 4.0514 | 3.9885 | 3.9163 | 3.827 | 3.7184 | 3.6272 | 3.5219 | 2.8888 | 2.4568 | 2.0187 | 3.7394 | 3.7123 | 3.6804 | 3.6437 | 3.587 | 3.4791 | 3.2976 | 3.062 | 2.7998 | 2.5669 | 2.3133 | 1.2627 | 0.78075 | 0.49097
|  | TARRANT RUSHTON | LW |  |  |  |  | 3.7513 | 3.7223 | 3.6786 | 3.6292 | 3.5793 | 3.4067 | 3.1325 | 2.8138 | 2.4823 | 2.1496 | 1.8448 | 0.64784 | 0.17036 | -0.16019 | 4.1498 | 4.1259 | 4.0851 | 4.0413 | 3.9995 | 3.9062 | 3.8087 | 3.7152 | 3.6178 | 3.5136 | 3.4218 | 2.8873 | 2.5637 | 2.2985 | 3.7319 | 3.6974 | 3.6446 | 3.5829 | 3.5221 | 3.341 | 3.1094 | 2.8586 | 2.5928 | 2.3209 | 2.0662 | 1.1057 | 0.65418 | 0.31447
|  | TARRANT RUSHTON | ST |  |  |  |  | 3.7666 | 3.7535 | 3.721 | 3.6876 | 3.6523 | 3.5851 | 3.5063 | 3.4086 | 3.2556 | 3.0881 | 2.8909 | 1.8847 | 1.3922 | 1.015 | 4.1608 | 4.15 | 4.1153 | 4.0831 | 4.0515 | 4.0077 | 3.9544 | 3.8856 | 3.8058 | 3.7286 | 3.6431 | 3.1505 | 2.8441 | 2.3514 | 3.7556 | 3.7428 | 3.7023 | 3.6632 | 3.6218 | 3.5578 | 3.4811 | 3.3839 | 3.268 | 3.1255 | 2.9667 | 2.0774 | 1.6395 | 1.3309
|  | TARRANT RUSHTON | FS |  |  |  |  | 3.7682 | 3.759 | 3.7487 | 3.7295 | 3.7119 | 3.6563 | 3.6037 | 3.5405 | 3.4727 | 3.3923 | 3.3081 | 2.3406 | 1.7903 | 1.3981 | 4.1613 | 4.1531 | 4.1432 | 4.1263 | 4.1106 | 4.0731 | 4.0365 | 3.9893 | 3.9375 | 3.8757 | 3.8174 | 3.416 | 3.0011 | 2.2622 | 3.7573 | 3.7493 | 3.7373 | 3.7173 | 3.6981 | 3.6495 | 3.601 | 3.5413 | 3.4742 | 3.3908 | 3.308 | 2.6196 | 2.139 | 1.7379
MANNINGTON GSP | SALISBURY | TEFFONT | MINIMUM HEADROOM | ST 99837 30994 | NO | YES | 0.507 | 3.0025 | 2.8936 | 2.8033 | 2.6794 | 2.5436 | 2.3681 | 2.2251 | 2.0523 | 1.8891 | 1.6962 | 1.5457 | 1.0377 | 0.68736 | 0.37093 | 3.8047 | 3.7403 | 3.6914 | 3.6285 | 3.5415 | 3.4546 | 3.3756 | 3.2439 | 3.1378 | 3.0252 | 2.9277 | 2.6168 | 2.2986 | 1.5856 | 3.0967 | 2.9988 | 2.9201 | 2.8098 | 2.69 | 2.5263 | 2.397 | 2.2312 | 2.0796 | 1.8954 | 1.7619 | 1.3455 | 1.0684 | 0.80901
|  | TEFFONT | CT |  |  |  |  | 3.0025 | 2.8936 | 2.8033 | 2.699 | 2.5705 | 2.4423 | 2.3261 | 2.1521 | 1.9993 | 1.8688 | 1.7012 | 1.1531 | 0.79709 | 0.50056 | 3.8047 | 3.7403 | 3.6914 | 3.6285 | 3.5415 | 3.4546 | 3.3756 | 3.2439 | 3.1378 | 3.0509 | 2.9277 | 2.6168 | 2.3285 | 1.9233 | 3.0967 | 2.9988 | 2.9201 | 2.8257 | 2.7057 | 2.5862 | 2.4783 | 2.309 | 2.1669 | 2.0473 | 1.888 | 1.4396 | 1.1577 | 0.91783
|  | TEFFONT | LW |  |  |  |  | 3.0177 | 2.925 | 2.8156 | 2.6794 | 2.5436 | 2.3681 | 2.2251 | 2.0523 | 1.8891 | 1.6962 | 1.5457 | 1.0377 | 0.68736 | 0.37093 | 3.8092 | 3.7581 | 3.7115 | 3.639 | 3.5687 | 3.4587 | 3.3778 | 3.2599 | 3.1567 | 3.0252 | 2.944 | 2.7405 | 2.6138 | 2.4846 | 3.107 | 3.0238 | 2.9316 | 2.8098 | 2.69 | 2.5263 | 2.397 | 2.2312 | 2.0796 | 1.8954 | 1.7619 | 1.3455 | 1.0684 | 0.80901
|  | TEFFONT | ST |  |  |  |  | 3.0526 | 2.9728 | 2.8749 | 2.7603 | 2.6609 | 2.541 | 2.4241 | 2.3086 | 2.2089 | 2.0669 | 1.9136 | 1.353 | 1.0784 | 0.88211 | 3.8391 | 3.796 | 3.7523 | 3.6923 | 3.6499 | 3.5844 | 3.52 | 3.4441 | 3.3827 | 3.2788 | 3.1642 | 2.7126 | 2.4365 | 2.0661 | 3.1446 | 3.0756 | 2.9942 | 2.8954 | 2.8148 | 2.7107 | 2.6079 | 2.502 | 2.4137 | 2.2789 | 2.1327 | 1.6131 | 1.39 | 1.2353
|  | TEFFONT | FS |  |  |  |  | 3.0932 | 3.0521 | 3.0147 | 2.9812 | 2.9387 | 2.8924 | 2.8656 | 2.7796 | 2.6914 | 2.5827 | 2.5025 | 1.92 | 1.3585 | 1.0672 | 3.8442 | 3.8227 | 3.7926 | 3.7668 | 3.7315 | 3.6911 | 3.6682 | 3.6064 | 3.5413 | 3.4545 | 3.3943 | 2.8699 | 2.2986 | 1.5856 | 3.1741 | 3.1403 | 3.1053 | 3.0752 | 3.0357 | 2.9916 | 2.9691 | 2.8919 | 2.8116 | 2.7093 | 2.6389 | 2.0904 | 1.6109 | 1.3719
BRAMLEY (FLEE) | MAIDENHEAD BSP | TEMPLE FARM | MINIMUM HEADROOM | SU 84178 83872 | YES | YES | 0.259 | 0.69646 | 0.67519 | 0.65549 | 0.62426 | 0.59651 | 0.54478 | 0.49011 | 0.41683 | 0.32473 | 0.23028 | 0.14665 | -0.061325 | -0.15316 | -0.22118 | 1.8027 | 1.7909 | 1.7813 | 1.7642 | 1.7504 | 1.7214 | 1.6903 | 1.6355 | 1.5705 | 1.5043 | 1.4472 | 1.3026 | 1.0956 | 0.39647 | 1.244 | 1.2108 | 1.1754 | 1.1272 | 1.0827 | 1.0128 | 0.94291 | 0.85917 | 0.75967 | 0.65825 | 0.56901 | 0.33944 | 0.2697 | 0.22552
|  | TEMPLE FARM | CT |  |  |  |  | 0.70192 | 0.68091 | 0.66202 | 0.63742 | 0.6055 | 0.56743 | 0.51922 | 0.45466 | 0.37607 | 0.31158 | 0.23461 | 0.016144 | -0.094051 | -0.16608 | 1.8054 | 1.7941 | 1.7836 | 1.7694 | 1.7516 | 1.7297 | 1.7026 | 1.6603 | 1.6039 | 1.5611 | 1.5085 | 1.3547 | 1.2355 | 0.88817 | 1.2457 | 1.2117 | 1.1812 | 1.1442 | 1.0992 | 1.0481 | 0.98893 | 0.90822 | 0.81871 | 0.74853 | 0.66529 | 0.41844 | 0.34017 | 0.29377
|  | TEMPLE FARM | LW |  |  |  |  | 0.69646 | 0.67519 | 0.65549 | 0.62426 | 0.59651 | 0.54478 | 0.49011 | 0.41683 | 0.32473 | 0.23028 | 0.14665 | -0.061325 | -0.15316 | -0.22118 | 1.8027 | 1.7909 | 1.7813 | 1.7642 | 1.7504 | 1.7214 | 1.6903 | 1.6355 | 1.5705 | 1.5043 | 1.4472 | 1.3026 | 1.2584 | 1.2288 | 1.244 | 1.2108 | 1.1754 | 1.1272 | 1.0827 | 1.0128 | 0.94291 | 0.85917 | 0.75967 | 0.65825 | 0.56901 | 0.33944 | 0.2697 | 0.22552
|  | TEMPLE FARM | ST |  |  |  |  | 0.71338 | 0.70478 | 0.69201 | 0.67407 | 0.65714 | 0.6321 | 0.60521 | 0.57045 | 0.51647 | 0.45584 | 0.38233 | 0.022738 | -0.097949 | -0.15509 | 1.8119 | 1.8073 | 1.8017 | 1.7924 | 1.7842 | 1.7707 | 1.7568 | 1.7369 | 1.7022 | 1.6607 | 1.6089 | 1.362 | 1.2652 | 0.92686 | 1.2618 | 1.2424 | 1.2147 | 1.1808 | 1.149 | 1.1079 | 1.0648 | 1.0166 | 0.95642 | 0.89255 | 0.81323 | 0.43287 | 0.29965 | 0.25421
|  | TEMPLE FARM | FS |  |  |  |  | 0.71688 | 0.71222 | 0.70703 | 0.69798 | 0.68744 | 0.67853 | 0.6637 | 0.64457 | 0.6231 | 0.58951 | 0.55181 | 0.30316 | 0.042918 | -0.10948 | 1.8128 | 1.8099 | 1.8069 | 1.801 | 1.7942 | 1.7887 | 1.779 | 1.7672 | 1.7545 | 1.7338 | 1.7106 | 1.5415 | 1.0956 | 0.39647 | 1.2737 | 1.2625 | 1.2534 | 1.2397 | 1.2245 | 1.2118 | 1.1922 | 1.1618 | 1.1286 | 1.0829 | 1.0329 | 0.74093 | 0.45673 | 0.29519
MELKSHAM GSP | CHIPPENHAM | TETBURY | MINIMUM HEADROOM | ST 89708 93444 | NO | YES | 0.958 | 2.6751 | 2.5285 | 2.2743 | 1.9393 | 1.6034 | 1.217 | 0.76866 | 0.17998 | -0.16647 | -0.75737 | -1.2929 | -3.2816 | -4.4315 | -5.4175 | 3.941 | 3.8186 | 3.6892 | 3.5196 | 3.3047 | 3.1243 | 2.8424 | 2.4892 | 2.411 | 2.0907 | 1.8218 | 0.56462 | -0.58659 | -3.0129 | 3.1134 | 2.9692 | 2.7559 | 2.451 | 2.1496 | 1.7883 | 1.3596 | 0.81127 | 0.52549 | -0.024294 | -0.50325 | -2.1821 | -3.0626 | -3.9071
|  | TETBURY | CT |  |  |  |  | 2.6806 | 2.5285 | 2.3016 | 2.0286 | 1.7074 | 1.4204 | 1.0367 | 0.50598 | 0.24103 | -0.18971 | -0.67952 | -2.95 | -4.4315 | -5.4175 | 3.941 | 3.8186 | 3.6892 | 3.5196 | 3.3047 | 3.1243 | 2.8424 | 2.4892 | 2.411 | 2.1601 | 1.847 | 0.56462 | -0.58659 | -2.1441 | 3.124 | 2.9692 | 2.7753 | 2.5295 | 2.2304 | 1.9664 | 1.5952 | 1.0929 | 0.88013 | 0.49453 | 0.042299 | -1.8667 | -3.0626 | -3.9071
|  | TETBURY | LW |  |  |  |  | 2.6751 | 2.5354 | 2.2743 | 1.9393 | 1.6034 | 1.217 | 0.76866 | 0.17998 | -0.16647 | -0.75737 | -1.2929 | -3.2816 | -4.3223 | -5.2126 | 3.9424 | 3.8445 | 3.7255 | 3.542 | 3.3656 | 3.1417 | 2.855 | 2.5135 | 2.4265 | 2.0907 | 1.8218 | 0.97863 | 0.58406 | 0.17831 | 3.1134 | 2.972 | 2.7559 | 2.451 | 2.1496 | 1.7883 | 1.3596 | 0.81127 | 0.52549 | -0.024294 | -0.50325 | -2.1821 | -3.0171 | -3.7626
|  | TETBURY | ST |  |  |  |  | 2.7425 | 2.6644 | 2.5597 | 2.4315 | 2.288 | 2.1587 | 1.9929 | 1.8247 | 1.6569 | 1.4215 | 1.1624 | -0.079275 | -1.261 | -2.3342 | 3.9842 | 3.9263 | 3.8447 | 3.7463 | 3.6318 | 3.5349 | 3.393 | 3.2365 | 3.0798 | 2.8515 | 2.5975 | 1.5562 | 0.45646 | -1.0349 | 3.1873 | 3.1174 | 3.0176 | 2.8979 | 2.7613 | 2.6489 | 2.4849 | 2.3104 | 2.1393 | 1.8854 | 1.6056 | 0.52965 | -0.44036 | -1.3036
|  | TETBURY | FS |  |  |  |  | 2.7865 | 2.7197 | 2.6613 | 2.5707 | 2.4712 | 2.3609 | 2.2737 | 2.1051 | 1.9165 | 1.7411 | 1.5238 | 0.41053 | -0.96588 | -2.2456 | 3.9988 | 3.9344 | 3.8813 | 3.7992 | 3.7063 | 3.5992 | 3.5069 | 3.3529 | 3.1723 | 2.998 | 2.7767 | 1.6001 | -0.2209 | -3.0129 | 3.2228 | 3.1565 | 3.1054 | 3.0211 | 2.9275 | 2.8213 | 2.7472 | 2.5932 | 2.4148 | 2.249 | 2.0329 | 1.0126 | -0.19063 | -1.2608
BRAMLEY (ANDO-THAT) | THATCHAM BSP | THATCHAM | MINIMUM HEADROOM | SU 52758 66466 | NO | YES | 1.33 | 10.9471 | 10.5073 | 9.4228 | 8.6146 | 7.6282 | 6.3427 | 4.8793 | 3.0285 | 1.0199 | -1.0416 | -2.8338 | -9.2506 | -13.5379 | -17.3896 | 14.9516 | 14.6318 | 13.9369 | 13.4549 | 12.8589 | 11.9919 | 10.9454 | 9.871 | 8.7139 | 7.4776 | 6.4576 | 1.7379 | -3.0017 | -9.5361 | 10.336 | 9.8966 | 8.8656 | 8.1621 | 7.2601 | 6.0075 | 4.5517 | 2.8094 | 0.94456 | -0.99306 | -2.6621 | -8.7724 | -13.0081 | -16.9829
|  | THATCHAM | CT |  |  |  |  | 10.9787 | 10.5626 | 9.7385 | 9.2362 | 8.3523 | 7.4415 | 6.2864 | 4.6428 | 2.6874 | 1.049 | -0.81072 | -8.1186 | -13.3604 | -16.947 | 14.9516 | 14.6318 | 14.1402 | 13.8891 | 13.3222 | 12.7223 | 11.8921 | 10.8447 | 9.474 | 8.3479 | 7.0154 | 1.7379 | -3.0017 | -9.1109 | 10.3742 | 9.971 | 9.2368 | 8.8746 | 8.0809 | 7.259 | 6.1547 | 4.6175 | 2.7484 | 1.2003 | -0.57432 | -7.3584 | -11.9637 | -15.4079
|  | THATCHAM | LW |  |  |  |  | 10.9471 | 10.5073 | 9.4228 | 8.6146 | 7.6282 | 6.3427 | 4.8793 | 3.0285 | 1.0199 | -1.0416 | -2.8338 | -9.2506 | -13.5379 | -17.3896 | 14.9641 | 14.6482 | 13.9369 | 13.4549 | 12.8589 | 11.9919 | 10.9454 | 9.871 | 8.7139 | 7.4776 | 6.4576 | 2.5775 | -0.57936 | -3.7532 | 10.336 | 9.8966 | 8.8656 | 8.1621 | 7.2601 | 6.0075 | 4.5517 | 2.8094 | 0.94456 | -0.99306 | -2.6621 | -8.7724 | -13.0081 | -16.9829
|  | THATCHAM | ST |  |  |  |  | 11.2644 | 11.0428 | 10.584 | 10.1443 | 9.7554 | 9.3837 | 9.3285 | 8.8349 | 8.1586 | 7.3748 | 6.6311 | 1.051 | -3.5596 | -8.0548 | 15.1261 | 14.9347 | 14.4275 | 13.9667 | 13.5671 | 13.2063 | 13.09 | 12.5633 | 11.8687 | 11.08 | 10.346 | 5.0368 | -0.038627 | -6.6046 | 10.6494 | 10.4365 | 9.9261 | 9.4468 | 9.0357 | 8.655 | 8.6449 | 8.1198 | 7.4178 | 6.6104 | 5.8625 | 0.36297 | -3.9784 | -8.2392
|  | THATCHAM | FS |  |  |  |  | 11.309 | 11.1294 | 10.8759 | 10.6372 | 10.3563 | 10.0463 | 9.6848 | 9.1151 | 8.828 | 8.1244 | 7.4841 | 3.2485 | -0.61598 | -4.9791 | 15.1379 | 14.9598 | 14.7152 | 14.471 | 14.1776 | 13.8488 | 13.4318 | 12.856 | 12.4749 | 11.7466 | 11.0916 | 6.529 | 0.57914 | -9.5361 | 10.6903 | 10.519 | 10.2745 | 10.0503 | 9.7768 | 9.4724 | 9.1083 | 8.556 | 8.3462 | 7.6633 | 7.0661 | 3.1481 | -0.33186 | -4.4068
NORTH HYDE GSP | NORTH HYDE 22kV | THE GREEN | MINIMUM HEADROOM | TQ 12414 79503 | NO | YES | 2.857 | 3.2448 | 2.9775 | 2.552 | 2.0783 | 1.5849 | 1.1581 | 0.77032 | 0.29868 | -0.24847 | -0.79831 | -1.3019 | -3.4367 | -4.3795 | -4.989 | 5.8206 | 5.6097 | 5.3436 | 5.0486 | 4.7199 | 4.383 | 4.0112 | 3.5682 | 3.0439 | 2.587 | 2.0564 | -0.90559 | -7.2309 | -18.927 | 4.6636 | 4.4478 | 4.1152 | 3.7273 | 3.3232 | 2.9532 | 2.5765 | 2.1675 | 1.599 | 1.1484 | 0.61439 | -1.2747 | -1.9873 | -2.5211
|  | THE GREEN | CT |  |  |  |  | 3.2616 | 3.0313 | 2.6908 | 2.3173 | 1.9021 | 1.5158 | 1.119 | 0.57779 | -0.072461 | -0.58154 | -1.1665 | -3.4367 | -4.3795 | -4.989 | 5.8206 | 5.6097 | 5.3436 | 5.0486 | 4.7199 | 4.383 | 4.0112 | 3.5682 | 3.0439 | 2.587 | 2.0564 | -0.90559 | -4.3119 | -10.1556 | 4.6636 | 4.4518 | 4.1541 | 3.8243 | 3.4617 | 3.1041 | 2.7013 | 2.2034 | 1.599 | 1.1484 | 0.61439 | -1.2747 | -1.9873 | -2.5211
|  | THE GREEN | LW |  |  |  |  | 3.2448 | 2.9775 | 2.552 | 2.0783 | 1.5849 | 1.1581 | 0.77032 | 0.29868 | -0.24847 | -0.79831 | -1.3019 | -3.047 | -3.3724 | -3.8126 | 5.8826 | 5.7271 | 5.5166 | 5.2736 | 5.021 | 4.7932 | 4.5673 | 4.3241 | 4.0208 | 3.7196 | 3.4532 | 2.5802 | 2.395 | 2.1048 | 4.6777 | 4.4478 | 4.1152 | 3.7273 | 3.3232 | 2.9532 | 2.5765 | 2.1675 | 1.6572 | 1.1527 | 0.71366 | -0.74029 | -1.0151 | -1.4654
|  | THE GREEN | ST |  |  |  |  | 3.3391 | 3.155 | 2.9837 | 2.8062 | 2.6101 | 2.4648 | 2.3517 | 2.2543 | 2.0691 | 1.8462 | 1.6506 | 0.30824 | -0.46111 | -1.4024 | 5.8761 | 5.699 | 5.5194 | 5.3248 | 5.1011 | 4.8855 | 4.6695 | 4.4535 | 4.1698 | 3.841 | 3.4986 | 0.83443 | -2.5735 | -8.4925 | 4.7611 | 4.6069 | 4.4633 | 4.3138 | 4.1386 | 3.9969 | 3.8679 | 3.7709 | 3.5935 | 3.3781 | 3.1886 | 1.909 | 1.2062 | 0.40901
|  | THE GREEN | FS |  |  |  |  | 3.4237 | 3.3071 | 3.1663 | 3.0041 | 2.8495 | 2.7154 | 2.614 | 2.4661 | 2.2902 | 2.1012 | 1.8665 | 0.19152 | -1.2597 | -2.5197 | 5.9013 | 5.7375 | 5.5534 | 5.3381 | 5.114 | 4.868 | 4.5866 | 4.2272 | 3.8146 | 3.3818 | 2.8872 | -0.76457 | -7.2309 | -18.927 | 4.8252 | 4.7235 | 4.6084 | 4.4688 | 4.3429 | 4.2195 | 4.1179 | 3.979 | 3.8088 | 3.6387 | 3.414 | 1.8415 | 0.54937 | -0.49195
BRAMLEY (FLEE) | READING TOWN BSP | THE MALL | MINIMUM HEADROOM | SU 71319 73293 | NO | YES | 6.329 | 4.1569 | 4.046 | 3.916 | 3.7042 | 3.2823 | 2.7975 | 2.2327 | 1.42 | 0.50804 | -0.39693 | -1.2282 | -3.4175 | -4.2526 | -4.711 | 3.3158 | 3.1025 | 2.826 | 2.5144 | 2.0527 | 1.6136 | 1.1226 | 0.47563 | -0.24996 | -0.85987 | -1.568 | -4.7864 | -10.5332 | -21.7015 | 6.763 | 6.5812 | 6.2317 | 5.7814 | 5.2632 | 4.7356 | 4.1774 | 3.4702 | 2.6756 | 1.8869 | 1.1622 | -0.78476 | -1.5358 | -1.9228
|  | THE MALL | CT |  |  |  |  | 4.1764 | 4.0684 | 3.945 | 3.7955 | 3.5388 | 3.2199 | 2.7018 | 1.8643 | 0.95083 | 0.2096 | -0.62394 | -3.22 | -4.2526 | -4.711 | 3.3158 | 3.1025 | 2.826 | 2.5144 | 2.0527 | 1.6136 | 1.1226 | 0.47563 | -0.24996 | -0.85987 | -1.568 | -4.7864 | -8.2172 | -13.711 | 6.7798 | 6.6023 | 6.317 | 6 | 5.525 | 5.0867 | 4.5959 | 3.8669 | 3.0698 | 2.4231 | 1.7004 | -0.61371 | -1.5358 | -1.9228
|  | THE MALL | LW |  |  |  |  | 4.1569 | 4.046 | 3.916 | 3.7042 | 3.2823 | 2.7975 | 2.2327 | 1.42 | 0.50804 | -0.39693 | -1.2282 | -3.4175 | -3.8931 | -4.2768 | 3.3687 | 3.2273 | 3.0047 | 2.6964 | 2.3281 | 1.9584 | 1.5692 | 1.0969 | 0.5444 | -0.003195 | -0.49231 | -1.7164 | -1.9767 | -2.2134 | 6.763 | 6.5812 | 6.2317 | 5.7814 | 5.2632 | 4.7356 | 4.1774 | 3.4702 | 2.6756 | 1.8869 | 1.1622 | -0.78476 | -1.1915 | -1.5325
|  | THE MALL | ST |  |  |  |  | 4.2161 | 4.1479 | 4.0614 | 3.9429 | 3.7528 | 3.6008 | 3.4634 | 3.2849 | 3.0583 | 2.7938 | 2.5032 | 1.249 | 0.73961 | 0.31227 | 3.3874 | 3.2315 | 3.0686 | 2.8696 | 2.5791 | 2.3074 | 2.0459 | 1.7112 | 1.308 | 0.86771 | 0.36332 | -2.6655 | -6.0955 | -11.509 | 6.8691 | 6.7603 | 6.6778 | 6.5668 | 6.3702 | 6.2127 | 6.0839 | 5.8736 | 5.6062 | 5.3167 | 4.9871 | 3.5542 | 2.8711 | 2.5404
|  | THE MALL | FS |  |  |  |  | 4.2405 | 4.1913 | 4.1304 | 4.0444 | 3.9119 | 3.8182 | 3.7193 | 3.6182 | 3.4747 | 3.2809 | 3.0634 | 1.5408 | -0.13567 | -1.1773 | 3.4007 | 3.2507 | 3.0776 | 2.8702 | 2.5948 | 2.3289 | 2.0018 | 1.6109 | 1.1339 | 0.58686 | -0.014089 | -3.9538 | -10.5332 | -21.7015 | 6.9148 | 6.8455 | 6.7674 | 6.6683 | 6.5109 | 6.3965 | 6.2717 | 6.1157 | 5.898 | 5.6203 | 5.3152 | 3.6628 | 2.1638 | 1.2223
BRAMLEY (FLEE) | BURGHFIELD RESERVE | THEALE | MINIMUM HEADROOM | SU 64755 71015 | NO | YES | 6.636 | 8.412 | 8.2596 | 8.0974 | 7.8623 | 7.6158 | 7.2369 | 6.788 | 6.261 | 5.5003 | 4.7213 | 4.0015 | 2.3449 | 1.9774 | 1.5216 | 10.4338 | 10.3338 | 10.2284 | 10.075 | 9.9143 | 9.6307 | 9.2872 | 8.9228 | 8.4838 | 8.0289 | 7.6037 | 6.4638 | 5.7213 | 4.6389 | 9.3733 | 9.2298 | 9.0771 | 8.8553 | 8.6227 | 8.2625 | 7.8337 | 7.3811 | 6.6695 | 5.9265 | 5.241 | 3.6731 | 3.2534 | 2.8459
|  | THEALE | CT |  |  |  |  | 8.4762 | 8.3262 | 8.1652 | 7.9706 | 7.6886 | 7.3924 | 6.9738 | 6.4941 | 5.8258 | 5.2673 | 4.6105 | 2.7071 | 2.3308 | 2.1606 | 10.4726 | 10.3729 | 10.2665 | 10.1378 | 9.9512 | 9.7381 | 9.4161 | 9.0438 | 8.6271 | 8.3064 | 7.9161 | 6.764 | 6.578 | 5.886 | 9.4335 | 9.2915 | 9.1391 | 8.9555 | 8.6876 | 8.4066 | 8.0064 | 7.5456 | 6.9709 | 6.4408 | 5.8152 | 4.0261 | 3.6878 | 3.5374
|  | THEALE | LW |  |  |  |  | 8.412 | 8.2596 | 8.0974 | 7.8623 | 7.6158 | 7.2369 | 6.788 | 6.261 | 5.5003 | 4.7213 | 4.0015 | 2.3449 | 2.1216 | 1.9841 | 10.4338 | 10.3338 | 10.2284 | 10.075 | 9.9143 | 9.6307 | 9.2872 | 8.9228 | 8.4838 | 8.0289 | 7.6037 | 6.4638 | 6.3377 | 6.261 | 9.3733 | 9.2298 | 9.0771 | 8.8553 | 8.6227 | 8.2625 | 7.8337 | 7.3811 | 6.6695 | 5.9265 | 5.241 | 3.6731 | 3.4686 | 3.3433
|  | THEALE | ST |  |  |  |  | 8.5386 | 8.4667 | 8.368 | 8.2258 | 8.0611 | 7.8546 | 7.6103 | 7.3369 | 6.9961 | 6.5381 | 6.017 | 3.1163 | 1.9774 | 1.58 | 10.5143 | 10.4656 | 10.3998 | 10.3052 | 10.1967 | 10.06 | 9.8978 | 9.6984 | 9.4323 | 9.0741 | 8.6662 | 6.522 | 5.7213 | 5.5171 | 9.4938 | 9.4272 | 9.3349 | 9.2018 | 9.0472 | 8.8523 | 8.6204 | 8.3585 | 8.0308 | 7.5898 | 7.0875 | 4.3346 | 3.2534 | 2.8916
|  | THEALE | FS |  |  |  |  | 8.5791 | 8.5366 | 8.4782 | 8.3873 | 8.278 | 8.156 | 8.0156 | 7.8692 | 7.6891 | 7.4437 | 7.1508 | 5.2466 | 3.0477 | 1.5216 | 10.5402 | 10.5103 | 10.4706 | 10.4091 | 10.3357 | 10.2544 | 10.1597 | 10.0594 | 9.9361 | 9.7681 | 9.5386 | 8.0339 | 6.5858 | 4.6389 | 9.5306 | 9.4918 | 9.4379 | 9.3537 | 9.2522 | 9.1386 | 9.0068 | 8.8677 | 8.6949 | 8.4599 | 8.1791 | 6.3477 | 4.2942 | 2.8459
MELKSHAM GSP | ANDOVER BSP | THRUXTON | MINIMUM HEADROOM | SU 29134 45674 | NO | YES | 0.424 | 2.8565 | 2.6981 | 2.5429 | 2.3318 | 2.146 | 1.8791 | 1.5922 | 1.3581 | 1.0134 | 0.71589 | 0.47942 | -0.31451 | -0.81715 | -1.2438 | 7.152 | 7.0722 | 6.9822 | 6.878 | 6.7853 | 6.644 | 6.4553 | 6.2708 | 5.9908 | 5.7554 | 5.5554 | 4.4571 | 4.0253 | 3.334 | 3.8123 | 3.6685 | 3.5292 | 3.3416 | 3.1772 | 2.9361 | 2.6737 | 2.4612 | 2.1408 | 1.8655 | 1.6507 | 0.54314 | -0.043646 | -0.29343
|  | THRUXTON | CT |  |  |  |  | 2.8565 | 2.6981 | 2.5429 | 2.3702 | 2.2033 | 2.0068 | 1.7674 | 1.5399 | 1.2 | 0.9855 | 0.73128 | -0.14918 | -0.66644 | -1.0686 | 7.1554 | 7.0722 | 6.9822 | 6.878 | 6.7853 | 6.6611 | 6.4814 | 6.2838 | 5.9921 | 5.8328 | 5.6282 | 5.1039 | 4.7423 | 4.0698 | 3.8123 | 3.6685 | 3.5292 | 3.3752 | 3.2266 | 3.0484 | 2.8278 | 2.6199 | 2.3031 | 2.1076 | 1.8735 | 1.0918 | 0.64095 | 0.29823
|  | THRUXTON | LW |  |  |  |  | 2.8793 | 2.7447 | 2.5564 | 2.3318 | 2.146 | 1.8791 | 1.5922 | 1.3581 | 1.0134 | 0.71589 | 0.47942 | -0.31451 | -0.81715 | -1.2438 | 7.152 | 7.0912 | 7.0038 | 6.8816 | 6.805 | 6.644 | 6.4553 | 6.2708 | 5.9908 | 5.7554 | 5.5554 | 5.0944 | 4.9474 | 4.8377 | 3.8334 | 3.7119 | 3.5425 | 3.3416 | 3.1772 | 2.9361 | 2.6737 | 2.4612 | 2.1408 | 1.8655 | 1.6507 | 0.95244 | 0.52407 | 0.16302
|  | THRUXTON | ST |  |  |  |  | 2.9113 | 2.7938 | 2.6232 | 2.4537 | 2.2691 | 2.0757 | 1.8678 | 1.705 | 1.4355 | 1.1945 | 0.98386 | -0.0071753 | -0.4607 | -0.75997 | 7.1766 | 7.1292 | 7.0453 | 6.9603 | 6.8618 | 6.7571 | 6.628 | 6.4959 | 6.2502 | 6.0061 | 5.7515 | 4.4571 | 4.0253 | 3.8495 | 3.8617 | 3.7551 | 3.601 | 3.4492 | 3.2825 | 3.1088 | 2.921 | 2.776 | 2.5278 | 2.3076 | 2.1102 | 0.54314 | -0.043646 | -0.29343
|  | THRUXTON | FS |  |  |  |  | 2.9926 | 2.9216 | 2.8649 | 2.795 | 2.7437 | 2.667 | 2.5914 | 2.4507 | 2.2928 | 2.1197 | 1.9429 | 0.96784 | 0.041465 | -0.43756 | 7.2054 | 7.1773 | 7.1337 | 7.0788 | 7.043 | 6.9821 | 6.9168 | 6.8187 | 6.701 | 6.5702 | 6.4292 | 5.3934 | 4.4779 | 3.334 | 3.9367 | 3.8732 | 3.8237 | 3.7617 | 3.7176 | 3.6503 | 3.5823 | 3.4552 | 3.3134 | 3.155 | 2.9925 | 1.8569 | 0.60995 | -0.12855
MELKSHAM GSP | WEST GRAFTON | TIDWORTH | MINIMUM HEADROOM | SU 24088 49593 | NO | YES | 1.64 | 7.0625 | 6.7054 | 6.0019 | 5.307 | 4.6784 | 3.9262 | 3.5743 | 2.7658 | 1.7335 | 0.70075 | -0.36507 | -4.9487 | -7.4523 | -8.8881 | 9.6136 | 9.3923 | 9.0445 | 8.697 | 8.3556 | 7.8994 | 7.8028 | 7.3371 | 6.7337 | 6.211 | 5.6359 | 2.7542 | 0.76709 | -2.4242 | 7.433 | 7.1205 | 6.5417 | 5.9554 | 5.3967 | 4.7084 | 4.4 | 3.6538 | 2.7122 | 1.7735 | 0.83225 | -2.9956 | -5.0545 | -6.2902
|  | TIDWORTH | CT |  |  |  |  | 7.0841 | 6.7384 | 6.1258 | 5.5516 | 4.9368 | 4.3209 | 4.0183 | 3.2284 | 2.2435 | 1.4365 | 0.38373 | -4.8246 | -7.4523 | -8.8881 | 9.6176 | 9.3923 | 9.0445 | 8.7423 | 8.3556 | 7.9545 | 7.8267 | 7.3371 | 6.7337 | 6.2636 | 5.6359 | 2.7542 | 0.76709 | -1.6308 | 7.4536 | 7.1409 | 6.6188 | 6.1464 | 5.5891 | 5.0276 | 4.7775 | 4.0477 | 3.1534 | 2.4345 | 1.4989 | -2.8823 | -5.0545 | -6.2902
|  | TIDWORTH | LW |  |  |  |  | 7.0625 | 6.7054 | 6.0019 | 5.307 | 4.6784 | 3.9262 | 3.5743 | 2.7658 | 1.7335 | 0.70075 | -0.36507 | -4.9487 | -6.676 | -7.8811 | 9.6136 | 9.4059 | 9.0457 | 8.697 | 8.3617 | 7.8994 | 7.8028 | 7.3597 | 6.7828 | 6.211 | 5.664 | 3.5725 | 2.853 | 2.2306 | 7.433 | 7.1205 | 6.5417 | 5.9554 | 5.3967 | 4.7084 | 4.4 | 3.6538 | 2.7122 | 1.7735 | 0.83225 | -2.9956 | -4.4466 | -5.4977
|  | TIDWORTH | ST |  |  |  |  | 7.2137 | 6.9519 | 6.6214 | 6.335 | 6.0663 | 5.8245 | 5.569 | 5.3045 | 4.8842 | 4.7838 | 4.2665 | 0.93206 | -0.88761 | -2.3555 | 9.7095 | 9.5501 | 9.3441 | 9.1625 | 8.9671 | 8.783 | 8.5615 | 8.3207 | 7.9715 | 7.9212 | 7.5132 | 5.0013 | 3.1919 | 0.86406 | 7.5808 | 7.3567 | 7.0799 | 6.8432 | 6.5995 | 6.3887 | 6.1339 | 5.859 | 5.4436 | 5.4602 | 4.9891 | 2.093 | 0.58559 | -0.66204
|  | TIDWORTH | FS |  |  |  |  | 7.3191 | 7.1378 | 6.8999 | 6.6979 | 6.5064 | 6.3107 | 6.1705 | 5.9028 | 5.5379 | 5.1114 | 4.6144 | 1.6577 | -0.7107 | -2.6253 | 9.7514 | 9.6253 | 9.4627 | 9.3184 | 9.1625 | 8.9828 | 8.8249 | 8.5818 | 8.2663 | 7.895 | 7.4702 | 4.9975 | 1.9716 | -2.4242 | 7.664 | 7.5044 | 7.3042 | 7.1389 | 6.9676 | 6.7849 | 6.6593 | 6.4156 | 6.0828 | 5.6805 | 5.2144 | 2.8034 | 0.74918 | -0.94777
MANNINGTON GSP | SHAFTESBURY BSP | TISBURY | MINIMUM HEADROOM | ST 93438 29127 | NO | YES | 3.928 | 0.58592 | 0.56213 | 0.53267 | 0.41953 | 0.26019 | 0.023301 | -0.22635 | -0.43382 | -0.72877 | -1.0187 | -1.2294 | -1.9143 | -2.4218 | -2.8988 | 2.7369 | 2.6564 | 2.5688 | 2.4692 | 2.3847 | 2.2572 | 2.0881 | 1.9595 | 1.7467 | 1.5592 | 1.4341 | 0.99334 | 0.52942 | -0.60788 | 1.6526 | 1.5218 | 1.3906 | 1.2205 | 1.082 | 0.85757 | 0.61804 | 0.42125 | 0.14873 | -0.12157 | -0.31841 | -0.93811 | -1.3461 | -1.7429
|  | TISBURY | CT |  |  |  |  | 0.59222 | 0.56455 | 0.53267 | 0.44658 | 0.30408 | 0.1288 | -0.094661 | -0.30553 | -0.58501 | -0.76883 | -1.0166 | -1.7403 | -2.273 | -2.727 | 2.7369 | 2.6564 | 2.5688 | 2.4692 | 2.3847 | 2.2651 | 2.0988 | 1.9595 | 1.7467 | 1.619 | 1.4341 | 0.99334 | 0.55031 | -0.11397 | 1.6526 | 1.5218 | 1.3906 | 1.2469 | 1.1144 | 0.95217 | 0.74663 | 0.54808 | 0.28187 | 0.10989 | -0.12475 | -0.78621 | -1.2158 | -1.5898
|  | TISBURY | LW |  |  |  |  | 0.58592 | 0.56213 | 0.53305 | 0.41953 | 0.26019 | 0.023301 | -0.22635 | -0.43382 | -0.72877 | -1.0187 | -1.2294 | -1.9143 | -2.4218 | -2.8988 | 2.7416 | 2.6777 | 2.5915 | 2.4747 | 2.4095 | 2.2572 | 2.0881 | 1.9663 | 1.7585 | 1.5592 | 1.4376 | 1.1463 | 0.96792 | 0.76606 | 1.6689 | 1.5581 | 1.4053 | 1.2205 | 1.082 | 0.85757 | 0.61804 | 0.42125 | 0.14873 | -0.12157 | -0.31841 | -0.93811 | -1.3461 | -1.7429
|  | TISBURY | ST |  |  |  |  | 0.60926 | 0.59806 | 0.57862 | 0.55945 | 0.43497 | 0.27881 | 0.11788 | -0.0049562 | -0.17303 | -0.36215 | -0.52201 | -1.2876 | -1.6162 | -1.8659 | 2.7759 | 2.726 | 2.6549 | 2.5976 | 2.5242 | 2.435 | 2.337 | 2.2705 | 2.1453 | 1.9949 | 1.8857 | 1.1977 | 0.78999 | 0.20188 | 1.7086 | 1.6197 | 1.4966 | 1.3829 | 1.2559 | 1.1144 | 0.9655 | 0.85898 | 0.69763 | 0.51253 | 0.35623 | -0.36936 | -0.65571 | -0.85958
|  | TISBURY | FS |  |  |  |  | 0.61305 | 0.60577 | 0.59316 | 0.58127 | 0.56327 | 0.54481 | 0.52412 | 0.49836 | 0.47641 | 0.33862 | 0.18376 | -0.63617 | -1.3497 | -1.7297 | 2.8003 | 2.7652 | 2.7269 | 2.7017 | 2.6583 | 2.6154 | 2.5583 | 2.4727 | 2.4023 | 2.2829 | 2.1528 | 1.3864 | 0.52942 | -0.60788 | 1.7697 | 1.7146 | 1.6709 | 1.6367 | 1.5876 | 1.539 | 1.4804 | 1.3735 | 1.2881 | 1.1526 | 1.0065 | 0.22997 | -0.4201 | -0.75648
LOVEDEAN GSP | FAREHAM T1A T2A (90MVAS) | TITCHFIELD | MINIMUM HEADROOM | SU 54104 05695 | NO | YES | 0.938 | 9.36 | 9.0922 | 8.6211 | 8.1545 | 7.6729 | 7.02 | 6.6888 | 5.7697 | 4.7353 | 3.7154 | 2.8317 | -0.14642 | -2.0827 | -3.4539 | 11.6714 | 11.4876 | 11.2131 | 10.9708 | 10.6301 | 10.279 | 10.1212 | 9.5924 | 9.0001 | 8.5187 | 7.9892 | 5.6867 | 3.6368 | -1.413 | 9.5777 | 9.3414 | 8.9132 | 8.4843 | 8.041 | 7.4276 | 7.1353 | 6.2872 | 5.3258 | 4.3788 | 3.5681 | 0.97767 | -0.47904 | -1.6182
|  | TITCHFIELD | CT |  |  |  |  | 9.4164 | 9.1546 | 8.7159 | 8.3283 | 7.8252 | 7.3138 | 7.0341 | 6.1947 | 5.2799 | 4.5488 | 3.711 | 0.16138 | -2.0827 | -3.4539 | 11.6849 | 11.4876 | 11.2131 | 10.9708 | 10.6301 | 10.279 | 10.1212 | 9.5924 | 9.0001 | 8.5435 | 7.9892 | 5.6867 | 3.6368 | 0.83604 | 9.6289 | 9.3937 | 8.9927 | 8.6385 | 8.1703 | 7.6946 | 7.4512 | 6.6754 | 5.8276 | 5.1604 | 4.3862 | 1.3461 | -0.47904 | -1.6182
|  | TITCHFIELD | LW |  |  |  |  | 9.36 | 9.0922 | 8.6211 | 8.1545 | 7.6729 | 7.02 | 6.6888 | 5.7697 | 4.7353 | 3.7154 | 2.8317 | -0.14642 | -1.5361 | -2.7233 | 11.6714 | 11.5054 | 11.2569 | 11.0073 | 10.7446 | 10.3319 | 10.2044 | 9.6992 | 9.1031 | 8.5187 | 8.0449 | 6.6571 | 6.101 | 5.5333 | 9.5777 | 9.3414 | 8.9132 | 8.4843 | 8.041 | 7.4276 | 7.1353 | 6.2872 | 5.3258 | 4.3788 | 3.5681 | 0.97767 | -0.1515 | -1.1659
|  | TITCHFIELD | ST |  |  |  |  | 9.55 | 9.3825 | 9.2843 | 9.1506 | 9.0017 | 8.8607 | 8.6547 | 8.4113 | 8.0876 | 8.0618 | 7.7078 | 5.1587 | 3.2645 | 1.5278 | 11.7707 | 11.6368 | 11.5378 | 11.4008 | 11.2442 | 11.0944 | 10.881 | 10.6281 | 10.3023 | 10.2514 | 9.8858 | 7.5744 | 5.5112 | 2.6624 | 9.7566 | 9.6106 | 9.5214 | 9.3929 | 9.2499 | 9.1153 | 8.9165 | 8.6805 | 8.367 | 8.3499 | 8.0051 | 5.6301 | 3.963 | 2.4853
|  | TITCHFIELD | FS |  |  |  |  | 9.6038 | 9.4765 | 9.3402 | 9.2306 | 9.0859 | 8.9236 | 8.7447 | 8.5251 | 8.2331 | 7.8836 | 7.5105 | 5.6875 | 3.5314 | 1.3181 | 11.7931 | 11.6743 | 11.5469 | 11.4319 | 11.2823 | 11.114 | 10.9111 | 10.6807 | 10.3777 | 10.0215 | 9.6328 | 7.4859 | 4.0617 | -1.413 | 9.8004 | 9.6894 | 9.5655 | 9.4662 | 9.3326 | 9.1818 | 9.0143 | 8.815 | 8.5426 | 8.2129 | 7.8593 | 6.1752 | 4.2144 | 2.2969
BRAMLEY (FLEE) | ALDERSHOT BSP | TONGHAM | MINIMUM HEADROOM | SU 88310 49487 | NO | YES | 2.072 | 16.1073 | 15.8822 | 15.1949 | 14.4413 | 13.7053 | 13.0778 | 12.1667 | 10.722 | 9.158 | 7.594 | 6.1354 | 1.4079 | -1.8478 | -3.4472 | 18.3813 | 18.2397 | 18.0133 | 17.6757 | 17.3369 | 16.972 | 16.421 | 15.686 | 14.8183 | 13.9355 | 13.1237 | 9.1891 | 5.4577 | -4.9278 | 16.83 | 16.6023 | 15.9662 | 15.2586 | 14.5724 | 14.0334 | 13.1665 | 11.8266 | 10.36 | 8.8958 | 7.5667 | 3.313 | 0.46465 | -0.94875
|  | TONGHAM | CT |  |  |  |  | 16.155 | 15.9179 | 15.3051 | 14.677 | 14.1979 | 13.5189 | 12.7147 | 11.3738 | 9.9645 | 8.7358 | 7.3509 | 1.4079 | -1.8478 | -3.4472 | 18.4352 | 18.2792 | 18.0565 | 17.785 | 17.5294 | 17.1524 | 16.646 | 15.9189 | 15.0474 | 14.2622 | 13.3228 | 9.1891 | 5.5528 | 0.62959 | 16.8748 | 16.6315 | 16.0562 | 15.4654 | 15.0621 | 14.4246 | 13.6538 | 12.3962 | 11.0656 | 9.9325 | 8.6588 | 3.3321 | 0.46465 | -0.94875
|  | TONGHAM | LW |  |  |  |  | 16.1073 | 15.8822 | 15.1949 | 14.4413 | 13.7053 | 13.0778 | 12.1667 | 10.722 | 9.158 | 7.594 | 6.1354 | 1.4113 | -0.23968 | -1.4007 | 18.3813 | 18.2397 | 18.0133 | 17.6757 | 17.3369 | 16.972 | 16.421 | 15.686 | 14.8183 | 13.9355 | 13.1237 | 10.8802 | 10.3402 | 10.0638 | 16.83 | 16.6023 | 15.9662 | 15.2586 | 14.5724 | 14.0334 | 13.1665 | 11.8266 | 10.36 | 8.8958 | 7.5667 | 3.313 | 1.8603 | 0.81283
|  | TONGHAM | ST |  |  |  |  | 16.3256 | 16.2269 | 16.1188 | 15.9813 | 15.8617 | 15.6773 | 15.453 | 15.3728 | 15.0456 | 14.6285 | 14.1385 | 10.0586 | 6.9867 | 4.0402 | 18.5332 | 18.4803 | 18.3895 | 18.2683 | 18.1319 | 17.9422 | 17.7019 | 17.4631 | 17.0574 | 16.5261 | 15.9076 | 12.4748 | 8.7577 | 3.4365 | 17.0391 | 16.9451 | 16.8322 | 16.6879 | 16.5614 | 16.368 | 16.1326 | 16.0854 | 15.753 | 15.3284 | 14.8449 | 11.1224 | 8.4222 | 5.9197
|  | TONGHAM | FS |  |  |  |  | 16.3574 | 16.2838 | 16.1234 | 15.9438 | 15.7591 | 15.5895 | 15.3713 | 15.0169 | 14.6216 | 14.4005 | 13.9478 | 10.504 | 6.7467 | 2.8856 | 18.5637 | 18.5369 | 18.4772 | 18.3972 | 18.3038 | 18.2035 | 18.0693 | 17.6639 | 17.165 | 16.8514 | 16.2707 | 11.951 | 5.4577 | -4.9278 | 17.0709 | 17.0022 | 16.8491 | 16.6756 | 16.4976 | 16.333 | 16.1187 | 15.78 | 15.3966 | 15.2299 | 14.7932 | 11.5071 | 8.0455 | 4.5673
MINETY GSP | TOOTHILL BSP | TOOTHILL | MINIMUM HEADROOM | SU 13215 83986 | NO | YES | 1.956 | 13.8379 | 13.0871 | 12.1205 | 11.0093 | 9.8747 | 8.8457 | 7.4622 | 6.2155 | 4.9131 | 3.627 | 2.4629 | -1.3893 | -3.3237 | -4.8115 | 13.8741 | 13.4113 | 12.8243 | 12.1606 | 11.4612 | 10.9178 | 10.0385 | 9.1976 | 8.3183 | 7.6227 | 6.8124 | 3.2207 | 0.055073 | -8.8595 | 13.8978 | 13.2684 | 12.433 | 11.46 | 10.4424 | 9.5788 | 8.3336 | 7.1871 | 5.963 | 4.7556 | 3.6764 | 0.26321 | -1.3942 | -2.6701
|  | TOOTHILL | CT |  |  |  |  | 13.9575 | 13.2772 | 12.4105 | 11.4591 | 10.3183 | 9.4768 | 8.1403 | 6.8415 | 5.524 | 4.517 | 3.359 | -1.1067 | -3.3237 | -4.8115 | 13.922 | 13.4439 | 12.8643 | 12.2284 | 11.4612 | 10.9178 | 10.0385 | 9.1976 | 8.3183 | 7.6227 | 6.8124 | 3.2207 | 0.24832 | -4.0174 | 13.9992 | 13.4048 | 12.6484 | 11.8138 | 10.7827 | 10.0722 | 8.8748 | 7.6754 | 6.4426 | 5.5145 | 4.4377 | 0.48033 | -1.3942 | -2.6701
|  | TOOTHILL | LW |  |  |  |  | 13.8379 | 13.0871 | 12.1205 | 11.0093 | 9.8747 | 8.8457 | 7.4622 | 6.2155 | 4.9131 | 3.627 | 2.4629 | -1.3893 | -2.7836 | -4.0808 | 13.8741 | 13.4113 | 12.8243 | 12.1606 | 11.4834 | 10.9396 | 10.1348 | 9.4452 | 8.6973 | 7.9575 | 7.2888 | 5.2098 | 4.5375 | 3.8433 | 13.8978 | 13.2684 | 12.433 | 11.46 | 10.4424 | 9.5788 | 8.3336 | 7.1871 | 5.963 | 4.7556 | 3.6764 | 0.26321 | -0.88358 | -2.0067
|  | TOOTHILL | ST |  |  |  |  | 14.1908 | 13.6758 | 13.2043 | 12.6659 | 12.083 | 11.4938 | 10.8206 | 10.3227 | 10.0911 | 9.4721 | 8.7941 | 3.5502 | 1.4799 | 0.266 | 14.0547 | 13.6762 | 13.2916 | 12.8541 | 12.3719 | 11.9004 | 11.3553 | 10.9159 | 10.6334 | 10.0771 | 9.464 | 5.5052 | 2.2129 | -2.3466 | 14.2259 | 13.7919 | 13.3773 | 12.8976 | 12.3636 | 11.855 | 11.2568 | 10.7798 | 10.6097 | 10.0116 | 9.0812 | 3.4878 | 1.5142 | 0.83791
|  | TOOTHILL | FS |  |  |  |  | 14.3646 | 13.9892 | 13.5763 | 13.1697 | 12.7057 | 12.2127 | 11.7297 | 11.2759 | 10.7886 | 10.1767 | 9.8534 | 6.1951 | 2.9135 | 0.13704 | 14.1728 | 13.868 | 13.5212 | 13.1669 | 12.7622 | 12.3357 | 11.8754 | 11.4074 | 10.8885 | 10.2765 | 9.8351 | 5.7626 | 0.055073 | -8.8595 | 14.3812 | 14.0649 | 13.7012 | 13.3541 | 12.9405 | 12.5098 | 12.0985 | 11.688 | 11.2326 | 10.6594 | 10.4358 | 7.0611 | 3.9515 | 1.4571
NURSLING GSP | ROWNHAMS | TOTTON | MINIMUM HEADROOM | SU 35835 13428 | NO | YES | 6.728 | 4.9587 | 4.7026 | 4.0253 | 3.3735 | 2.7266 | 2.2481 | 1.3562 | 0.085991 | -1.3253 | -2.7975 | -4.2107 | -9.1259 | -12.0875 | -13.989 | 7.7835 | 7.575 | 7.1013 | 6.7947 | 6.4209 | 6.2083 | 5.7339 | 5.0884 | 4.3435 | 3.6657 | 2.8767 | -0.90449 | -4.2467 | -12.1617 | 6.2134 | 6.0339 | 5.7094 | 5.4014 | 5.0228 | 4.6147 | 3.7559 | 2.6032 | 1.3031 | -0.039517 | -1.2577 | -5.4589 | -7.9427 | -9.6377
|  | TOTTON | CT |  |  |  |  | 4.9934 | 4.7362 | 4.1311 | 3.5907 | 2.955 | 2.64 | 1.8683 | 0.70158 | -0.60324 | -1.8088 | -3.1805 | -8.9539 | -12.0875 | -13.989 | 7.7835 | 7.575 | 7.1013 | 6.7947 | 6.4209 | 6.2083 | 5.7339 | 5.0884 | 4.3435 | 3.6657 | 2.8767 | -0.90449 | -4.2467 | -8.7786 | 6.2695 | 6.0928 | 5.8062 | 5.5744 | 5.2088 | 4.9764 | 4.2262 | 3.1471 | 1.9259 | 0.87513 | -0.36218 | -5.2334 | -7.9427 | -9.6377
|  | TOTTON | LW |  |  |  |  | 4.9587 | 4.7026 | 4.0253 | 3.3735 | 2.7266 | 2.2481 | 1.3562 | 0.085991 | -1.3253 | -2.7975 | -4.2107 | -9.1259 | -11.1345 | -12.809 | 7.788 | 7.6141 | 7.1408 | 6.8152 | 6.501 | 6.253 | 5.7782 | 5.1707 | 4.4895 | 3.7726 | 3.1049 | 0.80332 | -0.2541 | -1.188 | 6.2134 | 6.0339 | 5.7094 | 5.4014 | 5.0228 | 4.6147 | 3.7559 | 2.6032 | 1.3031 | -0.039517 | -1.2577 | -5.4589 | -7.2411 | -8.7913
|  | TOTTON | ST |  |  |  |  | 5.1427 | 5.0164 | 4.8071 | 4.6717 | 4.5529 | 4.4021 | 4.166 | 3.8492 | 3.678 | 3.1129 | 2.4715 | -0.93362 | -3.4405 | -6.1151 | 7.8606 | 7.7276 | 7.3762 | 7.2165 | 7.0709 | 6.8959 | 6.6686 | 6.377 | 6.1832 | 5.7814 | 5.337 | 2.1237 | -1.1925 | -5.9352 | 6.3527 | 6.2787 | 6.0662 | 5.9173 | 5.7555 | 5.5647 | 5.3074 | 4.9711 | 4.6638 | 4.121 | 3.51 | 0.24208 | -1.0575 | -3.0268
|  | TOTTON | FS |  |  |  |  | 5.1432 | 5.0354 | 4.8058 | 4.6436 | 4.4679 | 4.3197 | 4.0852 | 3.7475 | 3.3511 | 3.1511 | 2.7 | -0.5136 | -3.4256 | -6.5008 | 7.8584 | 7.7323 | 7.3998 | 7.2424 | 7.0659 | 6.8959 | 6.6387 | 6.3039 | 5.9161 | 5.6203 | 5.1793 | 1.7543 | -3.4532 | -12.1617 | 6.3678 | 6.3231 | 6.1866 | 6.1048 | 6.0033 | 5.8947 | 5.7363 | 5.5422 | 5.2878 | 5.0683 | 4.7194 | 1.9724 | -0.59103 | -3.1598
BOTLEY WOOD GSP | NETLEY COMMON BSP | TOWNHILL PARK | MINIMUM HEADROOM | SU 45156 14783 | NO | YES | 1.527 | 9.6552 | 9.15 | 8.0628 | 7.3019 | 6.2489 | 4.9303 | 3.4517 | 1.3601 | -0.97753 | -3.2887 | -5.2848 | -11.7771 | -15.8697 | -18.6927 | 13.3375 | 12.831 | 12.4383 | 11.8082 | 11.0312 | 10.2171 | 9.1667 | 7.8169 | 6.3049 | 5.1262 | 3.6812 | -2.8257 | -10.4563 | -29.7562 | 9.5591 | 8.9776 | 8.0561 | 7.609 | 6.7333 | 5.5039 | 4.093 | 2.2531 | 0.15657 | -1.8929 | -3.5231 | -9.0171 | -12.329 | -14.788
|  | TOWNHILL PARK | CT |  |  |  |  | 9.6916 | 9.1731 | 8.5116 | 7.609 | 6.564 | 5.4923 | 4.1556 | 2.2122 | 0.11148 | -1.5371 | -3.4761 | -11.4249 | -15.8697 | -18.6927 | 13.3375 | 12.831 | 12.4383 | 11.8082 | 11.0312 | 10.2171 | 9.1667 | 7.8169 | 6.3049 | 5.1262 | 3.6812 | -2.8257 | -9.3083 | -19.0874 | 9.5817 | 8.9776 | 8.5865 | 7.8113 | 6.8585 | 5.8854 | 4.6043 | 2.8627 | 0.94267 | -0.43491 | -2.1384 | -8.6546 | -12.329 | -14.788
|  | TOWNHILL PARK | LW |  |  |  |  | 9.6552 | 9.15 | 8.0628 | 7.3019 | 6.2489 | 4.9303 | 3.4517 | 1.3601 | -0.97753 | -3.2887 | -5.2848 | -11.7771 | -14.3397 | -16.8014 | 13.4221 | 13.0559 | 12.4671 | 12.1462 | 11.5878 | 10.782 | 9.8451 | 8.68 | 7.3396 | 6.0205 | 4.9606 | 1.8351 | 0.56149 | -0.96035 | 9.5591 | 9.0008 | 8.0561 | 7.609 | 6.7333 | 5.5039 | 4.093 | 2.2531 | 0.15657 | -1.8929 | -3.5231 | -9.0171 | -11.211 | -13.4844
|  | TOWNHILL PARK | ST |  |  |  |  | 10.015 | 9.7646 | 9.6032 | 9.3992 | 9.1743 | 9.2275 | 8.9347 | 8.5052 | 7.962 | 7.2938 | 6.5012 | 2.0135 | -1.1814 | -4.7903 | 13.5639 | 13.2691 | 12.9679 | 12.6096 | 12.2184 | 12.0541 | 11.5935 | 11.023 | 10.333 | 9.5122 | 8.6037 | 2.6139 | -3.7303 | -13.744 | 9.9386 | 9.6672 | 9.464 | 9.1849 | 8.8876 | 9.0321 | 8.7047 | 8.2574 | 7.6821 | 6.9687 | 6.1853 | 1.8876 | -0.57962 | -3.2483
|  | TOWNHILL PARK | FS |  |  |  |  | 10.0441 | 9.8343 | 9.6091 | 9.3382 | 9.0536 | 8.7372 | 8.3735 | 8.1766 | 7.6206 | 6.9903 | 6.316 | 1.5376 | -3.0286 | -7.4812 | 13.5636 | 13.2699 | 12.9615 | 12.5838 | 12.1707 | 11.6933 | 11.0938 | 10.6308 | 9.7992 | 8.8683 | 7.8725 | 0.71351 | -10.4563 | -29.7562 | 9.9755 | 9.7527 | 9.5521 | 9.2797 | 8.9978 | 8.6732 | 8.2912 | 8.3133 | 7.7936 | 7.1719 | 6.5192 | 2.1686 | -1.483 | -5.1932
MINETY GSP | SWINDON BSP | TRADING ESTATE | MINIMUM HEADROOM | SU 13490 85868 | NO | NO | 2.676 | 9.517 | 8.9944 | 8.197 | 7.2502 | 6.4081 | 4.9676 | 3.1707 | 1.5744 | -0.22093 | -2.1528 | -3.9606 | -10.6122 | -15.7102 | -18.4875 | 11.6648 | 11.3325 | 10.6625 | 9.9334 | 9.3474 | 8.3922 | 7.1625 | 6.2047 | 4.808 | 3.2401 | 1.7691 | -3.8829 | -8.8607 | -12.1196 | 10.3985 | 9.9917 | 9.2672 | 8.4624 | 7.7985 | 6.6948 | 5.0738 | 3.6044 | 2.0264 | 0.27776 | -1.3586 | -8.0337 | -13.5463 | -16.8337
|  | TRADING ESTATE | CT |  |  |  |  | 9.6235 | 9.1549 | 8.6853 | 8.1295 | 7.2701 | 6.3324 | 4.9079 | 3.303 | 1.2379 | -0.33298 | -2.2384 | -8.1781 | -10.2628 | -12.1087 | 11.6691 | 11.4279 | 11.1885 | 10.8715 | 10.4054 | 9.9088 | 9.1287 | 8.2923 | 6.6065 | 5.2676 | 3.6499 | -1.6252 | -3.9831 | -6.3108 | 10.4432 | 10.1362 | 9.8459 | 9.4748 | 8.915 | 8.3101 | 7.1718 | 5.7326 | 3.8166 | 2.3487 | 0.56843 | -5.4929 | -7.9263 | -10.1857
|  | TRADING ESTATE | LW |  |  |  |  | 9.517 | 8.9944 | 8.197 | 7.2502 | 6.4081 | 4.9676 | 3.1707 | 1.5744 | -0.22093 | -2.1528 | -3.9606 | -9.8469 | -13.2839 | -16.6701 | 11.6648 | 11.3325 | 10.6625 | 9.9334 | 9.3474 | 8.3922 | 7.1625 | 6.2047 | 4.808 | 3.2401 | 1.7691 | -3.6052 | -7.639 | -11.7164 | 10.3985 | 9.9917 | 9.2672 | 8.4624 | 7.7985 | 6.6948 | 5.0738 | 3.6044 | 2.0264 | 0.27776 | -1.3586 | -7.5458 | -11.6872 | -15.8271
|  | TRADING ESTATE | ST |  |  |  |  | 9.8174 | 9.6062 | 8.8761 | 8.2084 | 7.5368 | 6.8705 | 6.0607 | 4.9592 | 3.5524 | 1.8297 | 0.066822 | -10.6122 | -15.7102 | -18.4875 | 11.7587 | 11.6308 | 10.9159 | 10.346 | 9.8537 | 9.4819 | 9.0471 | 8.344 | 7.509 | 6.5474 | 5.1666 | -3.8829 | -8.8607 | -12.1196 | 10.5613 | 10.4053 | 9.6599 | 9.0503 | 8.5057 | 8.057 | 7.5243 | 6.7121 | 5.4811 | 3.889 | 2.3277 | -8.0337 | -13.5463 | -16.8337
|  | TRADING ESTATE | FS |  |  |  |  | 10.0016 | 9.8816 | 9.6868 | 9.4396 | 9.1001 | 8.6905 | 8.2075 | 7.6276 | 6.9135 | 5.9661 | 5.0866 | -0.7622 | -6.3847 | -10.5855 | 11.9162 | 11.8271 | 11.6715 | 11.4855 | 11.2201 | 10.9104 | 10.5591 | 10.1043 | 9.5921 | 8.9834 | 8.5302 | 4.9073 | 0.46659 | -4.8146 | 10.7336 | 10.635 | 10.4748 | 10.2825 | 10.0077 | 9.6836 | 9.3124 | 8.851 | 8.3112 | 7.6336 | 7.107 | 1.9795 | -3.2253 | -7.5615
BRAMLEY (FLEE) | BURGHFIELD RESERVE | TRASH GREEN | MINIMUM HEADROOM | SU 66254 68745 | NO | YES | 6.578 | -18.8397 | -19.8067 | -21.2161 | -23.0896 | -24.8628 | -27.5334 | -30.7218 | -34.3281 | -38.2344 | -42.6751 | -47.2315 | -62.0323 | -67.6363 | -67.7996 | -10.6836 | -11.4195 | -12.4887 | -13.9178 | -15.2696 | -17.3117 | -19.752 | -22.5074 | -25.4886 | -28.8842 | -32.3675 | -43.6677 | -48.173 | -48.3372 | -17.2952 | -18.225 | -19.5826 | -21.3924 | -23.1049 | -25.6855 | -28.7672 | -32.2516 | -36.022 | -40.3125 | -44.7143 | -59.0088 | -64.4506 | -64.5977
|  | TRASH GREEN | CT |  |  |  |  | -16.4458 | -17.6303 | -19.0168 | -20.3715 | -22.3432 | -24.5962 | -27.6938 | -31.3897 | -35.1175 | -38.7396 | -43.1835 | -59.7518 | -64.811 | -64.9335 | -8.8462 | -9.7506 | -10.8051 | -11.838 | -13.3449 | -15.068 | -17.4407 | -20.2679 | -23.1152 | -25.8845 | -29.2859 | -41.9425 | -45.8022 | -45.9346 | -14.9805 | -16.1216 | -17.458 | -18.7661 | -20.6707 | -22.8474 | -25.8411 | -29.4124 | -33.0103 | -36.5092 | -40.803 | -56.8016 | -61.6765 | -61.7843
|  | TRASH GREEN | LW |  |  |  |  | -18.8397 | -19.8067 | -21.2161 | -23.0896 | -24.8628 | -27.5334 | -30.7218 | -34.3281 | -38.2344 | -42.6751 | -47.2315 | -62.0323 | -66.7433 | -66.8766 | -10.6836 | -11.4195 | -12.4887 | -13.9178 | -15.2696 | -17.3117 | -19.752 | -22.5074 | -25.4886 | -28.8842 | -32.3675 | -43.6677 | -47.2487 | -47.3241 | -17.2952 | -18.225 | -19.5826 | -21.3924 | -23.1049 | -25.6855 | -28.7672 | -32.2516 | -36.022 | -40.3125 | -44.7143 | -59.0088 | -63.5529 | -63.6723
|  | TRASH GREEN | ST |  |  |  |  | -12.3197 | -13.0215 | -14.0559 | -15.181 | -16.5898 | -18.3529 | -20.5731 | -23.2504 | -26.5239 | -30.5746 | -35.1127 | -59.5992 | -67.6363 | -67.7996 | -5.6819 | -6.2161 | -7.0061 | -7.8681 | -8.9476 | -10.2997 | -12.0032 | -14.0589 | -16.5735 | -19.6858 | -23.1731 | -41.9845 | -48.173 | -48.3372 | -10.9909 | -11.6652 | -12.6625 | -13.7499 | -15.111 | -16.815 | -18.9611 | -21.5494 | -24.7146 | -28.6314 | -33.0197 | -56.6883 | -64.4506 | -64.5977
|  | TRASH GREEN | FS |  |  |  |  | -7.6602 | -7.9359 | -8.3775 | -8.9041 | -9.5579 | -10.3418 | -11.316 | -12.4654 | -13.8267 | -15.5693 | -17.5488 | -31.8935 | -48.4832 | -58.3222 | -2.1075 | -2.3163 | -2.6531 | -3.0568 | -3.5585 | -4.1599 | -4.9086 | -5.7898 | -6.8345 | -8.1725 | -9.6933 | -20.7131 | -33.4821 | -41.1286 | -6.4856 | -6.7488 | -7.1736 | -7.6824 | -8.3142 | -9.0713 | -10.0127 | -11.1228 | -12.4378 | -14.1215 | -16.0346 | -29.8947 | -45.9226 | -55.4206
MELKSHAM GSP | NORRINGTON | TROWBRIDGE TOWN | MINIMUM HEADROOM | ST 84668 58036 | NO | YES | 3.325 | 11.2254 | 11.0192 | 10.7459 | 10.3665 | 9.7598 | 9.191 | 8.2542 | 6.8956 | 5.4128 | 3.9567 | 2.6895 | -1.6089 | -4.5644 | -6.7441 | 15.4273 | 15.179 | 14.8575 | 14.4846 | 14.0063 | 13.8059 | 13.1991 | 12.3713 | 11.4559 | 10.7687 | 9.9573 | 6.7483 | 3.9007 | -2.909 | 13.0652 | 12.8409 | 12.3485 | 11.7483 | 11.1548 | 10.637 | 9.8113 | 8.6124 | 7.2918 | 5.9546 | 4.8098 | 1.0582 | -1.4123 | -3.279
|  | TROWBRIDGE TOWN | CT |  |  |  |  | 11.2898 | 11.0384 | 10.7459 | 10.4221 | 9.934 | 9.5545 | 8.7287 | 7.4156 | 6.0219 | 4.8875 | 3.6862 | -1.359 | -4.5644 | -6.7441 | 15.4273 | 15.179 | 14.8575 | 14.4846 | 14.0063 | 13.8059 | 13.1991 | 12.3713 | 11.4559 | 10.7687 | 9.9573 | 6.7483 | 3.9007 | -0.045387 | 13.0835 | 12.8409 | 12.395 | 11.9003 | 11.309 | 10.9593 | 10.2291 | 9.0699 | 7.7818 | 6.7657 | 5.652 | 1.2558 | -1.4123 | -3.279
|  | TROWBRIDGE TOWN | LW |  |  |  |  | 11.2254 | 11.0192 | 10.7489 | 10.3665 | 9.7598 | 9.191 | 8.2542 | 6.8956 | 5.4128 | 3.9567 | 2.6895 | -1.6089 | -3.6497 | -5.5333 | 15.4518 | 15.2718 | 14.9904 | 14.6095 | 14.2436 | 13.9843 | 13.4113 | 12.6745 | 11.817 | 10.9818 | 10.3132 | 8.3519 | 7.5428 | 6.5872 | 13.0652 | 12.8483 | 12.3485 | 11.7483 | 11.1548 | 10.637 | 9.8113 | 8.6124 | 7.2918 | 5.9546 | 4.8098 | 1.0582 | -0.63154 | -2.27
|  | TROWBRIDGE TOWN | ST |  |  |  |  | 11.3819 | 11.2833 | 11.1438 | 10.9356 | 10.6785 | 10.3471 | 9.9192 | 9.3829 | 8.8026 | 7.9281 | 6.9647 | 1.9563 | -0.022878 | -1.7288 | 15.5256 | 15.3927 | 15.2781 | 15.1039 | 14.9277 | 14.6879 | 14.3856 | 14.0103 | 13.831 | 13.344 | 12.8252 | 9.0271 | 6.8168 | 2.8295 | 13.2114 | 13.0948 | 13.0216 | 12.8952 | 12.7774 | 12.604 | 12.3666 | 12.0416 | 11.8772 | 11.1107 | 10.1393 | 4.9033 | 2.875 | 1.3704
|  | TROWBRIDGE TOWN | FS |  |  |  |  | 11.4236 | 11.3878 | 11.3273 | 11.2118 | 11.0473 | 10.8545 | 10.6044 | 10.2982 | 9.8965 | 9.3562 | 8.9114 | 5.1113 | 1.1349 | -2.4596 | 15.5391 | 15.4212 | 15.299 | 15.1271 | 14.936 | 14.7423 | 14.46 | 14.0899 | 13.6539 | 13.145 | 12.9147 | 9.417 | 4.5973 | -2.909 | 13.2497 | 13.1693 | 13.0771 | 12.9433 | 12.7953 | 12.6588 | 12.4628 | 12.1501 | 11.7891 | 11.3654 | 11.1946 | 7.9129 | 4.0434 | 0.71737
BRAMLEY (FLEE) | READING BSP | TWYFORD | MINIMUM HEADROOM | SU 78430 76339 | NO | YES | 3.786 | -2.0445 | -2.3408 | -2.8782 | -3.5288 | -4.1192 | -4.5847 | -5.3091 | -6.3845 | -7.5537 | -8.7058 | -9.7418 | -13.1217 | -15.3807 | -16.9996 | 1.6481 | 1.4161 | 1.1567 | 0.79717 | 0.43566 | 0.038282 | -0.096315 | -0.67563 | -1.3586 | -2.0216 | -2.5357 | -4.4624 | -6.5527 | -11.0358 | -0.9972 | -1.3025 | -1.7481 | -2.3295 | -2.849 | -3.2331 | -3.8786 | -4.838 | -5.9254 | -6.987 | -7.8629 | -10.5028 | -12.0134 | -13.3822
|  | TWYFORD | CT |  |  |  |  | -2.0244 | -2.2796 | -2.7728 | -3.3302 | -3.9224 | -4.5264 | -4.9005 | -5.832 | -6.8076 | -7.6381 | -8.5592 | -12.645 | -15.3807 | -16.9996 | 1.6481 | 1.4265 | 1.1567 | 0.82938 | 0.43566 | 0.038282 | -0.060055 | -0.62192 | -1.2416 | -1.7003 | -2.2738 | -4.4624 | -6.5527 | -9.1854 | -0.97168 | -1.2313 | -1.6466 | -2.1307 | -2.678 | -3.2331 | -3.4608 | -4.2948 | -5.1908 | -5.8781 | -6.6951 | -9.838 | -12.0134 | -13.3822
|  | TWYFORD | LW |  |  |  |  | -2.0445 | -2.3408 | -2.8782 | -3.5288 | -4.1192 | -4.5847 | -5.3091 | -6.3845 | -7.5537 | -8.7058 | -9.7418 | -13.1217 | -14.8182 | -16.2607 | 1.6481 | 1.4161 | 1.1633 | 0.79717 | 0.48017 | 0.35804 | -0.096315 | -0.67563 | -1.3586 | -2.0216 | -2.5357 | -3.903 | -4.5045 | -5.14 | -0.9972 | -1.3025 | -1.7481 | -2.3295 | -2.849 | -3.1826 | -3.8786 | -4.838 | -5.9254 | -6.987 | -7.8629 | -10.5028 | -11.8375 | -13.0484
|  | TWYFORD | ST |  |  |  |  | -1.8853 | -2.0581 | -2.1667 | -2.3422 | -2.502 | -2.6545 | -2.8611 | -3.0953 | -3.1117 | -3.4068 | -3.8017 | -6.5423 | -8.8148 | -11.0129 | 1.7542 | 1.6016 | 1.4906 | 1.3101 | 1.1272 | 0.96216 | 0.7214 | 0.44037 | 0.44628 | 0.10267 | -0.27921 | -2.6412 | -4.6279 | -7.278 | -0.82542 | -0.99526 | -1.1043 | -1.2923 | -1.4728 | -1.6359 | -1.8769 | -2.1564 | -2.1231 | -2.4733 | -2.8592 | -5.4282 | -7.2438 | -8.8387
|  | TWYFORD | FS |  |  |  |  | -1.8899 | -2.0306 | -2.1592 | -2.3432 | -2.5119 | -2.6968 | -2.8608 | -3.1456 | -3.4702 | -3.845 | -3.9431 | -6.1417 | -8.5923 | -11.4117 | 1.7582 | 1.6243 | 1.5181 | 1.3529 | 1.1904 | 1.0056 | 0.82754 | 0.55546 | 0.23149 | -0.15255 | -0.23308 | -2.6048 | -5.816 | -11.0358 | -0.82095 | -0.95818 | -1.0689 | -1.2438 | -1.4067 | -1.5906 | -1.7426 | -2.0099 | -2.3272 | -2.7109 | -2.7052 | -4.8028 | -6.8085 | -8.9265
COWLEY GSP | COWLEY LOCAL (2 X 90) | UNION STREET | MINIMUM HEADROOM | SP 52865 05849 | NO | NO | 7.884 | 3.3346 | 2.8357 | 2.3305 | 1.8201 | 1.3743 | 0.68088 | -0.1079 | -1.1548 | -1.8759 | -2.9794 | -3.9697 | -7.3972 | -8.6636 | -9.9094 | 6.385 | 6.0632 | 5.7302 | 5.4166 | 5.0452 | 4.6072 | 4.0003 | 3.5915 | 2.799 | 2.2104 | 1.4685 | -1.5306 | -4.5372 | -13.2834 | 3.3754 | 2.9401 | 2.4672 | 1.973 | 1.5347 | 0.86186 | 0.096847 | -0.92381 | -1.7099 | -2.8055 | -3.7939 | -6.9221 | -8.0281 | -9.1668
|  | UNION STREET | CT |  |  |  |  | 3.3346 | 2.8883 | 2.4238 | 2.0249 | 1.5611 | 1.0287 | 0.30011 | -0.32668 | -1.3932 | -2.1872 | -3.1493 | -6.9339 | -8.6636 | -9.9094 | 6.385 | 6.0632 | 5.7302 | 5.4166 | 5.0452 | 4.6072 | 4.0003 | 3.5915 | 2.799 | 2.2104 | 1.4685 | -1.5306 | -4.1881 | -8.7217 | 3.3754 | 2.9824 | 2.5464 | 2.1616 | 1.7078 | 1.1933 | 0.48948 | -0.13046 | -1.1719 | -1.9811 | -2.9424 | -6.5032 | -8.0281 | -9.1668
|  | UNION STREET | LW |  |  |  |  | 3.347 | 2.8357 | 2.3305 | 1.8201 | 1.3743 | 0.68088 | -0.1079 | -1.1548 | -1.8759 | -2.9794 | -3.9697 | -7.3972 | -8.1203 | -9.1339 | 6.4364 | 6.1265 | 5.8595 | 5.5489 | 5.2932 | 4.8331 | 4.2957 | 3.6415 | 3.2871 | 2.5928 | 1.9997 | 0.36041 | 0.074645 | -0.59995 | 3.3871 | 2.9401 | 2.4672 | 1.973 | 1.5347 | 0.86186 | 0.096847 | -0.92381 | -1.7099 | -2.8055 | -3.7939 | -6.9221 | -7.5644 | -8.5252
|  | UNION STREET | ST |  |  |  |  | 3.4921 | 3.1846 | 3.0281 | 2.9125 | 2.8142 | 2.6466 | 2.4401 | 2.2359 | 1.9056 | 1.4858 | 1.0206 | -0.8131 | -2.06 | -3.5267 | 6.5001 | 6.2865 | 6.1286 | 5.9735 | 5.826 | 5.6078 | 5.3497 | 5.0904 | 4.7162 | 4.2558 | 3.7412 | 1.2256 | -1.3963 | -5.7149 | 3.5289 | 3.2681 | 3.1279 | 3.0149 | 2.9203 | 2.758 | 2.5581 | 2.3549 | 2.0345 | 1.6275 | 1.1762 | -0.61968 | -1.8222 | -3.2335
|  | UNION STREET | FS |  |  |  |  | 3.5148 | 3.2985 | 3.1513 | 3.046 | 2.9271 | 2.8274 | 2.6716 | 2.4306 | 2.1301 | 1.8198 | 1.4354 | -0.70506 | -2.691 | -4.4526 | 6.5059 | 6.3262 | 6.1674 | 6.0171 | 5.8459 | 5.6654 | 5.4045 | 5.0658 | 4.6597 | 4.2337 | 3.7261 | 0.51901 | -4.5372 | -13.2834 | 3.5506 | 3.3716 | 3.2377 | 3.1347 | 3.018 | 2.921 | 2.7688 | 2.5369 | 2.2494 | 1.9452 | 1.5737 | -0.51475 | -2.4964 | -4.2539
COWLEY GSP | OXFORD BSP | UNIVERSITY PARKS | MINIMUM HEADROOM | SP 51472 07052 | NO |  | 0.673 | 19.5619 | 19.543 | 19.5192 | 19.4894 | 19.4584 | 19.4106 | 19.3481 | 19.2765 | 19.1849 | 19.108 | 19.0349 | 18.8885 | 18.8771 | 18.8468 | 21.7461 | 21.712 | 21.6742 | 21.6303 | 21.5796 | 21.5191 | 21.4415 | 21.3437 | 21.2448 | 21.1558 | 20.9988 | 19.4588 | 16.4716 | 10.9992 | 20.2607 | 20.2407 | 20.2151 | 20.1827 | 20.1487 | 20.0938 | 20.0245 | 19.9449 | 19.8433 | 19.7564 | 19.6742 | 19.5114 | 19.4993 | 19.4741
|  | UNIVERSITY PARKS | CT |  |  |  |  | 19.5684 | 19.5475 | 19.5249 | 19.499 | 19.4671 | 19.4279 | 19.3717 | 19.3017 | 19.2318 | 19.1818 | 19.115 | 18.9802 | 18.9709 | 18.9533 | 21.7461 | 21.712 | 21.6742 | 21.6303 | 21.5796 | 21.5191 | 21.4415 | 21.3437 | 21.2448 | 21.1558 | 20.9988 | 19.7632 | 18.1667 | 15.4279 | 20.2682 | 20.2458 | 20.2214 | 20.1934 | 20.1564 | 20.1128 | 20.05 | 19.9715 | 19.8917 | 19.8344 | 19.7587 | 19.601 | 19.5885 | 19.5717
|  | UNIVERSITY PARKS | LW |  |  |  |  | 19.5619 | 19.543 | 19.5192 | 19.4894 | 19.4584 | 19.4106 | 19.3481 | 19.2765 | 19.1849 | 19.108 | 19.0349 | 18.8885 | 18.8771 | 18.8468 | 21.7524 | 21.7373 | 21.7131 | 21.6851 | 21.6551 | 21.6123 | 21.5565 | 21.49 | 21.4072 | 21.3399 | 21.2741 | 21.0943 | 21.0398 | 20.973 | 20.2607 | 20.2407 | 20.2151 | 20.1827 | 20.1487 | 20.0938 | 20.0245 | 19.9449 | 19.8433 | 19.7564 | 19.6742 | 19.5114 | 19.5003 | 19.4741
|  | UNIVERSITY PARKS | ST |  |  |  |  | 19.5808 | 19.5729 | 19.5599 | 19.5475 | 19.5284 | 19.5071 | 19.4783 | 19.4433 | 19.4043 | 19.3453 | 19.2818 | 18.9765 | 18.8964 | 18.8818 | 21.7559 | 21.7324 | 21.7047 | 21.6757 | 21.6379 | 21.5964 | 21.5448 | 21.483 | 21.4154 | 21.326 | 21.2273 | 20.1839 | 18.5917 | 15.8445 | 20.2818 | 20.2737 | 20.2602 | 20.2467 | 20.2259 | 20.2023 | 20.1703 | 20.1312 | 20.0848 | 20.0177 | 19.9451 | 19.5926 | 19.4993 | 19.4835
|  | UNIVERSITY PARKS | FS |  |  |  |  | 19.5831 | 19.5786 | 19.5711 | 19.5606 | 19.5528 | 19.5387 | 19.5219 | 19.505 | 19.4791 | 19.4429 | 19.4115 | 19.1773 | 18.9897 | 18.8823 | 21.7545 | 21.7296 | 21.6996 | 21.6637 | 21.6273 | 21.5793 | 21.5174 | 21.4431 | 21.3528 | 21.2505 | 21.0741 | 19.4588 | 16.4716 | 10.9992 | 20.2843 | 20.28 | 20.2725 | 20.2617 | 20.253 | 20.2378 | 20.2193 | 20.2004 | 20.1716 | 20.1312 | 20.0932 | 19.8234 | 19.603 | 19.4748
EAST CLAYDON GSP | BICESTER NORTH BSP | UPPER HEYFORD | MINIMUM HEADROOM | SP 51750 25667 | NO | NO | 23.538 | -18.5328 | -18.7806 | -19.1772 | -19.5309 | -20.0008 | -20.5031 | -21.0724 | -21.7149 | -22.3878 | -23.0546 | -23.6753 | -24.8756 | -25.2697 | -25.8428 | -16.1491 | -16.2194 | -16.3234 | -16.4131 | -16.5965 | -16.8847 | -17.2077 | -17.5417 | -17.9031 | -18.2592 | -18.5723 | -19.5277 | -19.9393 | -21.4613 | -17.3674 | -17.5856 | -17.9361 | -18.2546 | -18.6787 | -19.1349 | -19.6647 | -20.2046 | -20.7779 | -21.344 | -21.8563 | -22.8319 | -23.1129 | -23.5871
|  | UPPER HEYFORD | CT |  |  |  |  | -18.4993 | -18.726 | -19.049 | -19.3684 | -19.7476 | -20.1613 | -20.6545 | -21.2762 | -21.9762 | -22.6182 | -23.2811 | -24.8756 | -25.1966 | -25.735 | -16.1301 | -16.1949 | -16.2876 | -16.3769 | -16.5123 | -16.7632 | -17.0619 | -17.4224 | -17.8103 | -18.1515 | -18.5209 | -19.5277 | -19.9393 | -20.8857 | -17.3449 | -17.5489 | -17.8326 | -18.1184 | -18.4587 | -18.834 | -19.2945 | -19.8486 | -20.437 | -20.9605 | -21.5116 | -22.8319 | -23.0222 | -23.4647
|  | UPPER HEYFORD | LW |  |  |  |  | -18.5328 | -18.7806 | -19.1772 | -19.5309 | -20.0008 | -20.5031 | -21.0724 | -21.7149 | -22.3878 | -23.0546 | -23.6753 | -24.657 | -25.2697 | -25.8428 | -16.1491 | -16.2194 | -16.3234 | -16.4131 | -16.5965 | -16.8847 | -17.2077 | -17.5417 | -17.9031 | -18.2592 | -18.5723 | -18.9487 | -19.2388 | -19.5182 | -17.3674 | -17.5856 | -17.9361 | -18.2546 | -18.6787 | -19.1349 | -19.6647 | -20.2046 | -20.7779 | -21.344 | -21.8563 | -22.6056 | -23.1129 | -23.5871
|  | UPPER HEYFORD | ST |  |  |  |  | -18.4562 | -18.6518 | -18.9464 | -19.1916 | -19.5035 | -19.7773 | -20.1392 | -20.5339 | -20.9672 | -21.3926 | -21.873 | -23.2692 | -23.5308 | -23.964 | -16.1152 | -16.1671 | -16.2467 | -16.3139 | -16.4046 | -16.5282 | -16.7508 | -16.9969 | -17.271 | -17.5336 | -17.8367 | -18.9456 | -19.3925 | -20.3299 | -17.302 | -17.4751 | -17.735 | -17.9564 | -18.2306 | -18.4731 | -18.7902 | -19.13 | -19.5035 | -19.8589 | -20.26 | -21.5096 | -21.6803 | -22.056
|  | UPPER HEYFORD | FS |  |  |  |  | -18.3462 | -18.4803 | -18.6629 | -18.8103 | -19.0095 | -19.2071 | -19.4112 | -19.6865 | -19.9863 | -20.3222 | -20.627 | -22.1319 | -22.7876 | -23.5109 | -16.0919 | -16.1333 | -16.1968 | -16.2511 | -16.3248 | -16.3991 | -16.4806 | -16.595 | -16.8073 | -17.0454 | -17.2709 | -18.5392 | -19.6197 | -21.4613 | -17.2001 | -17.3141 | -17.4627 | -17.5847 | -17.7462 | -17.9087 | -18.0723 | -18.3044 | -18.5569 | -18.84 | -19.1035 | -20.4253 | -21.0527 | -21.7024
IVER 132KV | UPTON BSP | UPTON | MINIMUM HEADROOM | TQ 00800 79434 | NO | YES | 0.978 | 11.4378 | 11.1335 | 10.4462 | 9.6475 | 8.8423 | 7.5718 | 5.7003 | 3.5676 | 1.3452 | -0.82029 | -2.7071 | -8.882 | -10.9884 | -13.0277 | 15.8816 | 15.6931 | 15.484 | 15.2568 | 14.9117 | 13.5839 | 11.9179 | 10.1322 | 8.3834 | 6.9955 | 5.4705 | -0.85153 | -9.0941 | -27.2067 | 13.2201 | 12.8739 | 12.2469 | 11.474 | 10.7286 | 9.3954 | 7.3878 | 5.2317 | 3.0013 | 0.8997 | -0.90927 | -6.6243 | -8.52 | -10.17
|  | UPTON | CT |  |  |  |  | 11.4666 | 11.1684 | 10.5404 | 9.8768 | 9.3738 | 8.0437 | 6.2784 | 4.1538 | 2.128 | 0.52543 | -1.2586 | -7.5008 | -10.9433 | -13.0277 | 15.8816 | 15.6931 | 15.484 | 15.2568 | 14.9117 | 13.5839 | 11.9179 | 10.1322 | 8.3834 | 6.9955 | 5.4705 | -0.85153 | -6.9971 | -16.1362 | 13.2242 | 12.8739 | 12.2505 | 11.6014 | 11.1631 | 9.703 | 7.8189 | 5.6849 | 3.6595 | 2.0807 | 0.34785 | -5.4742 | -8.3409 | -10.17
|  | UPTON | LW |  |  |  |  | 11.4378 | 11.1335 | 10.4462 | 9.6475 | 8.8423 | 7.5718 | 5.7003 | 3.5676 | 1.3452 | -0.82029 | -2.7071 | -8.882 | -10.9884 | -12.6685 | 15.8982 | 15.7646 | 15.6302 | 15.4279 | 15.1087 | 14.0525 | 12.6059 | 11.0965 | 9.5229 | 8.0311 | 6.7898 | 2.9632 | 1.6196 | 0.45752 | 13.2201 | 12.8774 | 12.2469 | 11.474 | 10.7286 | 9.3954 | 7.3878 | 5.2317 | 3.0013 | 0.8997 | -0.90927 | -6.6243 | -8.52 | -10.1328
|  | UPTON | ST |  |  |  |  | 11.7046 | 11.591 | 11.5023 | 11.3789 | 11.2683 | 10.577 | 9.6328 | 8.6523 | 8.1349 | 7.2427 | 6.299 | -0.13944 | -3.2987 | -5.3729 | 15.9546 | 15.8615 | 15.7325 | 15.5701 | 15.3913 | 14.5179 | 13.4716 | 12.461 | 11.6581 | 10.5949 | 9.5204 | 3.3984 | -2.8917 | -12.2991 | 13.4909 | 13.3695 | 13.2411 | 13.0691 | 12.9152 | 12.0228 | 10.9149 | 9.8143 | 9.2491 | 8.2815 | 7.3191 | 0.91744 | -2.1923 | -4.0989
|  | UPTON | FS |  |  |  |  | 11.7226 | 11.6232 | 11.4857 | 11.3046 | 11.1098 | 10.4549 | 9.6289 | 8.7161 | 7.8953 | 7.3534 | 6.6075 | 1.9863 | -2.6291 | -6.8232 | 15.9653 | 15.8782 | 15.789 | 15.6581 | 15.5013 | 14.7318 | 13.5431 | 12.2634 | 11.061 | 10.0979 | 8.959 | 1.7681 | -9.0941 | -27.2067 | 13.5124 | 13.393 | 13.2611 | 13.0668 | 12.8602 | 12.0781 | 11.1026 | 10.0724 | 9.1529 | 8.5819 | 7.7701 | 3.2473 | -1.263 | -5.1783
IVER 66kV |  | UXBRIDGE | MINIMUM HEADROOM | TQ 04984 83484 | NO | YES | 13.632 | 20.4965 | 19.8605 | 19.1378 | 18.2248 | 17.5458 | 15.219 | 12.3177 | 9.1893 | 6.2521 | 3.3906 | 0.82485 | -8.9058 | -14.3361 | -19.1209 | 23.052 | 22.507 | 21.767 | 20.7907 | 20.1848 | 17.7558 | 14.82 | 12.3556 | 10.2201 | 8.1677 | 6.3669 | -1.0474 | -7.906 | -17.0949 | 23.1053 | 22.5182 | 21.4275 | 20.0343 | 19.0777 | 16.154 | 12.7111 | 9.5097 | 6.5994 | 3.7782 | 1.2625 | -8.4997 | -14.2475 | -19.1765
|  | UXBRIDGE | CT |  |  |  |  | 20.7184 | 20.2414 | 19.7669 | 19.1811 | 18.5702 | 16.6004 | 14.0572 | 11.7171 | 8.8297 | 6.3805 | 3.9248 | -6.1365 | -11.9115 | -15.8942 | 23.1537 | 22.7585 | 22.2697 | 21.6088 | 21.09 | 18.9503 | 16.2772 | 13.8515 | 11.457 | 9.4631 | 7.5131 | -1.0474 | -7.906 | -16.2447 | 23.2899 | 22.8683 | 22.1912 | 21.2614 | 20.5355 | 18.1042 | 15.1233 | 12.1582 | 9.1963 | 6.7267 | 4.2873 | -5.4885 | -11.067 | -14.9288
|  | UXBRIDGE | LW |  |  |  |  | 20.4965 | 19.8605 | 19.1378 | 18.2248 | 17.5458 | 15.219 | 12.3177 | 9.1893 | 6.2521 | 3.3906 | 0.82485 | -8.9058 | -14.3361 | -19.1209 | 23.052 | 22.507 | 21.767 | 20.7907 | 20.1848 | 17.7558 | 14.82 | 12.3556 | 10.2201 | 8.1677 | 6.3669 | -0.85007 | -5.5952 | -9.6269 | 23.1053 | 22.5182 | 21.4275 | 20.0343 | 19.0777 | 16.154 | 12.7111 | 9.5097 | 6.5994 | 3.7782 | 1.2625 | -8.4997 | -14.2475 | -19.1765
|  | UXBRIDGE | ST |  |  |  |  | 20.8583 | 20.5526 | 19.9217 | 19.3094 | 18.7792 | 17.2241 | 15.3389 | 13.6201 | 11.8443 | 10.0571 | 8.4157 | -0.61735 | -5.1114 | -8.2999 | 23.2416 | 22.9565 | 22.2729 | 21.6735 | 21.2105 | 19.5143 | 17.4887 | 15.7134 | 14.0056 | 12.43 | 11.1117 | 3.4262 | -3.9662 | -12.9871 | 23.413 | 23.1404 | 22.4615 | 21.8426 | 21.3328 | 19.5877 | 17.5311 | 15.696 | 13.9166 | 12.063 | 10.2304 | 0.80005 | -4.8479 | -8.7347
|  | UXBRIDGE | FS |  |  |  |  | 20.9597 | 20.7487 | 20.4989 | 20.1692 | 19.8705 | 18.6056 | 17.0913 | 15.6155 | 14.3908 | 13.0436 | 11.8698 | 5.78 | 0.65083 | -4.5951 | 23.2943 | 23.0747 | 22.805 | 22.4489 | 22.1028 | 20.5607 | 18.6979 | 16.8086 | 15.2826 | 13.7659 | 12.5032 | 5.4303 | -3.1016 | -17.0949 | 23.4976 | 23.3082 | 23.0665 | 22.7577 | 22.4819 | 20.9409 | 19.1169 | 17.2525 | 15.8557 | 14.3922 | 13.1951 | 7.3246 | 1.5601 | -3.611
NURSLING GSP | VELMORE BSP | VELMORE | MINIMUM HEADROOM | SU 42935 19205 | NO | YES | 3.74 | 3.3371 | 2.9392 | 2.4758 | 1.9142 | 1.1697 | 0.17684 | -1.2179 | -2.9237 | -4.9365 | -6.9784 | -8.8797 | -13.995 | -15.6343 | -16.9687 | 5.0832 | 4.75 | 4.3136 | 3.8542 | 3.4353 | 2.884 | 2.1322 | 1.1266 | -0.011777 | -1.0258 | -2.1872 | -8.2413 | -18.4499 | -39.1865 | 4.7084 | 4.3328 | 3.8883 | 3.3434 | 2.7915 | 1.8982 | 0.57205 | -1.0264 | -2.916 | -4.8363 | -6.6197 | -11.3943 | -12.9372 | -14.2096
|  | VELMORE | CT |  |  |  |  | 3.4658 | 3.0779 | 2.646 | 2.1942 | 1.5791 | 0.68752 | -0.54725 | -2.1487 | -3.9788 | -5.4716 | -7.1782 | -12.7908 | -15.0513 | -16.8708 | 5.0832 | 4.75 | 4.3136 | 3.8542 | 3.4353 | 2.884 | 2.1322 | 1.1266 | -0.011777 | -1.0258 | -2.1872 | -8.2413 | -14.9745 | -25.258 | 4.831 | 4.4652 | 4.0584 | 3.627 | 3.118 | 2.4087 | 1.2424 | -0.26109 | -1.9889 | -3.3893 | -4.9982 | -10.2087 | -12.2511 | -13.8177
|  | VELMORE | LW |  |  |  |  | 3.3371 | 2.9392 | 2.4758 | 1.9142 | 1.1697 | 0.17684 | -1.2179 | -2.9237 | -4.9365 | -6.9784 | -8.8797 | -13.995 | -15.6343 | -16.9687 | 5.1252 | 4.8653 | 4.4762 | 4.0516 | 3.6388 | 3.2483 | 2.5792 | 1.7707 | 0.60998 | -0.67302 | -1.9011 | -5.1777 | -6.2076 | -7.0924 | 4.7084 | 4.3328 | 3.8883 | 3.3434 | 2.7915 | 1.8982 | 0.57205 | -1.0264 | -2.916 | -4.8363 | -6.6197 | -11.3943 | -12.9372 | -14.2096
|  | VELMORE | ST |  |  |  |  | 3.6314 | 3.4645 | 3.1977 | 2.9129 | 2.5741 | 2.1642 | 1.6284 | 1.0889 | 0.2298 | -0.87243 | -2.1113 | -8.8097 | -12.0811 | -13.9961 | 5.1859 | 4.9702 | 4.6867 | 4.4063 | 4.1145 | 3.787 | 3.3563 | 2.973 | 2.3275 | 1.5676 | 0.73273 | -5.3355 | -12.2598 | -22.8851 | 4.9774 | 4.8311 | 4.5752 | 4.2949 | 3.966 | 3.5706 | 3.0565 | 2.539 | 1.7104 | 0.64822 | -0.54237 | -6.9244 | -9.895 | -11.6587
|  | VELMORE | FS |  |  |  |  | 3.7236 | 3.6105 | 3.4741 | 3.3107 | 3.098 | 2.8424 | 2.5264 | 2.1491 | 1.6748 | 1.1794 | 0.51038 | -4.7244 | -9.9496 | -14.0644 | 5.2329 | 5.01 | 4.7622 | 4.4828 | 4.1545 | 3.7833 | 3.2143 | 2.496 | 1.691 | 1.0099 | 0.10814 | -6.7364 | -18.4499 | -39.1865 | 5.0657 | 4.964 | 4.8466 | 4.6903 | 4.4866 | 4.2422 | 3.9405 | 3.5793 | 3.1228 | 2.649 | 2.0099 | -2.7593 | -7.6814 | -11.53
FAWLEY GSP | COWES & WOOTTON COMMON BSP | VENTNOR | MINIMUM HEADROOM | SZ 56148 77857 | NO | YES | 0.199 | 18.5486 | 18.3156 | 17.9472 | 17.5234 | 17.0708 | 16.4397 | 15.7387 | 15.3308 | 14.4382 | 13.5587 | 12.7983 | 9.9132 | 7.8846 | 6.3628 | 19.8056 | 19.6523 | 19.4334 | 19.2339 | 18.9505 | 18.6524 | 18.2605 | 18.0532 | 17.556 | 17.1457 | 16.6874 | 14.6026 | 12.8762 | 9.9434 | 18.5693 | 18.3494 | 18.0103 | 17.622 | 17.2062 | 16.6171 | 15.9593 | 15.6103 | 14.7673 | 13.9354 | 13.2081 | 10.6457 | 9.0169 | 7.7539
|  | VENTNOR | CT |  |  |  |  | 18.5486 | 18.3156 | 17.9512 | 17.6191 | 17.1629 | 16.6855 | 16.066 | 15.6965 | 14.8823 | 14.2511 | 13.4839 | 10.1808 | 7.8846 | 6.3628 | 19.8056 | 19.6523 | 19.4334 | 19.2339 | 18.9505 | 18.6524 | 18.2605 | 18.0532 | 17.556 | 17.1672 | 16.6874 | 14.6026 | 12.8762 | 10.7345 | 18.5693 | 18.3494 | 18.0103 | 17.7043 | 17.2768 | 16.8312 | 16.2444 | 15.9266 | 15.1659 | 14.5878 | 13.86 | 10.8531 | 9.0169 | 7.7539
|  | VENTNOR | LW |  |  |  |  | 18.5576 | 18.356 | 17.9472 | 17.5234 | 17.0708 | 16.4397 | 15.7387 | 15.3308 | 14.4382 | 13.5587 | 12.7983 | 9.9132 | 8.2935 | 6.8101 | 19.8257 | 19.7115 | 19.4996 | 19.2802 | 19.0412 | 18.6916 | 18.2977 | 18.1182 | 17.6284 | 17.1457 | 16.7314 | 15.3446 | 14.669 | 13.9488 | 18.5767 | 18.3873 | 18.0118 | 17.622 | 17.2062 | 16.6171 | 15.9593 | 15.6103 | 14.7673 | 13.9354 | 13.2081 | 10.6457 | 9.3407 | 8.0721
|  | VENTNOR | ST |  |  |  |  | 18.6654 | 18.5125 | 18.3472 | 18.1955 | 17.9937 | 17.7543 | 17.5348 | 17.2392 | 16.8771 | 16.4418 | 16.4083 | 14.2165 | 12.7425 | 11.5033 | 19.8755 | 19.7728 | 19.6605 | 19.551 | 19.4078 | 19.239 | 19.0805 | 18.8674 | 18.606 | 18.2914 | 18.2266 | 16.4525 | 14.8911 | 12.8383 | 18.6832 | 18.5417 | 18.3876 | 18.2479 | 18.0598 | 17.8368 | 17.6335 | 17.3555 | 17.0113 | 16.5949 | 16.5812 | 14.5408 | 13.2496 | 12.1693
|  | VENTNOR | FS |  |  |  |  | 18.7532 | 18.6483 | 18.5513 | 18.4277 | 18.339 | 18.1909 | 18.0253 | 17.8061 | 17.5162 | 17.1755 | 16.8099 | 15.0406 | 12.9518 | 11.064 | 19.9118 | 19.8274 | 19.7429 | 19.6379 | 19.547 | 19.4164 | 19.26 | 19.0706 | 18.8251 | 18.5414 | 18.2333 | 16.5091 | 13.8377 | 9.9434 | 18.7614 | 18.6629 | 18.5724 | 18.4562 | 18.376 | 18.2386 | 18.0837 | 17.8856 | 17.6161 | 17.2949 | 16.9492 | 15.3136 | 13.3869 | 11.6572
MANNINGTON GSP | MANNINGTON BSP | VERWOOD | MINIMUM HEADROOM | SU 07716 10226 | NO | YES | 1.043 | 2.1708 | 1.8721 | 1.307 | 0.66918 | 0.050419 | -0.34204 | -1.058 | -2.1062 | -3.2275 | -4.3247 | -5.2787 | -8.5486 | -11.3947 | -13.1375 | 4.0652 | 3.8368 | 3.5424 | 3.2096 | 2.8067 | 2.7164 | 2.2876 | 1.7313 | 1.1126 | 0.56748 | 0.071566 | -2.197 | -4.4213 | -8.091 | 2.8465 | 2.5626 | 2.0659 | 1.4859 | 0.93539 | 0.61395 | -0.060523 | -1.0093 | -2.043 | -3.0513 | -3.8827 | -6.6175 | -8.9979 | -10.5244
|  | VERWOOD | CT |  |  |  |  | 2.2164 | 1.9053 | 1.377 | 0.81223 | 0.16985 | -0.11079 | -0.76292 | -1.6926 | -2.6821 | -3.5121 | -4.4262 | -8.4032 | -11.3947 | -13.1375 | 4.0762 | 3.8368 | 3.5424 | 3.2096 | 2.8067 | 2.7164 | 2.2876 | 1.7313 | 1.1126 | 0.6397 | 0.071566 | -2.197 | -4.4213 | -7.1386 | 2.8872 | 2.5894 | 2.1237 | 1.6187 | 1.0303 | 0.83194 | 0.22096 | -0.63259 | -1.5542 | -2.2855 | -3.1215 | -6.4267 | -8.9979 | -10.5244
|  | VERWOOD | LW |  |  |  |  | 2.1708 | 1.8721 | 1.307 | 0.66918 | 0.050419 | -0.34204 | -1.058 | -2.1062 | -3.2275 | -4.3247 | -5.2787 | -8.5486 | -10.6592 | -12.4044 | 4.0652 | 3.8643 | 3.5806 | 3.2271 | 2.902 | 2.7564 | 2.3263 | 1.7785 | 1.1647 | 0.56748 | 0.11307 | -1.2912 | -2.2296 | -3.0821 | 2.8465 | 2.5626 | 2.0659 | 1.4859 | 0.93539 | 0.61395 | -0.060523 | -1.0093 | -2.043 | -3.0513 | -3.8827 | -6.6175 | -8.3916 | -9.9413
|  | VERWOOD | ST |  |  |  |  | 2.3692 | 2.2151 | 2.0169 | 1.8095 | 1.6328 | 1.4068 | 1.1602 | 0.88327 | 0.90105 | 0.59764 | 0.28372 | -2.3294 | -4.8921 | -7.1548 | 4.1635 | 4.0455 | 3.8731 | 3.6867 | 3.5244 | 3.3204 | 3.0916 | 2.8226 | 2.8033 | 2.4918 | 2.1614 | -0.026909 | -2.1695 | -4.968 | 3.0301 | 2.8998 | 2.7125 | 2.5131 | 2.3475 | 2.1303 | 1.8877 | 1.607 | 1.6425 | 1.3256 | 0.99496 | -1.439 | -3.5469 | -5.4114
|  | VERWOOD | FS |  |  |  |  | 2.3932 | 2.2344 | 2.0731 | 1.8734 | 1.6676 | 1.486 | 1.2549 | 0.92002 | 0.55334 | 0.45124 | 0.0969 | -2.1077 | -4.4551 | -6.9421 | 4.175 | 4.0399 | 3.9149 | 3.7451 | 3.5663 | 3.4029 | 3.1792 | 2.8897 | 2.5577 | 2.4472 | 2.1066 | -0.1528 | -3.2218 | -8.091 | 3.0495 | 2.9068 | 2.7737 | 2.5937 | 2.41 | 2.2489 | 2.0361 | 1.7322 | 1.3906 | 1.3304 | 0.99628 | -1.0762 | -3.0798 | -5.1418
NORTH HYDE GSP |  | VICARAGE FARM ROAD | MINIMUM HEADROOM | TQ 12358 76435 | NO | YES | 27.807 | -19.11 | -20.298 | -21.9951 | -23.5893 | -25.4277 | -27.817 | -30.319 | -33.497 | -37.0457 | -40.6286 | -43.9711 | -54.6109 | -59.6703 | -62.279 | -10.8711 | -11.5874 | -12.4565 | -13.4847 | -14.5533 | -16.1995 | -18.1003 | -20.2711 | -22.8247 | -25.4791 | -28.0819 | -35.7622 | -40.6003 | -54.6162 | -15.1442 | -16.1661 | -17.6766 | -19.0841 | -20.7327 | -22.9186 | -25.2468 | -28.1978 | -31.5238 | -34.8611 | -37.9589 | -47.8803 | -52.3903 | -54.7036
|  | VICARAGE FARM ROAD | CT |  |  |  |  | -18.5975 | -19.7882 | -21.3069 | -22.5005 | -24.3898 | -26.4121 | -28.8482 | -32.1782 | -35.7667 | -38.7153 | -42.1695 | -54.6109 | -59.6703 | -62.279 | -9.9055 | -10.7217 | -11.6062 | -12.3788 | -13.632 | -15.0237 | -16.9137 | -19.2321 | -21.7853 | -23.8955 | -26.5057 | -35.2284 | -40.5358 | -48.2267 | -14.6218 | -15.6919 | -17.0976 | -18.1451 | -19.8744 | -21.7282 | -24.0123 | -27.1286 | -30.5096 | -33.2288 | -36.4459 | -47.8803 | -52.3903 | -54.7036
|  | VICARAGE FARM ROAD | LW |  |  |  |  | -19.11 | -20.298 | -21.9951 | -23.5893 | -25.4277 | -27.817 | -30.319 | -33.497 | -37.0457 | -40.6286 | -43.9711 | -54.3365 | -57.1712 | -59.244 | -10.8711 | -11.5874 | -12.4565 | -13.4847 | -14.5533 | -16.1995 | -18.1003 | -20.2711 | -22.8247 | -25.4791 | -28.0819 | -35.7622 | -37.8332 | -38.2535 | -15.1442 | -16.1661 | -17.6766 | -19.0841 | -20.7327 | -22.9186 | -25.2468 | -28.1978 | -31.5238 | -34.8611 | -37.9589 | -47.5156 | -50.0631 | -51.9363
|  | VICARAGE FARM ROAD | ST |  |  |  |  | -17.2415 | -18.0247 | -18.6887 | -19.3709 | -20.2113 | -21.2108 | -21.9171 | -23.442 | -25.9559 | -29.0404 | -32.4965 | -50.7674 | -56.9412 | -57.9516 | -8.2697 | -8.7286 | -9.2965 | -9.9569 | -10.8116 | -11.8661 | -13.0262 | -14.5805 | -16.5515 | -18.9323 | -21.5997 | -35.7445 | -40.6003 | -43.2711 | -13.2738 | -13.951 | -14.5476 | -15.17 | -15.9421 | -16.8682 | -17.5376 | -19.4077 | -21.8118 | -24.7816 | -28.112 | -45.7541 | -51.6894 | -52.6174
|  | VICARAGE FARM ROAD | FS |  |  |  |  | -16.1251 | -16.5973 | -17.1038 | -17.6258 | -18.2367 | -18.9275 | -19.6487 | -20.2103 | -21.3062 | -22.6266 | -24.0682 | -33.9912 | -45.3992 | -53.1049 | -7.1764 | -7.5355 | -7.9341 | -8.3524 | -8.8797 | -9.5277 | -10.2768 | -10.9045 | -11.9673 | -13.2104 | -14.5857 | -24.5176 | -37.4446 | -54.6162 | -12.147 | -12.536 | -12.9858 | -13.4567 | -14.0097 | -14.639 | -15.3121 | -15.8785 | -16.8935 | -18.1093 | -19.4393 | -28.8095 | -40.4926 | -47.8832
COWLEY GSP | COWLEY LOCAL (2 X 90) | WALLINGFORD | MINIMUM HEADROOM | SU 59847 89486 | NO | NO | 5.886 | -2.7253 | -3.1986 | -3.9417 | -4.7933 | -5.4939 | -6.057 | -6.9295 | -8.0929 | -9.3197 | -10.4577 | -11.4447 | -14.507 | -16.4205 | -17.9848 | 1.4789 | 1.2171 | 0.84696 | 0.41257 | 0.05698 | -0.31291 | -0.66728 | -1.2609 | -1.9058 | -2.5061 | -3.0304 | -5.2891 | -7.365 | -11.4332 | -1.0861 | -1.3208 | -1.6053 | -2.0401 | -2.6458 | -3.067 | -3.8651 | -4.8858 | -5.9934 | -7.0248 | -7.9251 | -10.589 | -12.0983 | -13.3948
|  | WALLINGFORD | CT |  |  |  |  | -2.6778 | -3.0802 | -3.7129 | -4.4071 | -5.0814 | -5.7904 | -6.2438 | -7.3225 | -8.4266 | -9.2602 | -10.1909 | -14.0525 | -16.4205 | -17.9848 | 1.4851 | 1.2365 | 0.88722 | 0.50004 | 0.10443 | -0.31291 | -0.55491 | -1.1632 | -1.8024 | -2.2921 | -2.8583 | -5.2891 | -7.365 | -10.0021 | -1.026 | -1.2431 | -1.5072 | -1.7944 | -2.3327 | -2.9673 | -3.2831 | -4.2302 | -5.2162 | -5.9285 | -6.7723 | -10.0464 | -12.0983 | -13.3948
|  | WALLINGFORD | LW |  |  |  |  | -2.7253 | -3.1986 | -3.9417 | -4.7933 | -5.4939 | -6.057 | -6.9295 | -8.0929 | -9.3197 | -10.4577 | -11.4447 | -14.507 | -15.9814 | -17.3725 | 1.4789 | 1.2171 | 0.84696 | 0.41257 | 0.05698 | -0.19618 | -0.66728 | -1.2609 | -1.9058 | -2.5061 | -3.0304 | -4.4801 | -5.1369 | -5.8078 | -1.0861 | -1.3208 | -1.6053 | -2.0401 | -2.6458 | -3.067 | -3.8651 | -4.8858 | -5.9934 | -7.0248 | -7.9251 | -10.589 | -11.7837 | -12.9681
|  | WALLINGFORD | ST |  |  |  |  | -2.5159 | -2.8141 | -3.1065 | -3.4514 | -3.6837 | -3.9854 | -4.3268 | -4.7193 | -4.8175 | -5.2121 | -5.6347 | -8.2091 | -10.0733 | -12.0632 | 1.5735 | 1.3815 | 1.193 | 0.96647 | 0.79598 | 0.57704 | 0.32758 | 0.038835 | -0.065202 | -0.38083 | -0.72665 | -2.9511 | -4.9119 | -7.7311 | -0.94336 | -1.0715 | -1.2254 | -1.4168 | -1.5935 | -1.8189 | -2.0904 | -2.418 | -2.7055 | -3.1844 | -3.7232 | -6.6953 | -7.916 | -8.6214
|  | WALLINGFORD | FS |  |  |  |  | -2.4467 | -2.6666 | -2.904 | -3.1828 | -3.4057 | -3.6518 | -3.8764 | -4.2453 | -4.6511 | -5.1055 | -5.2187 | -7.8293 | -10.2298 | -12.5804 | 1.6043 | 1.4485 | 1.2851 | 1.0871 | 0.913 | 0.71629 | 0.51435 | 0.21719 | -0.117 | -0.49155 | -0.65116 | -3.0776 | -6.3889 | -11.4332 | -0.90734 | -0.98853 | -1.0863 | -1.2139 | -1.3332 | -1.4749 | -1.6305 | -1.8297 | -2.0776 | -2.399 | -2.6454 | -5.0761 | -7.3586 | -9.0797
COWLEY GSP | DRAYTON BSP | WANTAGE | MINIMUM HEADROOM | SU 41290 88304 | NO | NO | 3.373 | 0.99671 | 0.50646 | -0.27239 | -1.1072 | -1.8991 | -2.5587 | -2.8766 | -3.724 | -4.772 | -5.8361 | -6.8083 | -10.0795 | -11.8907 | -13.5981 | 3.9656 | 3.6818 | 3.2754 | 2.8504 | 2.4374 | 2.0189 | 1.9417 | 1.4729 | 0.87843 | 0.28203 | -0.22886 | -2.1252 | -4.0748 | -7.6314 | 2.465 | 2.0442 | 1.3865 | 0.69707 | 0.020998 | -0.62391 | -0.82599 | -1.6086 | -2.5695 | -3.5398 | -4.4117 | -7.2244 | -8.7323 | -10.1773
|  | WANTAGE | CT |  |  |  |  | 1.0832 | 0.64941 | -0.024622 | -0.71415 | -1.4685 | -2.0136 | -2.3106 | -3.1039 | -3.9873 | -4.7299 | -5.6064 | -9.1618 | -11.74 | -13.5389 | 4.0123 | 3.7418 | 3.3625 | 2.9976 | 2.5513 | 2.1895 | 2.0454 | 1.5575 | 1.0032 | 0.56414 | 0.020386 | -2.1252 | -4.0748 | -6.6167 | 2.5437 | 2.16 | 1.578 | 1.0152 | 0.34608 | -0.16862 | -0.34256 | -1.0728 | -1.8842 | -2.5523 | -3.3473 | -6.4267 | -8.5586 | -10.0623
|  | WANTAGE | LW |  |  |  |  | 0.99671 | 0.50646 | -0.27239 | -1.1072 | -1.8991 | -2.5587 | -2.8766 | -3.724 | -4.772 | -5.8361 | -6.8083 | -10.0795 | -11.8907 | -13.5981 | 3.9656 | 3.6818 | 3.2754 | 2.8504 | 2.4374 | 2.0189 | 1.9417 | 1.4729 | 0.87843 | 0.28203 | -0.22886 | -1.7547 | -2.5148 | -3.3372 | 2.465 | 2.0442 | 1.3865 | 0.69707 | 0.020998 | -0.62391 | -0.82599 | -1.6086 | -2.5695 | -3.5398 | -4.4117 | -7.2244 | -8.7323 | -10.1773
|  | WANTAGE | ST |  |  |  |  | 1.2141 | 0.86659 | 0.53064 | 0.13257 | -0.22404 | -0.40343 | -0.65056 | -0.91489 | -1.2816 | -1.3101 | -1.7153 | -4.1428 | -6.0745 | -7.9402 | 4.0999 | 3.8887 | 3.6836 | 3.4245 | 3.1758 | 3.0178 | 2.7954 | 2.5482 | 2.223 | 2.2029 | 1.8422 | -0.23944 | -2.0656 | -4.569 | 2.6722 | 2.3801 | 2.1047 | 1.7591 | 1.4406 | 1.2775 | 1.0208 | 0.7382 | 0.36192 | 0.46006 | 0.061859 | -2.1458 | -3.7508 | -5.291
|  | WANTAGE | FS |  |  |  |  | 1.3265 | 1.0692 | 0.77758 | 0.49213 | 0.2074 | 0.023693 | -0.13953 | -0.43195 | -0.7749 | -1.1842 | -1.2782 | -3.4113 | -5.6339 | -7.8314 | 4.1533 | 3.9793 | 3.7815 | 3.5893 | 3.379 | 3.2067 | 3.04 | 2.7834 | 2.4777 | 2.1138 | 2.0172 | -0.13105 | -3.0875 | -7.6314 | 2.7613 | 2.5429 | 2.2937 | 2.0577 | 1.8079 | 1.6263 | 1.4855 | 1.2149 | 0.89188 | 0.4983 | 0.55734 | -1.3825 | -3.3438 | -5.2586
MANNINGTON GSP | WAREHAM | WAREHAM TOWN | MINIMUM HEADROOM | SY 92036 87463 | NO | YES | 0.604 | 1.6817 | 1.4208 | 0.7081 | 0.053447 | -0.54271 | -1.3629 | -2.5219 | -3.3729 | -4.2666 | -5.2503 | -6.1867 | -10.8772 | -15.6227 | -20.34 | 4.9811 | 4.6978 | 3.8475 | 3.0668 | 2.4054 | 1.5556 | 0.38905 | -0.20351 | -0.81161 | -1.5503 | -2.2458 | -6.103 | -10.7913 | -15.8361 | 2.5787 | 2.3209 | 1.5538 | 0.82636 | 0.022156 | -0.95094 | -2.2143 | -3.0599 | -3.9079 | -4.8812 | -5.803 | -10.7612 | -16.1883 | -21.6737
|  | WAREHAM TOWN | CT |  |  |  |  | 1.7892 | 1.6244 | 1.3882 | 1.1151 | 0.75253 | 0.35377 | -0.36289 | -1.0387 | -2.1996 | -3.1624 | -4.185 | -8.91 | -12.6712 | -15.9457 | 5.0424 | 4.8616 | 4.5818 | 4.2454 | 3.8722 | 3.4355 | 2.7294 | 2.3467 | 1.3463 | 0.55412 | -0.34867 | -4.2851 | -8.0069 | -12.3037 | 2.6714 | 2.5399 | 2.3577 | 2.1334 | 1.6624 | 1.1461 | 0.38288 | -0.26693 | -1.4711 | -2.4577 | -3.5188 | -8.3532 | -12.3177 | -15.9394
|  | WAREHAM TOWN | LW |  |  |  |  | 1.6817 | 1.4208 | 0.7081 | 0.053447 | -0.54271 | -1.3629 | -2.5219 | -3.3729 | -4.2666 | -5.2503 | -6.1867 | -10.8772 | -15.6227 | -20.34 | 4.9811 | 4.6978 | 3.8475 | 3.0668 | 2.4054 | 1.5556 | 0.38905 | -0.20351 | -0.81161 | -1.5503 | -2.2458 | -6.103 | -10.7913 | -15.8361 | 2.5787 | 2.3209 | 1.5538 | 0.82636 | 0.022156 | -0.95094 | -2.2143 | -3.0599 | -3.9079 | -4.8812 | -5.803 | -10.7612 | -16.1883 | -21.6737
|  | WAREHAM TOWN | ST |  |  |  |  | 1.8466 | 1.7408 | 1.0507 | 0.55643 | 0.12886 | -0.17023 | -0.53693 | -1.0719 | -1.726 | -2.3104 | -2.5993 | -6.393 | -10.1201 | -14.1932 | 5.1122 | 4.98 | 4.1457 | 3.5606 | 3.0785 | 2.771 | 2.4182 | 1.8503 | 1.1868 | 0.60001 | 0.37969 | -3.6347 | -7.981 | -13.0154 | 2.7087 | 2.6125 | 1.8085 | 1.2538 | 0.80679 | 0.53238 | 0.19757 | -0.33818 | -0.96933 | -1.4875 | -1.6407 | -5.6161 | -10.3913 | -15.0105
|  | WAREHAM TOWN | FS |  |  |  |  | 1.9002 | 1.8266 | 1.6503 | 1.4785 | 1.2696 | 1.0563 | 0.74894 | 0.39097 | -0.046083 | -0.49203 | -0.76955 | -2.3796 | -4.2849 | -7.1063 | 5.1628 | 5.0517 | 4.83 | 4.6076 | 4.3595 | 4.099 | 3.7278 | 3.2642 | 2.7407 | 2.2089 | 1.8981 | 0.26115 | -2.0321 | -6.8934 | 2.7571 | 2.6864 | 2.5056 | 2.3359 | 2.1299 | 1.9252 | 1.6188 | 1.2586 | 0.82349 | 0.40163 | 0.12511 | -1.3588 | -2.992 | -6.1641
BRAMLEY (FLEE) | BRACKNELL MAIN | WARFIELD | MINIMUM HEADROOM | SU 86960 71382 | NO | YES | 7.066 | 1.429 | 1.1271 | 0.42377 | -0.3866 | -0.80283 | -1.7574 | -2.8144 | -4.3905 | -6.1536 | -7.8831 | -9.3734 | -13.7603 | -16.4454 | -18.219 | 5.3684 | 5.096 | 4.6725 | 4.23 | 4.0103 | 3.5122 | 2.8579 | 1.9464 | 0.94926 | 0.078917 | -0.73286 | -4.1857 | -7.0214 | -14.0707 | 1.3239 | 1.025 | 0.40291 | -0.33522 | -0.69429 | -1.5877 | -2.5826 | -4.0373 | -5.6807 | -7.2908 | -8.6627 | -12.6249 | -14.7531 | -16.2512
|  | WARFIELD | CT |  |  |  |  | 1.4876 | 1.1589 | 0.47892 | -0.21601 | -0.67098 | -1.4256 | -2.3677 | -3.821 | -5.3641 | -6.5686 | -7.972 | -13.3045 | -16.4454 | -18.219 | 5.381 | 5.096 | 4.6725 | 4.23 | 4.0103 | 3.5122 | 2.8579 | 1.9464 | 0.94926 | 0.21009 | -0.70201 | -4.1857 | -7.0214 | -10.8666 | 1.3826 | 1.0538 | 0.44174 | -0.18599 | -0.58182 | -1.2822 | -2.1677 | -3.5111 | -4.9488 | -6.0518 | -7.3514 | -12.1405 | -14.7531 | -16.2512
|  | WARFIELD | LW |  |  |  |  | 1.429 | 1.1271 | 0.42377 | -0.3866 | -0.80283 | -1.7574 | -2.8144 | -4.3905 | -6.1536 | -7.8831 | -9.3734 | -13.7603 | -15.3607 | -16.7872 | 5.3684 | 5.149 | 4.783 | 4.3202 | 4.219 | 3.6473 | 2.9929 | 2.1142 | 1.0831 | 0.078917 | -0.73286 | -2.8486 | -3.4884 | -4.2078 | 1.3239 | 1.025 | 0.40291 | -0.33522 | -0.69429 | -1.5877 | -2.5826 | -4.0373 | -5.6807 | -7.2908 | -8.6627 | -12.6249 | -14.0329 | -15.3275
|  | WARFIELD | ST |  |  |  |  | 1.7021 | 1.5831 | 1.4255 | 1.2612 | 1.0417 | 0.77253 | 0.44504 | 0.36666 | -0.080396 | -0.64987 | -1.2864 | -5.8225 | -8.9435 | -11.6089 | 5.5273 | 5.3974 | 5.2232 | 5.0411 | 4.8026 | 4.5206 | 4.1831 | 4.0874 | 3.6419 | 3.0853 | 2.461 | -1.3979 | -4.4977 | -8.5825 | 1.5911 | 1.4732 | 1.3108 | 1.1463 | 0.92186 | 0.64635 | 0.31049 | 0.28298 | -0.16515 | -0.73744 | -1.3765 | -5.6028 | -8.3565 | -10.7041
|  | WARFIELD | FS |  |  |  |  | 1.7219 | 1.6242 | 1.4369 | 1.2208 | 1.0332 | 0.78513 | 0.5113 | 0.10341 | -0.3643 | -0.56069 | -1.0955 | -4.6784 | -8.1406 | -11.5926 | 5.542 | 5.422 | 5.2465 | 5.0371 | 4.848 | 4.5968 | 4.2961 | 3.9008 | 3.4346 | 3.1916 | 2.6479 | -1.1024 | -6.1635 | -14.0707 | 1.6165 | 1.5227 | 1.3491 | 1.1451 | 0.9779 | 0.74243 | 0.48079 | 0.10607 | -0.33435 | -0.49428 | -1.0003 | -4.3649 | -7.5561 | -10.6671
MELKSHAM GSP | FROME BSP | WARMINSTER | MINIMUM HEADROOM | ST 84936 44551 | NO | YES | 4.33 | 6.3784 | 5.9082 | 5.3871 | 4.6718 | 4.0957 | 3.4291 | 2.7295 | 1.9693 | 1.3961 | 0.75072 | 0.27811 | -1.45 | -2.8126 | -3.6965 | 5.5768 | 5.2154 | 4.9386 | 4.5368 | 4.2301 | 3.8465 | 3.4294 | 3.003 | 2.8328 | 2.4741 | 2.2105 | 0.81597 | -0.32939 | -2.2314 | 6.1676 | 5.7278 | 5.2683 | 4.624 | 4.1059 | 3.4679 | 2.787 | 2.0591 | 1.6485 | 1.0305 | 0.58382 | -0.9697 | -2.1282 | -2.9025
|  | WARMINSTER | CT |  |  |  |  | 6.4631 | 6.0125 | 5.5799 | 4.9592 | 4.4287 | 3.8431 | 3.2033 | 2.438 | 1.8624 | 1.2815 | 0.816 | -1.45 | -2.8126 | -3.6965 | 5.6328 | 5.2593 | 5.0074 | 4.637 | 4.3146 | 3.9528 | 3.5365 | 3.0645 | 2.8554 | 2.5207 | 2.2105 | 0.81597 | -0.32939 | -1.8144 | 6.2412 | 5.8105 | 5.4203 | 4.8629 | 4.3697 | 3.8177 | 3.1901 | 2.4485 | 2.0346 | 1.5025 | 1.0443 | -0.9697 | -2.1282 | -2.9025
|  | WARMINSTER | LW |  |  |  |  | 6.3784 | 5.9082 | 5.3871 | 4.6718 | 4.0957 | 3.4291 | 2.7295 | 1.9693 | 1.3961 | 0.75072 | 0.27811 | -1.3806 | -2.2533 | -2.9465 | 5.5768 | 5.2154 | 4.9386 | 4.5368 | 4.2301 | 3.8465 | 3.4294 | 3.003 | 2.8328 | 2.4741 | 2.2283 | 1.4719 | 1.1122 | 0.75179 | 6.1676 | 5.7278 | 5.2683 | 4.624 | 4.1059 | 3.4679 | 2.787 | 2.0591 | 1.6485 | 1.0305 | 0.58382 | -0.8948 | -1.6316 | -2.2772
|  | WARMINSTER | ST |  |  |  |  | 6.5092 | 6.1084 | 5.8678 | 5.4895 | 5.2252 | 4.9402 | 4.6629 | 4.4244 | 4.1254 | 3.8656 | 3.6782 | 2.391 | 1.1198 | -0.033526 | 5.6705 | 5.3418 | 5.1669 | 4.9029 | 4.7152 | 4.4972 | 4.281 | 4.0879 | 3.8309 | 3.5778 | 3.3539 | 2.3227 | 1.1801 | -0.3773 | 6.2983 | 5.939 | 5.7132 | 5.3751 | 5.1383 | 4.8656 | 4.5926 | 4.3622 | 4.0564 | 3.7697 | 3.5364 | 2.4417 | 1.4069 | 0.45435
|  | WARMINSTER | FS |  |  |  |  | 6.6105 | 6.2924 | 6.1217 | 5.8364 | 5.6253 | 5.4155 | 5.1895 | 4.9351 | 4.6792 | 4.4048 | 4.1574 | 2.9976 | 1.7906 | 0.57007 | 5.7339 | 5.4555 | 5.3141 | 5.1014 | 4.9281 | 4.7572 | 4.5521 | 4.3296 | 4.1044 | 3.8453 | 3.5924 | 2.3448 | 0.55709 | -2.2314 | 6.3881 | 6.1036 | 5.9358 | 5.6836 | 5.4853 | 5.2987 | 5.0817 | 4.8397 | 4.6012 | 4.325 | 4.0659 | 2.9712 | 1.8679 | 0.74908
LOVEDEAN GSP | FORT WIDLEY | WATERLOOVILLE | MINIMUM HEADROOM | SU 67988 09282 | NO | YES | 12.003 | 13.718 | 13.1014 | 11.5386 | 9.9925 | 7.8581 | 5.7481 | 3.6523 | 0.89523 | -1.9314 | -4.6622 | -7.1759 | -14.8982 | -20.4983 | -24.2569 | 17.9788 | 17.5815 | 16.6269 | 15.68 | 14.1637 | 12.9281 | 11.7393 | 10.2165 | 8.6568 | 7.3771 | 5.9009 | -0.29621 | -6.1203 | -20.1894 | 14.9091 | 14.2942 | 12.9132 | 11.6441 | 9.8093 | 7.873 | 5.9788 | 3.561 | 1.0026 | -1.4648 | -3.6139 | -9.9587 | -14.5396 | -17.6978
|  | WATERLOOVILLE | CT |  |  |  |  | 13.8369 | 13.3399 | 11.9219 | 10.5695 | 8.462 | 6.6022 | 4.6822 | 2.0572 | -0.54114 | -2.7441 | -5.1145 | -14.495 | -20.4983 | -24.2569 | 18.0105 | 17.6306 | 16.6649 | 15.7225 | 14.1637 | 12.9281 | 11.7393 | 10.2165 | 8.6568 | 7.3771 | 5.9009 | -0.29621 | -6.1203 | -13.9944 | 15.0104 | 14.4938 | 13.2173 | 12.1251 | 10.2639 | 8.5685 | 6.8148 | 4.4796 | 2.1145 | 0.2249 | -1.8868 | -9.5625 | -14.5396 | -17.6978
|  | WATERLOOVILLE | LW |  |  |  |  | 13.718 | 13.1014 | 11.5386 | 9.9925 | 7.8581 | 5.7481 | 3.6523 | 0.89523 | -1.9314 | -4.6622 | -7.1759 | -14.8982 | -18.839 | -22.2717 | 17.9788 | 17.5815 | 16.6269 | 15.68 | 14.2923 | 13.0729 | 11.9679 | 10.6021 | 9.1437 | 7.7491 | 6.4953 | 3.0042 | 1.3034 | -0.32622 | 14.9091 | 14.2942 | 12.9132 | 11.6441 | 9.8093 | 7.873 | 5.9788 | 3.561 | 1.0026 | -1.4648 | -3.6139 | -9.9587 | -13.1793 | -16.1
|  | WATERLOOVILLE | ST |  |  |  |  | 14.142 | 13.8465 | 13.2808 | 12.4115 | 11.2151 | 10.6318 | 9.9182 | 9.0489 | 8.1215 | 7.1113 | 5.9473 | -0.18506 | -4.8772 | -9.5124 | 18.1886 | 17.9365 | 17.3634 | 16.4999 | 15.3329 | 14.7464 | 14.136 | 13.4212 | 12.6527 | 11.8292 | 10.8779 | 5.2425 | -0.52201 | -8.7789 | 15.3252 | 15.0277 | 14.5011 | 13.6932 | 12.6109 | 12.0973 | 11.4467 | 10.6784 | 9.8454 | 8.9402 | 7.9197 | 2.3274 | -1.7446 | -5.582
|  | WATERLOOVILLE | FS |  |  |  |  | 14.2626 | 14.092 | 13.559 | 12.7437 | 11.6087 | 10.7768 | 10.3681 | 9.4742 | 8.5538 | 7.6055 | 6.479 | 0.86515 | -4.4695 | -10.0205 | 18.2751 | 18.1068 | 17.5862 | 16.78 | 15.6607 | 14.843 | 14.3799 | 13.534 | 12.6226 | 11.6792 | 10.6085 | 4.3547 | -5.0166 | -20.1894 | 15.4329 | 15.2528 | 14.7773 | 14.0451 | 13.0515 | 12.2512 | 11.9693 | 11.1967 | 10.376 | 9.5052 | 8.5095 | 3.3596 | -1.4 | -6.068
COWLEY GSP | HIGH WYCOMBE BSP | WATLINGTON | MINIMUM HEADROOM | SU 69106 94287 | NO | YES | 2.479 | -13.3613 | -13.5357 | -13.7592 | -13.9958 | -14.2543 | -14.5563 | -14.9269 | -15.356 | -15.8495 | -15.8993 | -16.23 | -17.2499 | -18.002 | -18.7231 | -13.0062 | -13.124 | -13.2601 | -13.3682 | -13.5398 | -13.6711 | -13.8958 | -14.173 | -14.4833 | -14.6905 | -14.5972 | -15.4433 | -16.4253 | -18.7431 | -12.8619 | -13.019 | -13.2199 | -13.4273 | -13.655 | -13.9219 | -14.2636 | -14.656 | -15.1147 | -15.1368 | -15.3942 | -16.2476 | -16.8491 | -17.4459
|  | WATLINGTON | CT |  |  |  |  | -13.3613 | -13.5357 | -13.749 | -13.9268 | -14.1798 | -14.3897 | -14.7052 | -15.1133 | -15.5571 | -15.8716 | -15.8306 | -17.0401 | -17.9332 | -18.6791 | -13.0062 | -13.124 | -13.2601 | -13.3682 | -13.5398 | -13.6711 | -13.8958 | -14.173 | -14.4833 | -14.6905 | -14.5972 | -15.4433 | -16.327 | -17.6027 | -12.8599 | -13.019 | -13.2104 | -13.3657 | -13.5968 | -13.7773 | -14.0708 | -14.4462 | -14.858 | -15.1368 | -15.0378 | -16.0352 | -16.7459 | -17.3205
|  | WATLINGTON | LW |  |  |  |  | -13.3582 | -13.5159 | -13.7592 | -13.9958 | -14.2543 | -14.5563 | -14.9269 | -15.356 | -15.8495 | -15.8993 | -16.23 | -17.2499 | -18.002 | -18.7231 | -13.0024 | -13.0972 | -13.225 | -13.3468 | -13.4844 | -13.6535 | -13.8827 | -14.1406 | -14.4523 | -14.3863 | -14.5617 | -15.016 | -15.3146 | -15.6447 | -12.8619 | -13.0063 | -13.2199 | -13.4273 | -13.655 | -13.9219 | -14.2636 | -14.656 | -15.1147 | -15.1051 | -15.3942 | -16.2476 | -16.8491 | -17.4459
|  | WATLINGTON | ST |  |  |  |  | -13.298 | -13.4147 | -13.5363 | -13.6872 | -13.8494 | -13.9874 | -14.1729 | -14.3643 | -14.5454 | -14.7976 | -15.068 | -15.8712 | -16.6102 | -17.2307 | -12.9695 | -13.0468 | -13.1169 | -13.2134 | -13.3214 | -13.4116 | -13.5427 | -13.6887 | -13.8247 | -14.0278 | -14.2506 | -14.9984 | -15.8639 | -17.0925 | -12.8033 | -12.9069 | -13.0073 | -13.1383 | -13.2805 | -13.3991 | -13.5655 | -13.7416 | -13.9011 | -14.1386 | -14.3946 | -15.0797 | -15.6858 | -16.1813
|  | WATLINGTON | FS |  |  |  |  | -13.2402 | -13.3207 | -13.3695 | -13.4479 | -13.5195 | -13.6063 | -13.666 | -13.8171 | -13.9896 | -14.1917 | -14.3583 | -15.5601 | -16.1449 | -16.9235 | -12.9503 | -13.0145 | -13.0599 | -13.1329 | -13.2033 | -13.2891 | -13.363 | -13.4969 | -13.6543 | -13.8397 | -13.9953 | -15.2528 | -16.4253 | -18.7431 | -12.7558 | -12.8283 | -12.8688 | -12.9399 | -13.004 | -13.0836 | -13.1366 | -13.2709 | -13.4269 | -13.6137 | -13.757 | -14.8689 | -15.2873 | -15.9262
AMERSHAM | LOUDWATER BSP | WELL END | MINIMUM HEADROOM | SU 88511 87957 | NO | YES | 1.153 | 8.2035 | 7.7226 | 7.0415 | 6.3761 | 5.7217 | 5.1993 | 4.3503 | 3.2069 | 1.9817 | 0.84697 | -0.1414 | -3.3142 | -4.854 | -6.1235 | 12.4327 | 12.2448 | 12.0362 | 11.8246 | 11.55 | 11.1103 | 10.8348 | 10.2579 | 9.5497 | 8.8888 | 8.3644 | 6.0389 | 3.9786 | -1.5442 | 9.2606 | 8.8432 | 8.2834 | 7.6955 | 7.1254 | 6.7279 | 5.9637 | 4.9581 | 3.8535 | 2.824 | 1.9622 | -0.67605 | -1.8757 | -2.9605
|  | WELL END | CT |  |  |  |  | 8.2586 | 7.8537 | 7.2399 | 6.6944 | 6.047 | 5.3751 | 4.9487 | 3.9066 | 2.8224 | 2.0176 | 1.0982 | -2.7512 | -4.854 | -6.1235 | 12.4757 | 12.3008 | 12.093 | 11.9165 | 11.55 | 11.1103 | 10.9139 | 10.2779 | 9.5867 | 9.0916 | 8.4817 | 6.0389 | 3.9786 | 1.1511 | 9.3062 | 8.9532 | 8.4434 | 7.9646 | 7.3824 | 6.7804 | 6.4807 | 5.5642 | 4.5961 | 3.9016 | 3.0815 | -0.050795 | -1.8757 | -2.9605
|  | WELL END | LW |  |  |  |  | 8.2035 | 7.7226 | 7.0415 | 6.3761 | 5.7217 | 5.1993 | 4.3503 | 3.2069 | 1.9817 | 0.84697 | -0.1414 | -3.3142 | -4.5467 | -5.6579 | 12.4327 | 12.2448 | 12.0362 | 11.8246 | 11.589 | 11.2856 | 10.8348 | 10.2579 | 9.5497 | 8.8888 | 8.3644 | 6.9134 | 6.4183 | 5.8711 | 9.2606 | 8.8432 | 8.2834 | 7.6955 | 7.1254 | 6.7279 | 5.9637 | 4.9581 | 3.8535 | 2.824 | 1.9622 | -0.67605 | -1.6666 | -2.6497
|  | WELL END | ST |  |  |  |  | 8.401 | 8.0869 | 7.8055 | 7.5834 | 7.3404 | 7.102 | 6.789 | 6.4136 | 5.9718 | 5.9076 | 5.4746 | 2.6519 | 0.75929 | -1.0278 | 12.5368 | 12.4274 | 12.2932 | 12.1773 | 12.0371 | 11.8709 | 11.6635 | 11.3908 | 10.9849 | 10.7866 | 10.346 | 7.8486 | 5.6938 | 2.6876 | 9.4461 | 9.1834 | 8.9559 | 8.7494 | 8.5234 | 8.3094 | 8.0124 | 7.6547 | 7.2217 | 7.2136 | 6.7824 | 4.1462 | 2.5476 | 1.0927
|  | WELL END | FS |  |  |  |  | 8.4626 | 8.231 | 7.9631 | 7.7598 | 7.5469 | 7.3091 | 7.0913 | 6.7394 | 6.359 | 5.9356 | 5.8313 | 3.2746 | 0.82732 | -1.4895 | 12.5639 | 12.4884 | 12.3886 | 12.313 | 12.223 | 12.1038 | 11.8817 | 11.5567 | 11.1867 | 10.7638 | 10.6299 | 7.8803 | 4.1609 | -1.5442 | 9.4945 | 9.3019 | 9.0911 | 8.9096 | 8.7205 | 8.5063 | 8.319 | 8.0079 | 7.6608 | 7.2599 | 7.2324 | 4.903 | 2.7947 | 0.88899
LOVEDEAN GSP | FAREHAM T1A T2A (90MVAS) | WEST END | MINIMUM HEADROOM | SU 57216 06147 | NO | YES | 3.113 | 10.5744 | 10.3911 | 9.9673 | 9.4183 | 8.847 | 8.1843 | 7.287 | 6.1517 | 4.9014 | 3.7008 | 2.6151 | -0.32074 | -1.8147 | -2.8289 | 12.02 | 11.7523 | 11.4365 | 11.055 | 10.5666 | 10.3186 | 9.7195 | 8.9281 | 8.1033 | 7.4526 | 6.6937 | 3.3438 | -0.10707 | -9.1583 | 9.8415 | 9.6814 | 9.3021 | 8.7971 | 8.2741 | 7.6697 | 6.8387 | 5.7963 | 4.6376 | 3.5244 | 2.522 | -0.14354 | -1.4326 | -2.2339
|  | WEST END | CT |  |  |  |  | 10.6187 | 10.4331 | 10.0267 | 9.5654 | 8.947 | 8.4473 | 7.6207 | 6.4976 | 5.3191 | 4.4244 | 3.3933 | -0.20566 | -1.8147 | -2.8289 | 12.02 | 11.7523 | 11.4365 | 11.055 | 10.5666 | 10.3186 | 9.7195 | 8.9281 | 8.1033 | 7.4526 | 6.6937 | 3.3438 | 0.15932 | -4.4172 | 9.8833 | 9.7081 | 9.3534 | 8.9292 | 8.3558 | 7.9043 | 7.137 | 6.1045 | 5.0141 | 4.197 | 3.2441 | -0.020059 | -1.4326 | -2.2339
|  | WEST END | LW |  |  |  |  | 10.5744 | 10.3911 | 9.9673 | 9.4183 | 8.847 | 8.1843 | 7.287 | 6.1517 | 4.9014 | 3.7008 | 2.6151 | -0.32074 | -1.1954 | -1.8725 | 12.0309 | 11.8212 | 11.5536 | 11.1763 | 10.7919 | 10.51 | 9.9454 | 9.2387 | 8.4744 | 7.7491 | 7.1496 | 5.4129 | 4.7923 | 4.1129 | 9.8415 | 9.6814 | 9.3021 | 8.7971 | 8.2741 | 7.6697 | 6.8387 | 5.7963 | 4.6376 | 3.5244 | 2.522 | -0.14354 | -0.91033 | -1.5085
|  | WEST END | ST |  |  |  |  | 10.676 | 10.5818 | 10.5018 | 10.3631 | 10.1618 | 9.8621 | 9.4772 | 9.0014 | 8.5714 | 7.871 | 7.0969 | 2.6757 | 0.60116 | -0.89119 | 12.1111 | 11.9429 | 11.8193 | 11.6255 | 11.4249 | 11.1548 | 10.8311 | 10.4388 | 10.2663 | 9.808 | 9.3137 | 6.1134 | 2.9286 | -1.8561 | 9.9391 | 9.853 | 9.777 | 9.6466 | 9.4671 | 9.1849 | 8.8218 | 8.3764 | 7.9777 | 7.3139 | 6.5759 | 2.3756 | 0.46811 | -0.8575
|  | WEST END | FS |  |  |  |  | 10.7012 | 10.6446 | 10.6096 | 10.5269 | 10.3596 | 10.1429 | 9.8739 | 9.5239 | 9.1115 | 8.5895 | 8.1876 | 4.5285 | 1.08 | -1.7652 | 12.111 | 11.9528 | 11.8083 | 11.6034 | 11.3688 | 11.1265 | 10.7951 | 10.3752 | 9.9079 | 9.3783 | 9.0944 | 5.3964 | -0.10707 | -9.1583 | 9.9627 | 9.9118 | 9.8791 | 9.8021 | 9.6675 | 9.467 | 9.2171 | 8.8951 | 8.5113 | 8.0208 | 7.6511 | 4.2131 | 0.99005 | -1.6279
MELKSHAM GSP | WEST GRAFTON | WEST GRAFTON VILLAGE | MINIMUM HEADROOM | SU 24639 60279 | NO | YES | 1.283 | 3.3621 | 3.2689 | 3.108 | 2.9347 | 2.7316 | 2.4614 | 2.2174 | 1.9402 | 1.6152 | 1.2989 | 1.0724 | 0.38737 | -0.074716 | -0.50223 | 4.555 | 4.4601 | 4.3641 | 4.2579 | 4.1612 | 4.038 | 3.9042 | 3.7116 | 3.4945 | 3.3135 | 3.1632 | 2.6101 | 1.9246 | 0.47659 | 3.556 | 3.4135 | 3.284 | 3.1264 | 2.9509 | 2.7397 | 2.5414 | 2.3352 | 2.103 | 1.8731 | 1.6807 | 1.0482 | 0.67474 | 0.39025
|  | WEST GRAFTON VILLAGE | CT |  |  |  |  | 3.3747 | 3.2689 | 3.108 | 2.9347 | 2.7766 | 2.5836 | 2.384 | 2.1079 | 1.8047 | 1.6018 | 1.3343 | 0.56968 | 0.079684 | -0.32328 | 4.555 | 4.4601 | 4.3641 | 4.2579 | 4.1612 | 4.038 | 3.9049 | 3.7116 | 3.4945 | 3.3555 | 3.1632 | 2.6101 | 2.066 | 1.2701 | 3.556 | 3.4135 | 3.284 | 3.1464 | 3.0093 | 2.8571 | 2.7007 | 2.4988 | 2.2817 | 2.1125 | 1.9119 | 1.1717 | 0.76937 | 0.48368
|  | WEST GRAFTON VILLAGE | LW |  |  |  |  | 3.3621 | 3.297 | 3.124 | 2.9354 | 2.7316 | 2.4614 | 2.2174 | 1.9402 | 1.6152 | 1.2989 | 1.0724 | 0.38737 | -0.074716 | -0.50223 | 4.567 | 4.4937 | 4.3977 | 4.3028 | 4.1966 | 4.0427 | 3.9042 | 3.731 | 3.5178 | 3.3135 | 3.1832 | 2.8635 | 2.6825 | 2.4852 | 3.58 | 3.4584 | 3.2951 | 3.1264 | 2.9509 | 2.7397 | 2.5414 | 2.3352 | 2.103 | 1.8731 | 1.6807 | 1.0482 | 0.67474 | 0.39025
|  | WEST GRAFTON VILLAGE | ST |  |  |  |  | 3.4222 | 3.3878 | 3.2467 | 3.0767 | 2.9077 | 2.7283 | 2.5579 | 2.3949 | 2.1965 | 2.0109 | 1.7736 | 0.88 | 0.54305 | 0.30502 | 4.5941 | 4.5306 | 4.4558 | 4.3602 | 4.2662 | 4.1586 | 4.0694 | 3.9556 | 3.8201 | 3.6917 | 3.5258 | 2.7632 | 2.2488 | 1.52 | 3.6106 | 3.5061 | 3.3677 | 3.2155 | 3.0651 | 2.9044 | 2.7527 | 2.6049 | 2.4403 | 2.2803 | 2.092 | 1.3678 | 1.0549 | 0.87317
|  | WEST GRAFTON VILLAGE | FS |  |  |  |  | 3.4295 | 3.4046 | 3.3656 | 3.3437 | 3.3023 | 3.2593 | 3.2021 | 3.086 | 2.9745 | 2.8071 | 2.6301 | 1.7067 | 0.90682 | 0.53377 | 4.6262 | 4.5801 | 4.5349 | 4.4969 | 4.4445 | 4.3909 | 4.3229 | 4.2188 | 4.1284 | 3.9954 | 3.8522 | 2.9838 | 1.9246 | 0.47659 | 3.6892 | 3.6264 | 3.5859 | 3.5501 | 3.5056 | 3.4621 | 3.412 | 3.2977 | 3.19 | 3.0555 | 2.9152 | 2.181 | 1.438 | 1.0856
AXMINSTER | YEOVIL BSP | WEST HENDFORD | MINIMUM HEADROOM | ST 55000 15442 | NO | YES | 14.882 | 22.275 | 22.1019 | 21.9058 | 21.6553 | 21.4043 | 21.0234 | 20.5715 | 20.237 | 19.6705 | 18.7921 | 17.8025 | 15.3597 | 14.6854 | 13.766 | 23.2786 | 23.1569 | 23.0204 | 22.839 | 22.6708 | 22.3934 | 22.0606 | 21.7253 | 21.1617 | 20.6259 | 19.9707 | 17.5639 | 15.3025 | 9.1446 | 24.2101 | 24.0553 | 23.8775 | 23.6469 | 23.4205 | 22.9697 | 22.3153 | 21.7381 | 20.9031 | 20.0683 | 19.3036 | 17.3781 | 16.0841 | 15.5619
|  | WEST HENDFORD | CT |  |  |  |  | 22.3111 | 22.1456 | 21.9721 | 21.7723 | 21.4993 | 21.206 | 20.7959 | 20.4439 | 19.9087 | 19.3185 | 18.5374 | 15.7763 | 14.7307 | 13.766 | 23.2929 | 23.1621 | 23.0315 | 22.8755 | 22.6708 | 22.4428 | 22.1219 | 21.7425 | 21.1617 | 20.6259 | 19.9707 | 17.5639 | 15.4663 | 12.3375 | 24.2433 | 24.0938 | 23.9389 | 23.7583 | 23.5094 | 23.2001 | 22.6024 | 22.0055 | 21.1894 | 20.5813 | 19.8394 | 17.7766 | 16.5297 | 15.6435
|  | WEST HENDFORD | LW |  |  |  |  | 22.275 | 22.1019 | 21.9058 | 21.6553 | 21.4043 | 21.0234 | 20.5715 | 20.237 | 19.6705 | 18.7921 | 17.8025 | 15.3597 | 14.7313 | 14.0053 | 23.2786 | 23.1569 | 23.0204 | 22.839 | 22.6713 | 22.3934 | 22.0606 | 21.7253 | 21.193 | 20.6473 | 19.9803 | 18.4094 | 18.0019 | 17.5929 | 24.2101 | 24.0553 | 23.8775 | 23.6469 | 23.4205 | 22.9697 | 22.3153 | 21.7381 | 20.9031 | 20.0683 | 19.3036 | 17.3781 | 16.6968 | 15.8148
|  | WEST HENDFORD | ST |  |  |  |  | 22.36 | 22.2679 | 22.1224 | 21.9668 | 21.7746 | 21.5594 | 21.3091 | 20.9886 | 20.592 | 20.1076 | 19.7131 | 16.0517 | 14.6854 | 14.1531 | 23.3304 | 23.2586 | 23.1368 | 23.012 | 22.8598 | 22.6899 | 22.4995 | 22.2486 | 21.9376 | 21.5587 | 21.2727 | 18.5111 | 16.8971 | 13.6569 | 24.2908 | 24.2128 | 24.0793 | 23.9386 | 23.766 | 23.5723 | 23.3468 | 23.0498 | 22.4926 | 21.7913 | 21.14 | 17.4114 | 16.0841 | 15.5619
|  | WEST HENDFORD | FS |  |  |  |  | 22.3805 | 22.3185 | 22.2333 | 22.129 | 22.0125 | 21.8726 | 21.7059 | 21.5143 | 21.2836 | 20.9792 | 20.6483 | 18.7398 | 16.1947 | 14.4347 | 23.3409 | 23.2857 | 23.2102 | 23.1171 | 23.018 | 22.8938 | 22.7407 | 22.5593 | 22.3504 | 22.0786 | 21.7622 | 19.2114 | 15.3025 | 9.1446 | 24.3091 | 24.2581 | 24.1851 | 24.0938 | 23.9931 | 23.8693 | 23.7209 | 23.5487 | 23.3404 | 23.062 | 22.6279 | 20.0271 | 17.5955 | 15.9056
MANNINGTON GSP | SHAFTESBURY BSP | WEST STOUR | MINIMUM HEADROOM | ST 77699 22040 | NO | YES | 0.769 | 3.8652 | 3.7034 | 3.502 | 3.2642 | 3.0151 | 2.7107 | 2.4191 | 2.0884 | 1.7247 | 1.3693 | 1.0902 | 0.12576 | -0.52699 | -1.14 | 5.933 | 5.8426 | 5.7317 | 5.6111 | 5.4799 | 5.2937 | 5.1143 | 4.9097 | 4.6786 | 4.4515 | 4.2965 | 3.6427 | 2.9938 | 1.6444 | 4.6105 | 4.466 | 4.2793 | 4.0649 | 3.8415 | 3.5614 | 3.2926 | 2.9883 | 2.6535 | 2.3251 | 2.0722 | 1.2042 | 0.60143 | 0.028409
|  | WEST STOUR | CT |  |  |  |  | 3.8652 | 3.7034 | 3.5169 | 3.3457 | 3.1249 | 2.9072 | 2.6815 | 2.3745 | 2.036 | 1.7761 | 1.4694 | 0.36436 | -0.31023 | -0.85322 | 5.933 | 5.8426 | 5.7317 | 5.6391 | 5.4999 | 5.3614 | 5.208 | 4.9982 | 4.7552 | 4.5833 | 4.3642 | 3.6427 | 2.9938 | 2.1211 | 4.6105 | 4.466 | 4.2987 | 4.1482 | 3.9494 | 3.7532 | 3.5476 | 3.2649 | 2.9489 | 2.711 | 2.4259 | 1.4372 | 0.83498 | 0.34407
|  | WEST STOUR | LW |  |  |  |  | 3.884 | 3.7395 | 3.502 | 3.2642 | 3.0151 | 2.7107 | 2.4191 | 2.0884 | 1.7247 | 1.3693 | 1.0902 | 0.12576 | -0.52699 | -1.14 | 5.9405 | 5.8652 | 5.7347 | 5.6111 | 5.4799 | 5.2937 | 5.1143 | 4.9097 | 4.6786 | 4.4515 | 4.2965 | 3.8076 | 3.4366 | 3.0626 | 4.6261 | 4.4964 | 4.2793 | 4.0649 | 3.8415 | 3.5614 | 3.2926 | 2.9883 | 2.6535 | 2.3251 | 2.0722 | 1.2042 | 0.60143 | 0.028409
|  | WEST STOUR | ST |  |  |  |  | 3.941 | 3.8125 | 3.6373 | 3.4401 | 3.2474 | 3.0475 | 2.866 | 2.6708 | 2.452 | 2.2505 | 2.0125 | 0.92339 | 0.30865 | -0.17834 | 5.9805 | 5.9094 | 5.8092 | 5.6926 | 5.5833 | 5.4666 | 5.3688 | 5.236 | 5.0801 | 4.9345 | 4.7584 | 3.8384 | 3.1678 | 2.3038 | 4.6813 | 4.5675 | 4.4079 | 4.23 | 4.0586 | 3.8812 | 3.722 | 3.5439 | 3.3425 | 3.1588 | 2.9402 | 1.9237 | 1.3609 | 0.9135
|  | WEST STOUR | FS |  |  |  |  | 4.016 | 3.9301 | 3.8588 | 3.7943 | 3.713 | 3.6319 | 3.5394 | 3.3789 | 3.2344 | 3.0462 | 2.8579 | 1.8759 | 0.95129 | 0.336 | 6.0057 | 5.9504 | 5.8941 | 5.8436 | 5.7772 | 5.7112 | 5.6271 | 5.5076 | 5.4024 | 5.2526 | 5.1019 | 4.2146 | 3.1478 | 1.6444 | 4.747 | 4.671 | 4.6074 | 4.5524 | 4.4811 | 4.4102 | 4.3272 | 4.1828 | 4.0542 | 3.8819 | 3.7113 | 2.8188 | 1.9968 | 1.4423
MANNINGTON GSP | BOURNEMOUTH | WESTBOURNE | MINIMUM HEADROOM | SZ 07642 91485 | NO | YES | 1.17 | 11.6033 | 11.3112 | 10.5794 | 9.7343 | 8.8576 | 7.7412 | 6.444 | 4.897 | 3.1569 | 1.4882 | -0.06334 | -4.7982 | -5.8914 | -7.5697 | 16.0816 | 15.7909 | 15.3769 | 14.9165 | 14.3377 | 13.6892 | 12.8375 | 11.7729 | 10.5543 | 9.6507 | 8.5325 | 3.5045 | -1.4644 | -14.8829 | 13.286 | 13.0116 | 12.3905 | 11.6598 | 10.9018 | 9.9012 | 8.7153 | 7.3182 | 5.7039 | 4.1338 | 2.6791 | -1.6627 | -2.5447 | -4.0708
|  | WESTBOURNE | CT |  |  |  |  | 11.6478 | 11.3536 | 10.8042 | 10.2001 | 9.4616 | 8.6519 | 7.6022 | 6.1233 | 4.479 | 3.2893 | 1.8671 | -3.8696 | -5.8914 | -7.5697 | 16.0816 | 15.7909 | 15.3769 | 14.9165 | 14.3377 | 13.6892 | 12.8375 | 11.7729 | 10.5543 | 9.6507 | 8.5325 | 3.5045 | -0.57491 | -7.3345 | 13.3158 | 13.0304 | 12.5429 | 12.0074 | 11.3383 | 10.598 | 9.6107 | 8.2767 | 6.7662 | 5.7022 | 4.3964 | -0.79531 | -2.5447 | -4.0708
|  | WESTBOURNE | LW |  |  |  |  | 11.6033 | 11.3112 | 10.5794 | 9.7343 | 8.8576 | 7.7412 | 6.444 | 4.897 | 3.1569 | 1.4882 | -0.06334 | -4.7982 | -5.4045 | -7.116 | 16.1356 | 15.9354 | 15.5451 | 15.0721 | 14.5786 | 13.8976 | 13.0782 | 12.139 | 11.0457 | 9.9776 | 9.0016 | 6.3093 | 5.965 | 4.7339 | 13.286 | 13.0116 | 12.3905 | 11.6598 | 10.9018 | 9.9012 | 8.7153 | 7.3182 | 5.7039 | 4.1338 | 2.6791 | -1.6627 | -2.1635 | -3.7647
|  | WESTBOURNE | ST |  |  |  |  | 11.8085 | 11.6432 | 11.5044 | 11.3053 | 11.0933 | 10.8181 | 10.5047 | 10.0887 | 9.6099 | 9.0628 | 8.4554 | 5.7664 | 4.6458 | 3.3422 | 16.2091 | 16.0211 | 15.8291 | 15.5824 | 15.3115 | 14.9731 | 14.5894 | 14.1291 | 13.5986 | 12.9716 | 12.2734 | 8.1838 | 4.2404 | -2.0634 | 13.4819 | 13.3281 | 13.2037 | 13.0223 | 12.8315 | 12.5744 | 12.2769 | 11.89 | 11.4408 | 10.8975 | 10.2985 | 7.6755 | 6.6547 | 5.6106
|  | WESTBOURNE | FS |  |  |  |  | 11.9103 | 11.8125 | 11.6658 | 11.4744 | 11.2624 | 11.0427 | 10.7802 | 10.4126 | 9.9716 | 9.4857 | 9.0007 | 4.9329 | 1.1637 | -1.7379 | 16.2355 | 16.0618 | 15.8548 | 15.599 | 15.3106 | 14.9861 | 14.5707 | 14.0538 | 13.4449 | 12.7705 | 12.0655 | 6.6788 | -1.4644 | -14.8829 | 13.5648 | 13.4693 | 13.3447 | 13.1783 | 12.9922 | 12.8013 | 12.5637 | 12.2434 | 11.8501 | 11.3975 | 10.9496 | 7.28 | 3.9011 | 1.2861
MELKSHAM GSP | FROME BSP | WESTBURY | MINIMUM HEADROOM | ST 87654 51530 | NO | NO | 0.776 | 10.957 | 10.4851 | 9.8253 | 9.0236 | 8.1276 | 7.5093 | 6.3662 | 4.7575 | 3.0038 | 1.4241 | 0.12438 | -4.0898 | -7.2607 | -9.3616 | 16.0345 | 15.6857 | 15.2895 | 14.8634 | 14.383 | 14.1585 | 13.5117 | 12.6473 | 11.6783 | 11.0018 | 10.2519 | 7.5711 | 5.2295 | 0.40702 | 13.0195 | 12.5824 | 11.9844 | 11.2516 | 10.4344 | 9.9039 | 8.882 | 7.4541 | 5.8865 | 4.4602 | 3.2885 | -0.41913 | -3.1131 | -4.9285
|  | WESTBURY | CT |  |  |  |  | 10.9786 | 10.5273 | 9.8809 | 9.2097 | 8.6766 | 7.8843 | 6.8621 | 5.3139 | 3.6537 | 2.4001 | 1.1387 | -3.9454 | -7.2607 | -9.3616 | 16.0416 | 15.6857 | 15.2895 | 14.8634 | 14.6416 | 14.1585 | 13.5117 | 12.6473 | 11.6783 | 11.0162 | 10.2519 | 7.5711 | 5.2295 | 2.155 | 13.042 | 12.6218 | 12.0316 | 11.4186 | 10.9509 | 10.2362 | 9.3161 | 7.939 | 6.4568 | 5.3419 | 4.1932 | -0.26453 | -3.1131 | -4.9285
|  | WESTBURY | LW |  |  |  |  | 10.957 | 10.4851 | 9.8253 | 9.0236 | 8.1276 | 7.5093 | 6.3662 | 4.7575 | 3.0038 | 1.4241 | 0.12438 | -4.0898 | -6.2321 | -7.9975 | 16.0345 | 15.6937 | 15.3641 | 14.899 | 14.383 | 14.2261 | 13.5933 | 12.7924 | 11.8543 | 11.0018 | 10.3932 | 8.7586 | 8.0094 | 7.2174 | 13.0195 | 12.5824 | 11.9844 | 11.2516 | 10.4344 | 9.9039 | 8.882 | 7.4541 | 5.8865 | 4.4602 | 3.2885 | -0.41913 | -2.205 | -3.735
|  | WESTBURY | ST |  |  |  |  | 11.1523 | 10.8535 | 10.6063 | 10.3554 | 9.9713 | 9.5778 | 9.1041 | 8.8312 | 8.1889 | 7.5832 | 7.0148 | 3.3335 | 0.62214 | -1.8678 | 16.1584 | 15.929 | 15.7268 | 15.5239 | 15.1994 | 14.8753 | 14.4992 | 14.386 | 13.8929 | 13.3721 | 12.8465 | 9.8622 | 7.5279 | 4.3456 | 13.2047 | 12.931 | 12.7026 | 12.4722 | 12.1159 | 11.7583 | 11.3373 | 11.1383 | 10.5782 | 10.0262 | 9.494 | 6.0668 | 3.7006 | 1.5441
|  | WESTBURY | FS |  |  |  |  | 11.2368 | 11.0203 | 10.8321 | 10.6129 | 10.3759 | 10.1113 | 9.7724 | 9.2518 | 8.6709 | 8.4166 | 7.8907 | 4.6497 | 1.4872 | -1.573 | 16.1909 | 16.0061 | 15.837 | 15.6331 | 15.4223 | 15.1799 | 14.8674 | 14.4576 | 13.9783 | 13.8179 | 13.3316 | 10.2044 | 6.2674 | 0.40702 | 13.2811 | 13.0828 | 12.9103 | 12.7085 | 12.493 | 12.2561 | 11.9588 | 11.5043 | 10.9922 | 10.7897 | 10.305 | 7.3455 | 4.4744 | 1.7644
NURSLING GSP | SOUTHAMPTON (2 X 90) | WESTERN ESPLANADE | MINIMUM HEADROOM | SU 41618 12009 | NO | YES | 1.678 | 27.0449 | 25.184 | 23.4868 | 21.3369 | 19.582 | 17.7763 | 15.8484 | 14.1525 | 12.163 | 10.126 | 8.4765 | 2.59 | -0.52608 | -3.9601 | 29.6837 | 28.3625 | 26.9426 | 25.2252 | 23.8516 | 22.5197 | 21.11 | 19.9137 | 18.3433 | 16.5066 | 14.7241 | 7.6105 | -0.66601 | -21.7623 | 29.5305 | 28.2286 | 26.8122 | 24.952 | 23.4689 | 21.8589 | 19.9735 | 18.4243 | 16.576 | 14.6708 | 13.0838 | 7.2362 | 3.7307 | -0.29198
|  | WESTERN ESPLANADE | CT |  |  |  |  | 27.2581 | 25.8491 | 24.663 | 22.9994 | 21.5048 | 19.8837 | 18.0784 | 16.1716 | 13.7396 | 11.6758 | 9.8639 | 3.5943 | 0.61885 | -2.0073 | 29.8242 | 28.7841 | 27.7692 | 26.3455 | 25.0826 | 23.6861 | 22.1101 | 20.4587 | 18.3433 | 16.5066 | 14.7241 | 7.6105 | 0.33596 | -11.111 | 29.722 | 28.7896 | 27.9303 | 26.6074 | 25.3737 | 23.9248 | 22.1822 | 20.4468 | 18.0943 | 16.1921 | 14.3993 | 8.3923 | 5.4258 | 2.5853
|  | WESTERN ESPLANADE | LW |  |  |  |  | 27.0449 | 25.184 | 23.4868 | 21.3369 | 19.582 | 17.7763 | 15.8484 | 14.1525 | 12.163 | 10.126 | 8.4765 | 2.59 | -0.52608 | -3.9601 | 29.6837 | 28.3625 | 26.9426 | 25.2252 | 23.8516 | 22.5197 | 21.11 | 19.9137 | 18.6177 | 17.2556 | 16.0411 | 11.6549 | 8.4149 | 4.924 | 29.5305 | 28.2286 | 26.8122 | 24.952 | 23.4689 | 21.8589 | 19.9735 | 18.4243 | 16.576 | 14.6708 | 13.0838 | 7.2362 | 3.7307 | -0.29198
|  | WESTERN ESPLANADE | ST |  |  |  |  | 27.3904 | 26.1189 | 24.9954 | 23.6245 | 22.6148 | 21.5902 | 20.6688 | 19.4136 | 18.0335 | 16.6464 | 15.6076 | 9.0991 | 5.5156 | 3.3216 | 29.8787 | 28.9469 | 27.7053 | 26.2579 | 25.1271 | 23.9842 | 22.9372 | 21.5242 | 20.0098 | 18.4698 | 17.1626 | 10.3895 | 2.702 | -8.9013 | 29.78 | 28.9452 | 27.8179 | 26.4899 | 25.5049 | 24.5417 | 23.6337 | 22.3878 | 21.026 | 19.6633 | 18.5606 | 11.6466 | 7.7886 | 5.2588
|  | WESTERN ESPLANADE | FS |  |  |  |  | 27.7367 | 26.888 | 26.2523 | 25.2648 | 24.5413 | 23.872 | 23.1351 | 22.1673 | 21.0558 | 19.8789 | 18.8814 | 14.0118 | 10.3487 | 6.5504 | 30.0364 | 29.3597 | 28.649 | 27.5713 | 26.7154 | 25.9104 | 24.9476 | 23.6679 | 22.1797 | 20.6386 | 19.2078 | 11.0814 | -0.66601 | -21.7623 | 29.9615 | 29.3518 | 28.8024 | 27.8937 | 27.234 | 26.6642 | 26.0007 | 25.1468 | 24.1629 | 23.1302 | 22.2558 | 18.3375 | 13.7591 | 9.3033
BOTLEY WOOD GSP | NETLEY COMMON BSP | WESTON | MINIMUM HEADROOM | SU 45207 09912 | NO | YES | 0.95 | 14.0909 | 13.9054 | 13.3313 | 12.6965 | 12.0637 | 11.513 | 10.7387 | 9.5507 | 8.2701 | 6.8688 | 5.584 | 1.2307 | -1.7636 | -3.646 | 16.7 | 16.4579 | 16.0759 | 15.6647 | 15.3829 | 14.8974 | 14.2807 | 13.4494 | 12.5099 | 11.721 | 10.7935 | 6.1835 | 0.32144 | -13.9926 | 14.8252 | 14.539 | 13.9967 | 13.3261 | 12.6838 | 12.2389 | 11.3411 | 10.1549 | 8.8334 | 7.5247 | 6.4168 | 2.8733 | 0.658 | -0.99665
|  | WESTON | CT |  |  |  |  | 14.1357 | 13.9683 | 13.4869 | 12.99 | 12.5987 | 12.0604 | 11.4216 | 10.3265 | 9.0052 | 7.8755 | 6.5643 | 1.274 | -1.7636 | -3.646 | 16.7 | 16.4579 | 16.0759 | 15.6647 | 15.3829 | 14.8974 | 14.2807 | 13.4494 | 12.5099 | 11.721 | 10.7935 | 6.1835 | 1.3838 | -5.8187 | 14.8318 | 14.5492 | 14.0227 | 13.4705 | 13.1722 | 12.5553 | 11.7382 | 10.5616 | 9.2486 | 8.26 | 7.0762 | 2.8733 | 0.658 | -0.99665
|  | WESTON | LW |  |  |  |  | 14.0909 | 13.9054 | 13.3313 | 12.6965 | 12.0637 | 11.513 | 10.7387 | 9.5507 | 8.2701 | 6.8688 | 5.584 | 1.2307 | -0.50292 | -2.0754 | 16.7595 | 16.5923 | 16.2739 | 15.8857 | 15.5141 | 15.2538 | 14.7273 | 14.0596 | 13.3244 | 12.587 | 11.9455 | 9.8365 | 8.8807 | 7.8394 | 14.8252 | 14.539 | 13.9967 | 13.3261 | 12.6838 | 12.2389 | 11.3411 | 10.1549 | 8.8334 | 7.5247 | 6.4168 | 2.8959 | 1.4866 | -0.0249
|  | WESTON | ST |  |  |  |  | 14.2684 | 14.2033 | 14.1502 | 14.0909 | 14.0464 | 13.972 | 13.8664 | 13.6805 | 13.6326 | 13.3932 | 13.141 | 10.2123 | 8.0132 | 5.355 | 16.8129 | 16.6716 | 16.4755 | 16.2622 | 16.0547 | 15.7963 | 15.4906 | 15.1043 | 14.8856 | 14.4012 | 13.8758 | 9.9734 | 5.2828 | -2.1525 | 15.043 | 14.9445 | 14.8021 | 14.6382 | 14.5095 | 14.3136 | 14.0647 | 13.726 | 13.7193 | 13.2868 | 12.8255 | 9.9294 | 7.9676 | 5.9357
|  | WESTON | FS |  |  |  |  | 14.3607 | 14.2972 | 14.2041 | 14.0756 | 13.9314 | 13.7987 | 13.6264 | 13.3382 | 13.0303 | 12.6872 | 12.5467 | 9.9276 | 6.9786 | 3.9706 | 16.8521 | 16.6847 | 16.4992 | 16.2583 | 15.9864 | 15.6928 | 15.2949 | 14.7763 | 14.1907 | 13.5404 | 13.1168 | 8.3027 | 0.32144 | -13.9926 | 15.1308 | 15.0255 | 14.9168 | 14.7451 | 14.5578 | 14.3922 | 14.153 | 13.8182 | 13.4318 | 12.9652 | 12.9436 | 10.0176 | 7.4722 | 5.0684
CHICKERELL GSP | CHICKERELL BSP | WEYMOUTH | MINIMUM HEADROOM | SY 67443 79096 | NO | YES | 3.613 | 11.7428 | 11.1318 | 8.9992 | 7.4742 | 5.7998 | 3.848 | 1.8307 | -0.97145 | -4.0248 | -7.0004 | -9.6854 | -17.9474 | -22.7659 | -26.1571 | 15.2412 | 14.755 | 13.7323 | 13.0155 | 12.1026 | 11.0075 | 9.7834 | 8.1091 | 6.2324 | 4.7078 | 2.9816 | -3.6712 | -8.3246 | -18.5298 | 10.884 | 10.3002 | 8.5219 | 7.2462 | 5.7826 | 3.9726 | 2.049 | -0.52368 | -3.3913 | -6.186 | -8.6469 | -15.9628 | -19.9288 | -22.8919
|  | WEYMOUTH | CT |  |  |  |  | 11.849 | 11.2152 | 9.4345 | 8.26 | 6.6707 | 5.0968 | 3.2529 | 0.46488 | -2.4733 | -4.8156 | -7.4622 | -17.8208 | -22.7659 | -26.1571 | 15.2447 | 14.755 | 13.7323 | 13.0986 | 12.1026 | 11.0907 | 9.823 | 8.1091 | 6.2324 | 4.7688 | 2.9816 | -3.6712 | -8.3246 | -14.6526 | 10.9658 | 10.3424 | 8.8226 | 7.8505 | 6.4019 | 4.9531 | 3.1728 | 0.58322 | -2.1934 | -4.3175 | -6.8024 | -15.8596 | -19.9288 | -22.8919
|  | WEYMOUTH | LW |  |  |  |  | 11.7428 | 11.1318 | 8.9992 | 7.4742 | 5.7998 | 3.848 | 1.8307 | -0.97145 | -4.0248 | -7.0004 | -9.6854 | -17.9474 | -20.5595 | -23.5858 | 15.2412 | 14.8448 | 13.7493 | 13.0155 | 12.1415 | 11.0075 | 9.7834 | 8.2379 | 6.4776 | 4.7078 | 3.1716 | -1.0888 | -2.303 | -4.1328 | 10.884 | 10.3002 | 8.5219 | 7.2462 | 5.7826 | 3.9726 | 2.049 | -0.52368 | -3.3913 | -6.186 | -8.6469 | -15.9628 | -18.1568 | -20.9545
|  | WEYMOUTH | ST |  |  |  |  | 12.191 | 11.826 | 10.9699 | 10.3205 | 9.6991 | 9.0404 | 8.7071 | 7.8757 | 6.8802 | 5.6902 | 4.4192 | -2.9976 | -7.6438 | -12.1921 | 15.4754 | 15.178 | 14.5946 | 14.0827 | 13.561 | 12.985 | 12.6413 | 11.9235 | 11.0502 | 9.9994 | 8.856 | 1.9631 | -3.0241 | -9.6287 | 11.3184 | 10.9819 | 10.2807 | 9.7 | 9.124 | 8.4919 | 8.1882 | 7.3866 | 6.3986 | 5.196 | 3.8988 | -3.3946 | -7.4822 | -11.269
|  | WEYMOUTH | FS |  |  |  |  | 12.353 | 12.086 | 11.3505 | 10.8215 | 10.28 | 9.7346 | 9.1805 | 8.6888 | 7.8059 | 6.7459 | 5.6381 | -1.6058 | -8.3802 | -14.3878 | 15.5506 | 15.2973 | 14.7858 | 14.3688 | 13.9152 | 13.4234 | 12.8656 | 12.3981 | 11.592 | 10.6363 | 9.6164 | 2.7035 | -6.0811 | -18.5298 | 11.4533 | 11.2072 | 10.6141 | 10.1628 | 9.6851 | 9.1867 | 8.6602 | 8.2656 | 7.4539 | 6.4585 | 5.4076 | -1.5357 | -7.7516 | -13.0123
COWLEY GSP | HEADINGTON BSP | WHEATLEY | MINIMUM HEADROOM | SP 60777 05379 | NO | NO | 18.702 | -15.6454 | -16.0664 | -2.4893 | -3.2579 | -4.1234 | -5.2576 | -6.5298 | -7.5818 | -9.0872 | -10.4913 | -11.8825 | -16.7578 | -19.5649 | -20.0475 | -12.0773 | -12.3646 | 0.49382 | -0.056206 | -0.54364 | -1.2189 | -1.9854 | -2.6058 | -3.7929 | -4.9169 | -5.9879 | -9.9679 | -12.182 | -18.0694 | -14.4292 | -14.8343 | -1.7859 | -2.6339 | -3.3883 | -4.4028 | -5.5492 | -6.441 | -7.8017 | -8.8536 | -9.8058 | -13.9538 | -16.653 | -17.1022
|  | WHEATLEY | CT |  |  |  |  | -15.308 | -15.777 | -2.1788 | -2.818 | -3.6579 | -4.6104 | -5.8028 | -6.9608 | -8.5516 | -9.661 | -11.0502 | -15.5488 | -16.8688 | -17.4092 | -11.9813 | -12.3237 | 0.55842 | 0.029451 | -0.5148 | -1.1357 | -1.9284 | -2.5904 | -3.5572 | -4.3518 | -5.4208 | -8.7727 | -10.6127 | -13.8411 | -14.2678 | -14.696 | -1.5352 | -2.2699 | -3.012 | -3.8588 | -4.9364 | -5.8663 | -7.1891 | -7.9871 | -8.9423 | -12.6866 | -14.0046 | -14.7065
|  | WHEATLEY | LW |  |  |  |  | -15.6454 | -16.0664 | -2.4893 | -3.2579 | -4.1234 | -5.2576 | -6.5298 | -7.5818 | -9.0872 | -10.4913 | -11.8825 | -15.6796 | -16.704 | -17.1529 | -12.0773 | -12.3646 | 0.49382 | -0.056206 | -0.54364 | -1.2189 | -1.9854 | -2.6058 | -3.7929 | -4.9169 | -5.9879 | -8.8547 | -9.5389 | -9.734 | -14.4292 | -14.8343 | -1.7859 | -2.6339 | -3.3883 | -4.4028 | -5.5492 | -6.441 | -7.8017 | -8.8536 | -9.8058 | -12.8492 | -13.8157 | -14.4218
|  | WHEATLEY | ST |  |  |  |  | -14.752 | -15.0083 | -1.2538 | -1.7927 | -2.3023 | -2.9139 | -3.6915 | -4.6306 | -5.822 | -7.1955 | -8.6045 | -16.7578 | -19.5649 | -20.0475 | -11.7565 | -11.9828 | 1.0188 | 0.64673 | 0.27412 | -0.15628 | -0.61693 | -1.1871 | -1.87 | -2.5753 | -3.6598 | -9.9679 | -12.182 | -13.5698 | -13.961 | -14.2289 | -0.85928 | -1.3105 | -1.7501 | -2.2595 | -2.8018 | -3.4734 | -4.2793 | -5.0546 | -6.0891 | -13.9538 | -16.653 | -17.1022
|  | WHEATLEY | FS |  |  |  |  | -14.2457 | -14.4638 | -0.64536 | -1.0434 | -1.3474 | -1.7151 | -2.1184 | -2.5762 | -3.1613 | -3.7296 | -4.3562 | -9.5678 | -14.9385 | -18.7806 | -11.5372 | -11.7113 | 1.3761 | 1.0769 | 0.81775 | 0.50498 | 0.13838 | -0.27561 | -0.79663 | -1.3384 | -1.9371 | -5.5584 | -10.7264 | -18.0694 | -13.6616 | -13.8366 | -0.32091 | -0.64415 | -0.89505 | -1.2081 | -1.5565 | -1.9458 | -2.4522 | -2.9722 | -3.5461 | -7.005 | -12.1787 | -15.8722
MELKSHAM GSP | ANDOVER BSP | WHITCHURCH | MINIMUM HEADROOM | SU 45924 48466 | NO | YES | 0.33 | 1.0727 | 1.0242 | 0.93054 | 0.78891 | 0.62082 | 0.39907 | 0.14148 | -0.23196 | -0.69642 | -1.1521 | -1.5332 | -2.7653 | -3.6124 | -4.2064 | 2.2427 | 2.2112 | 2.1689 | 2.1098 | 2.061 | 1.9644 | 1.8493 | 1.72 | 1.5476 | 1.2739 | 1.0718 | 0.26268 | -0.52725 | -2.0755 | 1.5319 | 1.5028 | 1.4309 | 1.2362 | 1.0795 | 0.83853 | 0.57214 | 0.23371 | -0.18896 | -0.60457 | -0.95709 | -2.1037 | -2.8052 | -3.3125
|  | WHITCHURCH | CT |  |  |  |  | 1.0882 | 1.0361 | 0.94948 | 0.85146 | 0.69507 | 0.52217 | 0.31172 | -0.034918 | -0.44874 | -0.77009 | -1.1513 | -2.6105 | -3.6124 | -4.2064 | 2.2546 | 2.22 | 2.1772 | 2.1284 | 2.0689 | 1.9954 | 1.8896 | 1.761 | 1.5483 | 1.3554 | 1.1065 | 0.26268 | -0.52725 | -1.5197 | 1.5417 | 1.5094 | 1.4555 | 1.2973 | 1.1419 | 0.96023 | 0.72918 | 0.41603 | 0.03951 | -0.25771 | -0.60669 | -1.9613 | -2.8052 | -3.3125
|  | WHITCHURCH | LW |  |  |  |  | 1.0727 | 1.0242 | 0.93054 | 0.78891 | 0.62082 | 0.39907 | 0.14148 | -0.23196 | -0.69642 | -1.1521 | -1.5332 | -2.7653 | -3.353 | -3.8344 | 2.2427 | 2.2112 | 2.1689 | 2.1098 | 2.061 | 1.9644 | 1.8493 | 1.72 | 1.5476 | 1.2739 | 1.0718 | 0.52341 | 0.30935 | 0.089593 | 1.5319 | 1.5028 | 1.4309 | 1.2362 | 1.0795 | 0.83853 | 0.57214 | 0.23371 | -0.18896 | -0.60457 | -0.95709 | -2.1037 | -2.6217 | -3.0459
|  | WHITCHURCH | ST |  |  |  |  | 1.1161 | 1.0942 | 1.06 | 1.0242 | 0.97767 | 0.91783 | 0.84527 | 0.76827 | 0.65116 | 0.50036 | 0.34575 | -0.63434 | -1.4611 | -2.2749 | 2.2735 | 2.2611 | 2.2391 | 2.216 | 2.1843 | 2.142 | 2.0896 | 2.0339 | 1.9462 | 1.8317 | 1.7071 | 0.95885 | 0.23429 | -0.73352 | 1.5602 | 1.5472 | 1.5264 | 1.5082 | 1.4814 | 1.4449 | 1.3877 | 1.3213 | 1.2039 | 1.0577 | 0.93901 | -0.11508 | -0.86254 | -1.4999
|  | WHITCHURCH | FS |  |  |  |  | 1.1263 | 1.1149 | 1.0904 | 1.0659 | 1.033 | 0.99641 | 0.95195 | 0.88927 | 0.82291 | 0.72329 | 0.61247 | -0.28476 | -1.1903 | -2.0772 | 2.2773 | 2.2709 | 2.2578 | 2.2447 | 2.2248 | 2.202 | 2.1726 | 2.1355 | 2.0954 | 2.0288 | 1.9531 | 1.0467 | -0.16169 | -2.0755 | 1.5634 | 1.5555 | 1.5427 | 1.5331 | 1.5161 | 1.4971 | 1.472 | 1.3843 | 1.3031 | 1.1782 | 1.0439 | 0.20005 | -0.63768 | -1.4664
BOTLEY WOOD GSP | BOTLEY WOOD BSP | WHITELEY | MINIMUM HEADROOM | SU 52936 08794 | NO | YES | 6.793 | 4.6601 | 3.9223 | 2.9727 | 1.8672 | 0.8429 | -0.40859 | -1.4185 | -2.7554 | -4.0472 | -5.1891 | -6.2313 | -9.2505 | -10.8468 | -11.9423 | 4.6339 | 4.3066 | 3.9082 | 3.41 | 2.9444 | 2.3387 | 1.8446 | 1.1817 | 0.49896 | -0.29788 | -1.2722 | -3.4221 | -5.0007 | -10.6193 | 6.0941 | 5.628 | 5.157 | 4.5235 | 3.9555 | 2.9103 | 1.9588 | 0.64 | -0.85047 | -2.2752 | -3.5871 | -6.6342 | -7.2186 | -7.6854
|  | WHITELEY | CT |  |  |  |  | 4.819 | 4.1843 | 3.3647 | 2.4023 | 1.4363 | 0.34286 | -0.62644 | -1.9515 | -3.2332 | -4.2001 | -5.1946 | -9.082 | -10.8468 | -11.9423 | 4.705 | 4.3917 | 4.0088 | 3.5459 | 3.0513 | 2.4942 | 1.9791 | 1.2718 | 0.55212 | -0.00019182 | -0.60156 | -3.0459 | -5.0007 | -7.8657 | 6.2629 | 5.8218 | 5.3768 | 4.8352 | 4.2093 | 3.4951 | 2.5316 | 1.2141 | -0.2047 | -1.2644 | -2.4609 | -6.043 | -6.9906 | -7.5259
|  | WHITELEY | LW |  |  |  |  | 4.6601 | 3.9223 | 2.9727 | 1.8672 | 0.8429 | -0.40859 | -1.4185 | -2.7554 | -4.0472 | -5.1891 | -6.2313 | -9.2505 | -10.348 | -11.3177 | 4.6339 | 4.3066 | 3.9082 | 3.41 | 2.9444 | 2.3387 | 1.8446 | 1.1817 | 0.49896 | -0.29788 | -1.2722 | -3.4221 | -3.7345 | -3.994 | 6.0941 | 5.628 | 5.157 | 4.5235 | 3.9555 | 2.9103 | 1.9588 | 0.64 | -0.85047 | -2.2752 | -3.5871 | -6.6342 | -7.2186 | -7.6854
|  | WHITELEY | ST |  |  |  |  | 4.9293 | 4.3797 | 3.8807 | 3.273 | 2.773 | 2.2045 | 1.5557 | 0.9056 | 0.25171 | -0.060115 | -0.61616 | -4.9489 | -6.8215 | -7.8023 | 4.7648 | 4.5106 | 4.2718 | 3.9555 | 3.6716 | 3.3491 | 2.9718 | 2.5742 | 2.1426 | 1.8484 | 1.3776 | -2.709 | -3.9948 | -6.5398 | 6.366 | 6.072 | 5.7839 | 5.3856 | 5.0042 | 4.5223 | 3.9402 | 3.2844 | 2.4953 | 1.7181 | 0.73515 | -4.2643 | -6.2322 | -7.1111
|  | WHITELEY | FS |  |  |  |  | 5.1058 | 4.7035 | 4.313 | 3.7887 | 3.3818 | 2.8867 | 2.3351 | 1.7677 | 1.1872 | 0.64338 | 0.057216 | -2.5603 | -4.9218 | -7.6443 | 4.8347 | 4.6378 | 4.4443 | 4.1733 | 3.933 | 3.6414 | 3.3007 | 2.9389 | 2.5428 | 2.1374 | 1.695 | -0.81443 | -4.6835 | -10.6193 | 6.4677 | 6.2512 | 6.0508 | 5.7433 | 5.4953 | 5.1688 | 4.7747 | 4.3487 | 3.8614 | 3.3016 | 2.6748 | -0.89017 | -4.3653 | -6.9516
BRAMLEY (FLEE) | BURGHFIELD MAIN | WHITLEY WOOD | MINIMUM HEADROOM | SU 72812 69667 | NO | YES | 4.949 | 15.2929 | 14.9949 | 14.3136 | 13.4699 | 12.9588 | 11.9042 | 10.75 | 9.3074 | 7.7884 | 6.3848 | 5.1921 | 1.6453 | -0.48314 | -2.0052 | 17.1888 | 16.8809 | 16.4035 | 15.8657 | 15.5973 | 14.9988 | 14.2529 | 13.3822 | 12.4641 | 11.7824 | 10.9648 | 7.3768 | 2.9585 | -8.0671 | 15.329 | 15.0273 | 14.3677 | 13.5561 | 13.1789 | 12.2201 | 11.1672 | 9.8629 | 8.4692 | 7.1699 | 6.079 | 2.8907 | 1.0628 | -0.26098
|  | WHITLEY WOOD | CT |  |  |  |  | 15.3506 | 15.028 | 14.3795 | 13.6476 | 13.168 | 12.275 | 11.2225 | 9.896 | 8.5555 | 7.5695 | 6.4411 | 2.0303 | -0.48314 | -2.0052 | 17.1888 | 16.8809 | 16.4035 | 15.8657 | 15.5973 | 14.9988 | 14.2529 | 13.3822 | 12.4641 | 11.7824 | 10.9648 | 7.3768 | 3.7741 | -1.6483 | 15.3874 | 15.0628 | 14.4371 | 13.734 | 13.3584 | 12.55 | 11.5766 | 10.3659 | 9.1298 | 8.2297 | 7.1894 | 3.2537 | 1.0628 | -0.26098
|  | WHITLEY WOOD | LW |  |  |  |  | 15.2929 | 14.9949 | 14.3136 | 13.4699 | 12.9588 | 11.9042 | 10.75 | 9.3074 | 7.7884 | 6.3848 | 5.1921 | 1.6453 | 0.23685 | -0.99792 | 17.1933 | 16.9623 | 16.5325 | 15.9927 | 15.845 | 15.2548 | 14.5868 | 13.8127 | 12.9534 | 12.1524 | 11.5187 | 9.8052 | 9.1689 | 8.533 | 15.329 | 15.0273 | 14.3677 | 13.5561 | 13.1789 | 12.2201 | 11.1672 | 9.8629 | 8.4692 | 7.1699 | 6.079 | 2.8907 | 1.6746 | 0.59504
|  | WHITLEY WOOD | ST |  |  |  |  | 15.5773 | 15.445 | 15.2234 | 14.9601 | 14.6227 | 14.2264 | 13.7837 | 13.7608 | 13.348 | 12.9038 | 12.4182 | 9.3913 | 7.3031 | 5.0973 | 17.3353 | 17.1626 | 16.9046 | 16.6146 | 16.2739 | 15.8815 | 15.4439 | 15.3381 | 14.8948 | 14.3967 | 13.8461 | 10.3003 | 6.735 | 1.1506 | 15.603 | 15.4627 | 15.2281 | 14.9561 | 14.6245 | 14.2364 | 13.8039 | 13.7978 | 13.3989 | 12.9628 | 12.4871 | 9.6594 | 7.8817 | 5.9974
|  | WHITLEY WOOD | FS |  |  |  |  | 15.6265 | 15.5134 | 15.2848 | 14.9837 | 14.7194 | 14.3836 | 14.0216 | 13.6056 | 13.1482 | 13.0675 | 12.5834 | 9.524 | 6.5637 | 3.5765 | 17.3692 | 17.2054 | 16.9535 | 16.6394 | 16.3571 | 16.0045 | 15.5893 | 15.11 | 14.5583 | 14.2357 | 13.6141 | 9.3971 | 2.9585 | -8.0671 | 15.6541 | 15.5372 | 15.3074 | 15.0101 | 14.7609 | 14.4429 | 14.0984 | 13.707 | 13.2696 | 13.233 | 12.7846 | 9.9858 | 7.2884 | 4.615
MINETY GSP | CIRENCESTER BSP | WHITEWAY | MINIMUM HEADROOM | SP 02076 03059 | NO | NO | 0.661 | 17.6959 | 17.4606 | 16.9523 | 16.4717 | 15.9872 | 15.3601 | 14.6852 | 14.1814 | 13.2699 | 12.3807 | 11.5787 | 8.6895 | 7.137 | 5.73 | 18.2269 | 18.0823 | 17.8301 | 17.6055 | 17.3166 | 17.0028 | 16.5699 | 16.3652 | 15.8422 | 15.3722 | 14.9473 | 12.956 | 11.2529 | 7.7165 | 17.4347 | 17.3159 | 16.9797 | 16.5618 | 16.1365 | 15.5423 | 14.8866 | 14.5126 | 13.6779 | 12.8634 | 12.1371 | 9.6028 | 8.3298 | 7.1351
|  | WHITEWAY | CT |  |  |  |  | 17.7118 | 17.4753 | 17.03 | 16.6377 | 16.1607 | 15.6656 | 15.0649 | 14.6343 | 13.8409 | 13.2019 | 12.4642 | 9.1996 | 7.137 | 5.73 | 18.2387 | 18.0823 | 17.8301 | 17.6055 | 17.3166 | 17.0028 | 16.5699 | 16.3652 | 15.8422 | 15.4525 | 14.9662 | 12.956 | 11.2529 | 8.9635 | 17.4671 | 17.338 | 17.03 | 16.6905 | 16.2453 | 15.7854 | 15.1926 | 14.9003 | 14.163 | 13.5994 | 12.9238 | 10.0464 | 8.3298 | 7.1351
|  | WHITEWAY | LW |  |  |  |  | 17.6959 | 17.4606 | 16.9523 | 16.4717 | 15.9872 | 15.3601 | 14.6852 | 14.1814 | 13.2699 | 12.3807 | 11.5787 | 8.6895 | 7.3569 | 6.0744 | 18.2269 | 18.1139 | 17.8635 | 17.6231 | 17.3795 | 17.028 | 16.5987 | 16.4188 | 15.8872 | 15.3722 | 14.9473 | 13.623 | 13.0716 | 12.4204 | 17.4347 | 17.3159 | 16.9797 | 16.5618 | 16.1365 | 15.5423 | 14.8866 | 14.5126 | 13.6779 | 12.8634 | 12.1371 | 9.6028 | 8.486 | 7.3863
|  | WHITEWAY | ST |  |  |  |  | 17.8438 | 17.6952 | 17.5207 | 17.3811 | 17.2185 | 17.0275 | 16.8594 | 16.6449 | 16.3667 | 16.0367 | 16.032 | 14.0049 | 12.4424 | 10.827 | 18.2943 | 18.2047 | 18.0781 | 17.9705 | 17.8377 | 17.6812 | 17.5324 | 17.3405 | 17.0687 | 16.7416 | 16.6924 | 14.7958 | 13.16 | 10.858 | 17.5227 | 17.4581 | 17.36 | 17.2624 | 17.1385 | 16.9841 | 16.8088 | 16.5884 | 16.2844 | 15.9159 | 15.6965 | 13.3476 | 12.1506 | 11.2612
|  | WHITEWAY | FS |  |  |  |  | 17.8623 | 17.7434 | 17.601 | 17.4571 | 17.3462 | 17.1937 | 17.0314 | 16.8253 | 16.5504 | 16.2382 | 15.9109 | 14.2235 | 12.2706 | 10.4425 | 18.3054 | 18.22 | 18.1086 | 17.9876 | 17.886 | 17.7454 | 17.5805 | 17.3871 | 17.1371 | 16.8472 | 16.5136 | 14.6636 | 11.8924 | 7.7165 | 17.5369 | 17.4975 | 17.4385 | 17.3681 | 17.2974 | 17.1773 | 17.0147 | 16.8328 | 16.5713 | 16.2613 | 15.9312 | 14.407 | 12.4793 | 10.9327
BRAMLEY (FLEE) | BURGHFIELD MAIN | WILSON ROAD | MINIMUM HEADROOM | SU 69235 73304 | NO | YES | 2.269 | 9.6126 | 9.2687 | 8.6768 | 8.0247 | 7.3521 | 6.4324 | 5.7326 | 4.4337 | 2.9451 | 1.4696 | 0.13432 | -4.345 | -6.3694 | -8.1315 | 15.1557 | 14.7677 | 14.2732 | 13.7818 | 13.1145 | 12.3948 | 11.7484 | 10.6175 | 9.3437 | 8.2976 | 7.0308 | 0.49212 | -12.7279 | -37.7332 | 11.5509 | 11.3899 | 11.1824 | 10.7125 | 10.2339 | 9.6168 | 9.086 | 8.1707 | 7.1342 | 5.7487 | 4.5027 | 0.44326 | -1.3463 | -2.9225
|  | WILSON ROAD | CT |  |  |  |  | 9.6126 | 9.2687 | 8.7364 | 8.2407 | 7.5598 | 6.8548 | 6.272 | 4.9369 | 3.4676 | 2.3402 | 1.0088 | -4.0381 | -6.3694 | -8.1315 | 15.1557 | 14.7677 | 14.2732 | 13.7818 | 13.1145 | 12.3948 | 11.7484 | 10.6175 | 9.3437 | 8.2976 | 7.0308 | 0.49212 | -6.9543 | -19.5924 | 11.5871 | 11.409 | 11.2026 | 10.9848 | 10.5547 | 10.1095 | 9.7009 | 8.7986 | 7.5539 | 6.5094 | 5.2612 | 0.67663 | -1.3463 | -2.9225
|  | WILSON ROAD | LW |  |  |  |  | 9.6144 | 9.2967 | 8.6768 | 8.0247 | 7.3521 | 6.4324 | 5.7326 | 4.4337 | 2.9451 | 1.4696 | 0.13432 | -4.345 | -5.4952 | -7.0426 | 15.2949 | 15.089 | 14.7504 | 14.38 | 13.9926 | 13.4069 | 12.9988 | 12.2341 | 11.3174 | 10.4111 | 9.6174 | 7.2132 | 6.6399 | 5.6085 | 11.5509 | 11.3899 | 11.1824 | 10.7125 | 10.2339 | 9.6168 | 9.086 | 8.1707 | 7.1342 | 5.7487 | 4.5027 | 0.44326 | -0.53685 | -1.9539
|  | WILSON ROAD | ST |  |  |  |  | 9.8536 | 9.6751 | 9.569 | 9.4771 | 9.3295 | 9.137 | 8.9339 | 8.6193 | 8.1887 | 7.6361 | 7.414 | 4.2318 | 2.2767 | 0.11129 | 15.3068 | 15.0329 | 14.772 | 14.4926 | 14.1464 | 13.7287 | 13.2696 | 12.6968 | 11.9946 | 11.1544 | 10.5158 | 4.2842 | -3.2086 | -15.8851 | 11.6849 | 11.6048 | 11.5094 | 11.4022 | 11.2554 | 11.069 | 10.8453 | 10.5614 | 10.1705 | 9.6622 | 9.2262 | 6.2592 | 4.9245 | 3.584
|  | WILSON ROAD | FS |  |  |  |  | 9.9131 | 9.7805 | 9.6581 | 9.5134 | 9.3926 | 9.2149 | 9.008 | 8.6915 | 8.3579 | 7.8975 | 7.3974 | 4.3381 | 1.159 | -1.6448 | 15.3026 | 15.0129 | 14.7036 | 14.3437 | 13.9627 | 13.4829 | 12.8673 | 12.0761 | 11.2039 | 10.2003 | 9.1025 | 1.331 | -12.7279 | -37.7332 | 11.7159 | 11.666 | 11.6082 | 11.5318 | 11.4499 | 11.3373 | 11.2023 | 11.0345 | 10.823 | 10.5227 | 10.1477 | 7.5786 | 4.901 | 2.6657
MANNINGTON GSP | MANNINGTON BSP | WIMBORNE | MINIMUM HEADROOM | SZ 02014 99989 | NO | YES | 5.013 | -2.4865 | -3.2351 | -4.5482 | -5.5951 | -6.7991 | -8.2053 | -9.7185 | -11.5826 | -13.6415 | -15.7679 | -17.6916 | -24.1181 | -28.5059 | -31.2714 | 1.7737 | 1.3056 | 0.6218 | 0.15341 | -0.48144 | -1.2967 | -2.2191 | -3.2681 | -4.5309 | -5.6962 | -6.7194 | -11.3603 | -14.8825 | -22.0368 | -0.63909 | -1.295 | -2.4114 | -3.2594 | -4.2954 | -5.573 | -6.9719 | -8.6754 | -10.5905 | -12.5442 | -14.2416 | -19.6758 | -23.4823 | -25.9289
|  | WIMBORNE | CT |  |  |  |  | -2.3031 | -3.0098 | -4.1933 | -5.0546 | -6.2556 | -7.4561 | -8.872 | -10.6342 | -12.5876 | -14.2696 | -16.1495 | -24.0264 | -28.5059 | -31.2714 | 1.8637 | 1.3529 | 0.66788 | 0.25287 | -0.48144 | -1.2249 | -2.1601 | -3.2681 | -4.5309 | -5.5234 | -6.7194 | -11.3603 | -14.8825 | -19.3242 | -0.47256 | -1.1156 | -2.1384 | -2.8203 | -3.8861 | -4.9556 | -6.2602 | -7.8866 | -9.7012 | -11.1818 | -12.8908 | -19.5702 | -23.4823 | -25.9289
|  | WIMBORNE | LW |  |  |  |  | -2.4865 | -3.2351 | -4.5482 | -5.5951 | -6.7991 | -8.2053 | -9.7185 | -11.5826 | -13.6415 | -15.7679 | -17.6916 | -24.1181 | -27.1134 | -29.8627 | 1.7737 | 1.3056 | 0.6218 | 0.15341 | -0.46938 | -1.2967 | -2.2191 | -3.2615 | -4.4708 | -5.6962 | -6.7101 | -9.7362 | -11.0516 | -12.4202 | -0.63909 | -1.295 | -2.4114 | -3.2594 | -4.2954 | -5.573 | -6.9719 | -8.6754 | -10.5905 | -12.5442 | -14.2416 | -19.6758 | -22.2509 | -24.6764
|  | WIMBORNE | ST |  |  |  |  | -2.049 | -2.5689 | -3.0851 | -3.6305 | -4.1551 | -4.7167 | -4.9853 | -5.5087 | -6.2017 | -7.0829 | -8.0282 | -14.2818 | -18.6065 | -22.2908 | 2.0368 | 1.6686 | 1.2916 | 0.87141 | 0.44403 | -0.025855 | -0.24747 | -0.73475 | -1.363 | -2.1461 | -2.999 | -8.1421 | -11.9971 | -16.7211 | -0.21887 | -0.66552 | -1.1045 | -1.5841 | -2.0578 | -2.5768 | -2.7798 | -3.2911 | -3.9681 | -4.8288 | -5.7579 | -11.5664 | -15.232 | -18.291
|  | WIMBORNE | FS |  |  |  |  | -1.8564 | -2.2489 | -2.7106 | -3.1463 | -3.6042 | -4.0952 | -4.6215 | -4.9502 | -5.5995 | -6.3919 | -7.2272 | -12.4714 | -17.375 | -22.1295 | 2.1423 | 1.8387 | 1.5017 | 1.1688 | 0.79956 | 0.38768 | -0.087694 | -0.36932 | -0.95087 | -1.6488 | -2.3953 | -7.3127 | -13.33 | -22.0368 | -0.057996 | -0.39306 | -0.77787 | -1.143 | -1.5383 | -1.9736 | -2.449 | -2.6912 | -3.2802 | -4.0054 | -4.772 | -9.6159 | -13.9641 | -18.0275
MANNINGTON GSP | MANNINGTON BSP | WIMBORNE ST GILES | MINIMUM HEADROOM | SU 03028 12678 | YES | YES | 0.322 | 0.0031386 | -0.014904 | -0.051966 | -0.093757 | -0.15035 | -0.22177 | -0.29466 | -0.36286 | -0.41381 | -0.48248 | -0.53661 | -0.77054 | -1.0025 | -1.2385 | 1.105 | 1.0861 | 1.0461 | 1.0108 | 0.97462 | 0.91955 | 0.8641 | 0.81282 | 0.78609 | 0.73691 | 0.70303 | 0.54352 | 0.31487 | 0.025662 | 0.17858 | 0.16061 | 0.12128 | 0.08345 | 0.043797 | -0.014028 | -0.080079 | -0.13518 | -0.17799 | -0.23375 | -0.28233 | -0.48756 | -0.69707 | -0.92069
|  | WIMBORNE ST GILES | CT |  |  |  |  | 0.0031386 | -0.014092 | -0.033032 | -0.055277 | -0.10058 | -0.13697 | -0.19777 | -0.26565 | -0.32485 | -0.38231 | -0.44697 | -0.68832 | -0.86394 | -1.0389 | 1.105 | 1.0861 | 1.061 | 1.0461 | 1.0142 | 0.99107 | 0.94176 | 0.88789 | 0.84354 | 0.79801 | 0.74474 | 0.55689 | 0.35227 | 0.076381 | 0.17858 | 0.1628 | 0.14529 | 0.12873 | 0.10088 | 0.072509 | 0.026684 | -0.02295 | -0.076161 | -0.12463 | -0.18048 | -0.38283 | -0.52097 | -0.6853
|  | WIMBORNE ST GILES | LW |  |  |  |  | 0.0037735 | -0.014904 | -0.051966 | -0.093757 | -0.15035 | -0.22177 | -0.29466 | -0.36286 | -0.41381 | -0.48248 | -0.53661 | -0.77054 | -1.0025 | -1.2385 | 1.1089 | 1.0899 | 1.0461 | 1.0108 | 0.97462 | 0.91955 | 0.8641 | 0.81282 | 0.78609 | 0.73691 | 0.70303 | 0.54352 | 0.35022 | 0.14505 | 0.17901 | 0.16061 | 0.12128 | 0.08345 | 0.043797 | -0.014028 | -0.080079 | -0.13518 | -0.17799 | -0.23375 | -0.28233 | -0.48756 | -0.69707 | -0.92069
|  | WIMBORNE ST GILES | ST |  |  |  |  | 0.011635 | 0.0014277 | -0.034855 | -0.072875 | -0.12346 | -0.17083 | -0.21016 | -0.26127 | -0.30936 | -0.36656 | -0.41955 | -0.66773 | -0.8505 | -1.0166 | 1.1138 | 1.1016 | 1.0595 | 1.0263 | 0.99341 | 0.96375 | 0.94557 | 0.90581 | 0.86957 | 0.82159 | 0.77848 | 0.54675 | 0.31487 | 0.025662 | 0.18656 | 0.17745 | 0.13799 | 0.10574 | 0.072761 | 0.04117 | 0.012923 | -0.027545 | -0.069634 | -0.11777 | -0.16052 | -0.41042 | -0.59114 | -0.74855
|  | WIMBORNE ST GILES | FS |  |  |  |  | 0.017121 | 0.01079 | 0.0016589 | -0.010071 | -0.020488 | -0.033641 | -0.049666 | -0.069647 | -0.10467 | -0.15233 | -0.18415 | -0.40311 | -0.58716 | -0.72158 | 1.1189 | 1.1103 | 1.0981 | 1.0812 | 1.0704 | 1.0521 | 1.0289 | 1.0082 | 0.97208 | 0.93052 | 0.90625 | 0.70144 | 0.4658 | 0.082824 | 0.19113 | 0.18551 | 0.17643 | 0.1649 | 0.15473 | 0.14185 | 0.12572 | 0.10554 | 0.07843 | 0.047009 | 0.02217 | -0.13508 | -0.27594 | -0.40544
MANNINGTON GSP | SHAFTESBURY BSP | WINCANTON | MINIMUM HEADROOM | ST 71286 27802 | NO | YES | 4.796 | -2.6296 | -2.8784 | -3.2493 | -3.7014 | -4.1556 | -4.6234 | -5.1429 | -5.772 | -6.2732 | -6.932 | -7.5406 | -9.7395 | -10.997 | -11.8777 | -1.794 | -1.9141 | -2.034 | -2.1992 | -2.3693 | -2.5895 | -2.8747 | -3.1552 | -3.3792 | -3.7538 | -4.0912 | -5.5198 | -6.5575 | -8.7058 | -2.8598 | -3.0001 | -3.1523 | -3.3638 | -3.5691 | -3.8662 | -4.2388 | -4.6144 | -4.9537 | -5.3968 | -5.7872 | -7.4419 | -8.5317 | -9.3132
|  | WINCANTON | CT |  |  |  |  | -2.6296 | -2.8784 | -3.211 | -3.5824 | -4.0036 | -4.3891 | -4.8485 | -5.4636 | -5.9383 | -6.4625 | -7.0551 | -9.5898 | -10.997 | -11.8777 | -1.794 | -1.9141 | -2.034 | -2.1818 | -2.3693 | -2.5488 | -2.8032 | -3.1087 | -3.3299 | -3.6363 | -4.0058 | -5.5198 | -6.5575 | -7.863 | -2.8417 | -2.9894 | -3.1335 | -3.3052 | -3.542 | -3.772 | -4.1099 | -4.5109 | -4.859 | -5.1727 | -5.5784 | -7.289 | -8.5317 | -9.3132
|  | WINCANTON | LW |  |  |  |  | -2.6211 | -2.8615 | -3.2493 | -3.7014 | -4.1556 | -4.6234 | -5.1429 | -5.772 | -6.2732 | -6.932 | -7.5406 | -9.7395 | -10.8181 | -11.7113 | -1.789 | -1.8978 | -2.0243 | -2.1992 | -2.3687 | -2.5895 | -2.8747 | -3.1552 | -3.3792 | -3.7538 | -4.0912 | -5.2194 | -5.7629 | -6.2553 | -2.8598 | -3.0001 | -3.1523 | -3.3638 | -3.5691 | -3.8662 | -4.2388 | -4.6144 | -4.9537 | -5.3968 | -5.7872 | -7.4419 | -8.4215 | -9.2388
|  | WINCANTON | ST |  |  |  |  | -2.5407 | -2.7002 | -2.9095 | -3.1396 | -3.3711 | -3.5852 | -3.8145 | -4.0447 | -4.3531 | -4.7233 | -5.122 | -7.3593 | -8.9248 | -10.0477 | -1.7543 | -1.8164 | -1.9199 | -2.0408 | -2.1658 | -2.2858 | -2.4262 | -2.5825 | -2.8072 | -3.0892 | -3.3981 | -4.9821 | -6.1116 | -7.4236 | -2.7847 | -2.8537 | -2.974 | -3.1179 | -3.2734 | -3.4319 | -3.6208 | -3.8393 | -4.1512 | -4.5512 | -4.9951 | -7.2332 | -8.1314 | -8.48
|  | WINCANTON | FS |  |  |  |  | -2.4332 | -2.5384 | -2.6462 | -2.7673 | -2.9097 | -3.0305 | -3.1563 | -3.3713 | -3.616 | -3.8834 | -4.1835 | -5.8143 | -7.6657 | -9.2376 | -1.6905 | -1.7364 | -1.7925 | -1.8626 | -1.958 | -2.0504 | -2.1479 | -2.2721 | -2.4213 | -2.5911 | -2.788 | -3.9611 | -5.8102 | -8.7058 | -2.7246 | -2.7701 | -2.8327 | -2.9114 | -3.0159 | -3.1161 | -3.2244 | -3.3536 | -3.5203 | -3.7315 | -3.9741 | -5.4113 | -6.8115 | -7.7976
COWLEY GSP | WITNEY BSP | WINDRUSH PARK | MINIMUM HEADROOM | SP 33366 09758 | NO | NO | 9.087 | 12.2018 | 12.0951 | 11.9655 | 11.7601 | 11.5222 | 11.2246 | 10.8679 | 10.341 | 9.7577 | 9.5216 | 9.0449 | 7.5617 | 6.458 | 5.7555 | 11.7387 | 11.6292 | 11.4734 | 11.2959 | 11.1339 | 10.9817 | 10.7752 | 10.5041 | 10.2038 | 10.1065 | 9.8396 | 8.4997 | 6.2096 | 1.1535 | 12.3504 | 12.1693 | 11.8596 | 11.549 | 11.3099 | 11.0266 | 10.6806 | 10.1921 | 9.6405 | 9.4702 | 9.0479 | 7.7846 | 6.9243 | 6.3305
|  | WINDRUSH PARK | CT |  |  |  |  | 12.2315 | 12.1327 | 12.0322 | 11.8466 | 11.6243 | 11.3683 | 11.014 | 10.5226 | 9.9869 | 9.8917 | 9.4575 | 7.6358 | 6.458 | 5.7555 | 11.7387 | 11.6292 | 11.4734 | 11.2959 | 11.1339 | 10.9817 | 10.7752 | 10.5041 | 10.2038 | 10.1065 | 9.8396 | 8.4997 | 6.7855 | 4.2242 | 12.3773 | 12.2055 | 11.9478 | 11.6469 | 11.3797 | 11.1443 | 10.8038 | 10.3419 | 9.8346 | 9.8084 | 9.4083 | 7.8725 | 6.9243 | 6.3305
|  | WINDRUSH PARK | LW |  |  |  |  | 12.2018 | 12.0951 | 11.9655 | 11.7601 | 11.5222 | 11.2246 | 10.8679 | 10.341 | 9.7577 | 9.5216 | 9.0449 | 7.5617 | 6.9053 | 6.3613 | 11.7403 | 11.6457 | 11.4908 | 11.3304 | 11.212 | 11.0723 | 10.9014 | 10.6591 | 10.385 | 10.2736 | 10.0504 | 9.3748 | 9.0889 | 8.8652 | 12.3504 | 12.1693 | 11.8596 | 11.549 | 11.3099 | 11.0266 | 10.6806 | 10.1921 | 9.6405 | 9.4702 | 9.0479 | 7.7846 | 7.2528 | 6.7912
|  | WINDRUSH PARK | ST |  |  |  |  | 12.26 | 12.2026 | 12.132 | 12.0513 | 11.9965 | 11.9383 | 11.8538 | 11.7521 | 11.6273 | 11.4381 | 11.2129 | 10.1008 | 9.3613 | 8.7749 | 11.7731 | 11.7013 | 11.6215 | 11.5325 | 11.4659 | 11.3992 | 11.3088 | 11.2035 | 11.0902 | 10.9366 | 10.7659 | 9.687 | 8.0453 | 5.3717 | 12.45 | 12.3567 | 12.2508 | 12.1362 | 12.0668 | 12.0168 | 11.9197 | 11.8056 | 11.6909 | 11.5101 | 11.3135 | 10.4856 | 9.6899 | 8.8536
|  | WINDRUSH PARK | FS |  |  |  |  | 12.2785 | 12.2326 | 12.1883 | 12.1315 | 12.098 | 12.0556 | 12.0165 | 11.9338 | 11.8197 | 11.6723 | 11.5292 | 10.5204 | 9.3681 | 8.3707 | 11.7761 | 11.7029 | 11.6249 | 11.5314 | 11.4528 | 11.3612 | 11.2616 | 11.1145 | 10.946 | 10.7559 | 10.5721 | 9.1371 | 6.2096 | 1.1535 | 12.4634 | 12.374 | 12.2866 | 12.1778 | 12.1015 | 12.0142 | 11.9515 | 11.8197 | 11.6655 | 11.48 | 11.327 | 10.4625 | 9.4867 | 8.5326
MANNINGTON GSP |  | WINFRITH HEATH | MINIMUM HEADROOM | SY 80748 86538 | NO | YES | 5.166 | 23.82 | 23.82 | 23.82 | 23.82 | 23.82 | 23.82 | 23.82 | 23.82 | 23.82 | -4.6249 | 23.82 | 23.82 | 23.82 | 0 | 23.82 | 23.82 | 23.82 | 23.82 | 23.82 | 23.82 | 23.82 | 23.82 | 23.82 | -4.5839 | 23.82 | 23.82 | 23.82 | 0 | 23.82 | 23.82 | 23.82 | 23.82 | 23.82 | 23.82 | 23.82 | 23.82 | 23.82 | -6.2679 | 23.82 | 23.82 | 23.82 | 0
|  | WINFRITH HEATH | CT |  |  |  |  | -0.90049 | -1.0004 | -1.3055 | -1.7435 | -2.3172 | -2.9086 | -3.5258 | -3.9856 | -4.4342 | -4.5919 | -4.8652 | -5.6876 | -5.9824 | -6.1428 | -0.88222 | -0.99016 | -1.3509 | -1.8339 | -2.4374 | -3.0808 | -3.7092 | -4.1211 | -4.4705 | -4.5839 | -4.772 | -5.3644 | -5.6918 | -6.0544 | -0.99383 | -1.1458 | -1.5049 | -1.9917 | -2.6978 | -3.3475 | -4.0882 | -4.8618 | -5.7275 | -5.8815 | -6.4791 | -8.6129 | -9.6243 | -10.1964
|  | WINFRITH HEATH | LW |  |  |  |  | -0.9092 | -1.0396 | -1.4729 | -2.0227 | -2.698 | -3.1993 | -3.7037 | -4.0667 | -4.4494 | -4.6249 | -4.9182 | -5.8383 | -6.1833 | -6.4234 | -0.88614 | -1.0329 | -1.5546 | -2.1571 | -2.8702 | -3.3586 | -3.8234 | -4.106 | -4.3586 | -4.4693 | -4.6817 | -5.3666 | -5.6429 | -5.8739 | -0.99748 | -1.1607 | -1.6241 | -2.2406 | -3.0536 | -3.7323 | -4.4764 | -5.2068 | -6.0493 | -6.2679 | -6.8513 | -8.7585 | -9.6115 | -10.2659
|  | WINFRITH HEATH | ST |  |  |  |  | -0.88085 | -0.96604 | -1.2576 | -1.699 | -2.2412 | -2.8002 | -3.3552 | -3.7586 | -4.1294 | -4.4647 | -4.7501 | -5.8041 | -6.2717 | -6.4949 | -0.86626 | -0.96244 | -1.3224 | -1.815 | -2.3982 | -3.0183 | -3.5976 | -3.97 | -4.2595 | -4.517 | -4.7123 | -5.496 | -5.9655 | -6.3825 | -0.92092 | -1.0482 | -1.3103 | -1.7336 | -2.2736 | -2.7684 | -3.2751 | -3.7345 | -4.1744 | -4.6273 | -5.0479 | -6.414 | -7.3538 | -8.0571
|  | WINFRITH HEATH | FS |  |  |  |  | -0.87344 | -0.9351 | -1.1375 | -1.4637 | -1.8346 | -2.1406 | -2.4434 | -2.7082 | -3.0277 | -3.3694 | -3.7786 | -5.2016 | -5.8848 | -6.2531 | -0.86223 | -0.93452 | -1.1888 | -1.5516 | -1.9414 | -2.2532 | -2.5597 | -2.8087 | -3.093 | -3.4199 | -3.8189 | -5.028 | -5.7498 | -6.4839 | -0.88924 | -0.98454 | -1.1533 | -1.4562 | -1.8073 | -2.1152 | -2.3825 | -2.7041 | -3.0956 | -3.461 | -3.9155 | -5.5622 | -6.6817 | -7.4852
COWLEY GSP | DRAYTON BSP | WINSMORE LANE | MINIMUM HEADROOM | SU 49513 96982 | NO | NO | 2.442 | 6.8528 | 6.554 | 5.9531 | 5.2274 | 4.5164 | 3.9587 | 3.0298 | 1.7267 | 0.10068 | -1.5586 | -3.1011 | -8.1523 | -10.9535 | -13.613 | 10.3616 | 10.1412 | 9.8223 | 9.4524 | 8.9934 | 8.7949 | 8.2544 | 7.4927 | 6.6327 | 5.7854 | 4.9713 | 1.5368 | -1.9939 | -9.3949 | 8.9459 | 8.664 | 8.1198 | 7.4527 | 6.8006 | 6.3015 | 5.4326 | 4.2302 | 2.7419 | 1.2315 | -0.15098 | -4.5705 | -6.8067 | -9.0255
|  | WINSMORE LANE | CT |  |  |  |  | 6.9047 | 6.6007 | 6.0701 | 5.4822 | 4.7794 | 4.4401 | 3.6405 | 2.4265 | 1.1089 | -0.024625 | -1.4119 | -6.596 | -10.6405 | -13.613 | 10.3616 | 10.1412 | 9.8223 | 9.4524 | 8.9934 | 8.7949 | 8.2544 | 7.4927 | 6.6327 | 5.9348 | 5.0495 | 1.5368 | -1.9939 | -6.6998 | 8.9947 | 8.7055 | 8.221 | 7.6808 | 7.0268 | 6.7351 | 5.9853 | 4.8629 | 3.6408 | 2.6133 | 1.3514 | -3.2217 | -6.5213 | -9.0094
|  | WINSMORE LANE | LW |  |  |  |  | 6.8528 | 6.554 | 5.9531 | 5.2274 | 4.5164 | 3.9587 | 3.0298 | 1.7267 | 0.10068 | -1.5586 | -3.1011 | -8.1523 | -10.9535 | -13.6088 | 10.3665 | 10.1944 | 9.9021 | 9.5159 | 9.1395 | 8.8857 | 8.3508 | 7.632 | 6.7129 | 5.7854 | 4.9713 | 2.5421 | 1.3645 | 0.049928 | 8.9459 | 8.664 | 8.1198 | 7.4527 | 6.8006 | 6.3015 | 5.4326 | 4.2302 | 2.7419 | 1.2315 | -0.15098 | -4.5705 | -6.8067 | -9.0255
|  | WINSMORE LANE | ST |  |  |  |  | 7.0489 | 6.8916 | 6.7975 | 6.6332 | 6.4891 | 6.2746 | 6.017 | 5.7056 | 5.6765 | 5.2192 | 4.6625 | 1.1943 | -1.7964 | -4.7138 | 10.4396 | 10.3054 | 10.1985 | 10.0371 | 9.8749 | 9.6493 | 9.3847 | 9.0736 | 8.9653 | 8.5214 | 7.9852 | 4.693 | 1.471 | -3.192 | 9.1315 | 8.9847 | 8.8964 | 8.739 | 8.6019 | 8.3944 | 8.1439 | 7.8406 | 7.8216 | 7.3845 | 6.8624 | 3.6388 | 1.1046 | -1.3503
|  | WINSMORE LANE | FS |  |  |  |  | 7.0919 | 6.9748 | 6.8497 | 6.6692 | 6.4805 | 6.3083 | 6.0796 | 5.7521 | 5.3721 | 5.2503 | 4.8263 | 1.7977 | -1.5724 | -5.0328 | 10.4514 | 10.3282 | 10.2005 | 10.0284 | 9.8329 | 9.6321 | 9.3545 | 8.9961 | 8.579 | 8.3455 | 7.8695 | 4.3983 | -0.91509 | -9.3949 | 9.1701 | 9.0607 | 8.9479 | 8.7808 | 8.6056 | 8.4467 | 8.2312 | 7.9266 | 7.5694 | 7.4702 | 7.0701 | 4.2409 | 1.25 | -1.7491
MANNINGTON GSP | LYTCHETT | WINTERBORNE KINGSTON | MINIMUM HEADROOM | SY 84631 98138 | NO | YES | 1.469 | 1.818 | 1.6035 | 14.2753 | 13.9191 | 13.5722 | 13.1908 | 12.7372 | 12.2064 | 11.9486 | 11.4353 | 10.9932 | 9.3964 | 8.439 | 7.5692 | 3.5869 | 3.4463 | 15.3037 | 15.108 | 14.9258 | 14.7058 | 14.4071 | 14.0824 | 14.0514 | 13.7546 | 13.5169 | 12.3883 | 11.3826 | 9.3532 | 2.8815 | 2.6856 | 14.784 | 14.462 | 14.1518 | 13.8005 | 13.3722 | 12.883 | 12.6701 | 12.1971 | 11.7974 | 10.3864 | 9.5184 | 8.7174
|  | WINTERBORNE KINGSTON | CT |  |  |  |  | 1.818 | 1.6035 | 14.2986 | 14.022 | 13.7045 | 13.4283 | 13.0431 | 12.5433 | 12.3323 | 11.9421 | 11.4921 | 9.6261 | 8.4683 | 7.6327 | 3.5869 | 3.4463 | 15.3037 | 15.1379 | 14.93 | 14.7686 | 14.4913 | 14.15 | 14.1068 | 13.8631 | 13.5661 | 12.3883 | 11.3826 | 10.0826 | 2.8815 | 2.6856 | 14.8082 | 14.5608 | 14.2699 | 14.0222 | 13.665 | 13.2028 | 13.0266 | 12.6715 | 12.2564 | 10.6109 | 9.562 | 8.805
|  | WINTERBORNE KINGSTON | LW |  |  |  |  | 1.8319 | 1.6367 | 14.2753 | 13.9191 | 13.5722 | 13.1908 | 12.7372 | 12.2064 | 11.9486 | 11.4353 | 10.9932 | 9.3964 | 8.439 | 7.5692 | 3.5919 | 3.4705 | 15.3112 | 15.108 | 14.9258 | 14.7058 | 14.4071 | 14.0824 | 14.0514 | 13.7546 | 13.5169 | 12.728 | 12.2319 | 11.7368 | 2.8927 | 2.7139 | 14.784 | 14.462 | 14.1518 | 13.8005 | 13.3722 | 12.883 | 12.6701 | 12.1971 | 11.7974 | 10.3864 | 9.5184 | 8.7174
|  | WINTERBORNE KINGSTON | ST |  |  |  |  | 1.9005 | 1.7685 | 14.4907 | 14.2742 | 14.0502 | 13.8493 | 13.6108 | 13.3724 | 13.1407 | 12.8342 | 12.5097 | 11.2594 | 10.2404 | 9.394 | 3.6369 | 3.5684 | 15.4234 | 15.29 | 15.1496 | 15.0332 | 14.8773 | 14.7026 | 14.5273 | 14.2863 | 14.0299 | 13.0133 | 11.9906 | 10.6942 | 2.9585 | 2.8448 | 14.9846 | 14.79 | 14.59 | 14.4142 | 14.2008 | 13.9827 | 13.7651 | 13.475 | 13.1724 | 12.0288 | 11.1284 | 10.3731
|  | WINTERBORNE KINGSTON | FS |  |  |  |  | 1.9792 | 1.8769 | 14.7313 | 14.6284 | 14.5176 | 14.3988 | 14.3044 | 14.1011 | 13.8756 | 13.6192 | 13.4011 | 12.2268 | 10.8988 | 9.7452 | 3.6626 | 3.5903 | 15.5232 | 15.4429 | 15.3528 | 15.2522 | 15.1644 | 15.0067 | 14.8239 | 14.6107 | 14.433 | 13.3464 | 11.7331 | 9.3532 | 3.0266 | 2.9361 | 15.2008 | 15.1103 | 15.0121 | 14.9042 | 14.8231 | 14.6417 | 14.4363 | 14.1978 | 14.0033 | 12.9456 | 11.7556 | 10.7398
MANNINGTON GSP | REDHILL BSP | WINTON | MINIMUM HEADROOM | SZ 09349 93822 | NO | YES | 3.755 | 1.6142 | 1.2151 | 0.31738 | -0.40493 | -1.385 | -2.5785 | -3.8814 | -5.761 | -7.8196 | -9.8724 | -11.6752 | -17.9461 | -22.1275 | -24.5702 | 5.1131 | 4.728 | 4.1548 | 3.8826 | 3.2138 | 2.5453 | 1.6883 | 0.54199 | -0.72446 | -1.6839 | -2.8591 | -7.8004 | -12.1766 | -24.3137 | 1.9337 | 1.4763 | 0.66253 | 0.17726 | -0.68462 | -1.791 | -3.0153 | -4.7278 | -6.6435 | -8.541 | -10.1336 | -15.5099 | -18.761 | -20.7716
|  | WINTON | CT |  |  |  |  | 1.6369 | 1.2151 | 0.31738 | -0.23043 | -1.2143 | -2.1823 | -3.3406 | -5.0804 | -6.9318 | -8.4652 | -10.2022 | -17.9461 | -22.1275 | -24.5702 | 5.1131 | 4.728 | 4.1548 | 3.8826 | 3.2138 | 2.5453 | 1.6883 | 0.54199 | -0.72446 | -1.6839 | -2.8591 | -7.8004 | -12.1766 | -18.4525 | 1.9488 | 1.4763 | 0.66253 | 0.27265 | -0.64066 | -1.5395 | -2.6578 | -4.2899 | -6.0492 | -7.4214 | -9.0312 | -15.5099 | -18.761 | -20.7716
|  | WINTON | LW |  |  |  |  | 1.6142 | 1.2784 | 0.32321 | -0.40493 | -1.385 | -2.5785 | -3.8814 | -5.761 | -7.8196 | -9.8724 | -11.6752 | -17.6416 | -19.6539 | -21.5021 | 5.1719 | 4.9403 | 4.4617 | 4.1836 | 3.6917 | 3.0035 | 2.221 | 1.2183 | 0.052656 | -1.0869 | -1.9814 | -4.5318 | -5.3032 | -6.2476 | 1.9337 | 1.5771 | 0.75932 | 0.17726 | -0.68462 | -1.791 | -3.0153 | -4.7278 | -6.6435 | -8.541 | -10.1336 | -15.1202 | -16.6904 | -18.2997
|  | WINTON | ST |  |  |  |  | 1.9272 | 1.7518 | 1.6234 | 1.3998 | 1.1436 | 0.86375 | 0.87968 | 0.53331 | 0.088853 | -0.51109 | -1.1934 | -5.3064 | -8.1775 | -11.762 | 5.3 | 5.1052 | 4.9268 | 4.6642 | 4.3563 | 4.0049 | 3.8984 | 3.4742 | 2.9444 | 2.2979 | 1.5772 | -2.8557 | -7.0001 | -13.5615 | 2.2633 | 2.0751 | 1.9306 | 1.6826 | 1.4045 | 1.0896 | 1.1484 | 0.77286 | 0.28092 | -0.34276 | -1.0312 | -4.9374 | -7.3211 | -10.2051
|  | WINTON | FS |  |  |  |  | 1.9936 | 1.8372 | 1.5887 | 1.334 | 1.0149 | 0.65738 | 0.30027 | 0.072371 | -0.45575 | -1.0578 | -1.6915 | -6.3317 | -10.9248 | -15.3179 | 5.3567 | 5.1625 | 4.9189 | 4.6578 | 4.3271 | 3.9368 | 3.5002 | 3.1751 | 2.5778 | 1.9057 | 1.1713 | -4.2132 | -11.8756 | -24.3137 | 2.3274 | 2.1657 | 1.9355 | 1.7069 | 1.4146 | 1.0808 | 0.7359 | 0.60949 | 0.12041 | -0.45398 | -1.0649 | -5.466 | -9.5043 | -13.1782
COWLEY GSP | WITNEY BSP | WITNEY TOWN | MINIMUM HEADROOM | SP 35844 09625 | NO | YES | 4.837 | -2.1091 | -2.6737 | 12.4059 | 10.671 | 9.1528 | 7.0063 | 4.8746 | 2.6545 | 0.53469 | -1.4161 | -3.1898 | -9.8078 | -14.4308 | -18.9483 | 2.4266 | 2.1525 | 15.8923 | 15.2226 | 14.6552 | 13.4643 | 12.0506 | 10.7729 | 9.5255 | 8.2784 | 7.221 | 3.0732 | -1.6536 | -7.6817 | -1.2947 | -1.872 | 12.2788 | 10.6465 | 9.4144 | 7.4403 | 5.3802 | 3.3266 | 1.3296 | -0.56446 | -2.2223 | -8.4131 | -13.0122 | -17.751
|  | WITNEY TOWN | CT |  |  |  |  | -2.0552 | -2.52 | 12.9809 | 11.7162 | 10.4908 | 8.8768 | 7.1881 | 5.1468 | 3.017 | 1.4918 | -0.24133 | -7.9793 | -13.0642 | -16.9504 | 2.4615 | 2.2673 | 16.3443 | 15.9983 | 15.6101 | 14.7464 | 13.6482 | 12.4083 | 10.949 | 9.8815 | 8.5832 | 3.1404 | -1.6536 | -7.6817 | -1.2348 | -1.7108 | 12.8858 | 11.7416 | 10.7665 | 9.3613 | 7.7803 | 5.9059 | 3.8515 | 2.4044 | 0.69604 | -6.2038 | -10.8203 | -14.5977
|  | WITNEY TOWN | LW |  |  |  |  | -2.1091 | -2.6737 | 12.4059 | 10.671 | 9.1528 | 7.0063 | 4.8746 | 2.6545 | 0.53469 | -1.4161 | -3.1898 | -9.8078 | -14.4308 | -18.9483 | 2.4266 | 2.1525 | 15.8923 | 15.2226 | 14.6552 | 13.4643 | 12.0506 | 10.7729 | 9.5255 | 8.2784 | 7.221 | 3.0732 | -0.55092 | -4.4672 | -1.2947 | -1.872 | 12.2788 | 10.6465 | 9.4144 | 7.4403 | 5.3802 | 3.3266 | 1.3296 | -0.56446 | -2.2223 | -8.4131 | -13.0122 | -17.751
|  | WITNEY TOWN | ST |  |  |  |  | -1.8351 | -2.1245 | 13.675 | 12.9402 | 12.1785 | 11.404 | 10.9982 | 10.2168 | 9.3937 | 8.6743 | 7.9906 | 2.3043 | -2.4445 | -7.3159 | 2.5205 | 2.411 | 16.1684 | 15.6739 | 15.2261 | 14.8387 | 14.5075 | 13.8519 | 13.0977 | 12.2846 | 11.511 | 6.0732 | 1.2745 | -5.3313 | -1.0133 | -1.2759 | 13.4672 | 12.7218 | 11.971 | 11.2574 | 10.934 | 10.1472 | 9.3138 | 8.5295 | 7.8052 | 2.0178 | -2.6008 | -7.2468
|  | WITNEY TOWN | FS |  |  |  |  | -1.8254 | -2.0487 | 14.08 | 13.6088 | 13.051 | 12.4656 | 11.8873 | 11.1662 | 10.6916 | 9.9383 | 9.2293 | 4.8242 | 0.57439 | -4.2376 | 2.542 | 2.467 | 16.6304 | 16.4225 | 16.1614 | 15.878 | 15.5693 | 15.0803 | 14.6151 | 13.8676 | 13.1975 | 8.7897 | 2.9289 | -6.7096 | -0.99625 | -1.1965 | 13.9542 | 13.5201 | 13.0007 | 12.4459 | 11.8914 | 11.2001 | 10.8086 | 10.0493 | 9.368 | 5.1929 | 1.3605 | -3.0509
BRAMLEY (FLEE) | WOKINGHAM BSP | WOKINGHAM | MINIMUM HEADROOM | SU 79589 67665 | NO | NO | 1.355 | 16.7052 | 16.4829 | 16.0842 | 15.5115 | 14.9535 | 14.1911 | 13.8504 | 12.8578 | 11.7382 | 10.6377 | 9.6954 | 6.8324 | 5.2132 | 3.7319 | 17.4901 | 17.3166 | 17.0686 | 16.7501 | 16.359 | 15.9578 | 15.791 | 15.2516 | 14.6579 | 14.0908 | 13.5981 | 11.1488 | 8.6864 | 1.9398 | 15.9699 | 15.7548 | 15.3898 | 14.8659 | 14.3587 | 13.6503 | 13.3619 | 12.4683 | 11.4589 | 10.4526 | 9.5953 | 7.075 | 5.7431 | 4.477
|  | WOKINGHAM | CT |  |  |  |  | 16.7341 | 16.5462 | 16.1612 | 15.6714 | 15.0957 | 14.5072 | 14.2348 | 13.4147 | 12.5226 | 11.7896 | 10.9608 | 7.519 | 5.2132 | 3.7319 | 17.4901 | 17.3166 | 17.0686 | 16.7501 | 16.359 | 15.9578 | 15.791 | 15.2516 | 14.6579 | 14.1808 | 13.6118 | 11.1488 | 8.6864 | 5.2394 | 15.998 | 15.817 | 15.4642 | 15.0191 | 14.4904 | 13.95 | 13.7243 | 12.9779 | 12.1735 | 11.5206 | 10.7593 | 7.7351 | 5.7431 | 4.477
|  | WOKINGHAM | LW |  |  |  |  | 16.7052 | 16.4829 | 16.0842 | 15.5115 | 14.9535 | 14.1911 | 13.8504 | 12.8578 | 11.7382 | 10.6377 | 9.6954 | 6.8324 | 5.3741 | 4.0143 | 17.5017 | 17.3405 | 17.1302 | 16.8029 | 16.4924 | 16.0228 | 15.8936 | 15.35 | 14.7125 | 14.0908 | 13.5981 | 12.2503 | 11.6414 | 10.9977 | 15.9699 | 15.7548 | 15.3898 | 14.8659 | 14.3587 | 13.6503 | 13.3619 | 12.4683 | 11.4589 | 10.4526 | 9.5953 | 7.075 | 5.8521 | 4.6904
|  | WOKINGHAM | ST |  |  |  |  | 16.8904 | 16.7959 | 16.7345 | 16.5652 | 16.3817 | 16.2157 | 15.9806 | 15.7243 | 15.3976 | 15.46 | 15.1192 | 12.8988 | 11.2078 | 9.4589 | 17.5855 | 17.4717 | 17.3773 | 17.205 | 17.0148 | 16.8362 | 16.5936 | 16.3199 | 15.9796 | 15.9421 | 15.5662 | 13.2132 | 10.8785 | 7.2991 | 16.1453 | 16.0528 | 15.9927 | 15.8362 | 15.6663 | 15.5142 | 15.2922 | 15.045 | 14.7271 | 14.7969 | 14.4646 | 12.3759 | 10.8958 | 9.3939
|  | WOKINGHAM | FS |  |  |  |  | 16.8585 | 16.7713 | 16.6402 | 16.4939 | 16.3091 | 16.1043 | 15.9334 | 15.6679 | 15.365 | 15.0059 | 15.0147 | 13.0904 | 11.0196 | 8.8012 | 17.5669 | 17.4562 | 17.3167 | 17.1677 | 16.9794 | 16.7681 | 16.5561 | 16.2572 | 15.9105 | 15.5087 | 15.3648 | 12.7562 | 8.6934 | 1.9398 | 16.1178 | 16.0347 | 15.9118 | 15.7834 | 15.617 | 15.431 | 15.2779 | 15.0334 | 14.751 | 14.4117 | 14.4382 | 12.6297 | 10.8169 | 8.9057
BRAMLEY (FLEE) | BURGHFIELD RESERVE | WOODCOTE | MINIMUM HEADROOM | SU 64425 81624 | YES | YES | 0.305 | 0.58087 | 0.51262 | 0.40617 | 0.27144 | 0.13977 | -0.0017572 | -0.18847 | -0.45153 | -0.70366 | -0.98186 | -1.2005 | -1.8619 | -2.3502 | -2.7049 | 1.6973 | 1.6761 | 1.6573 | 1.6329 | 1.5965 | 1.572 | 1.521 | 1.459 | 1.3758 | 1.2114 | 1.1047 | 0.60511 | 0.083699 | -1.0886 | 1.1405 | 1.071 | 0.98083 | 0.858 | 0.73998 | 0.6111 | 0.4326 | 0.19007 | -0.039808 | -0.29862 | -0.49812 | -1.0937 | -1.5472 | -1.8531
|  | WOODCOTE | CT |  |  |  |  | 0.59282 | 0.52173 | 0.42021 | 0.30614 | 0.16671 | 0.063122 | -0.10294 | -0.34033 | -0.55373 | -0.74145 | -0.96366 | -1.7754 | -2.3502 | -2.7049 | 1.7014 | 1.6761 | 1.6573 | 1.6329 | 1.5965 | 1.572 | 1.521 | 1.459 | 1.3773 | 1.2677 | 1.1234 | 0.60511 | 0.083699 | -0.5966 | 1.1541 | 1.0815 | 0.99414 | 0.89163 | 0.76211 | 0.67263 | 0.51417 | 0.29347 | 0.10002 | -0.071163 | -0.27664 | -1.0212 | -1.5472 | -1.8531
|  | WOODCOTE | LW |  |  |  |  | 0.58087 | 0.51262 | 0.40617 | 0.27144 | 0.13977 | -0.0017572 | -0.18847 | -0.45153 | -0.70366 | -0.98186 | -1.2005 | -1.8619 | -2.2356 | -2.5647 | 1.6973 | 1.6762 | 1.6617 | 1.6352 | 1.6101 | 1.5769 | 1.5257 | 1.4679 | 1.3758 | 1.2114 | 1.1047 | 0.82887 | 0.67614 | 0.52918 | 1.1405 | 1.071 | 0.98083 | 0.858 | 0.73998 | 0.6111 | 0.4326 | 0.19007 | -0.039808 | -0.29862 | -0.49812 | -1.0937 | -1.4368 | -1.734
|  | WOODCOTE | ST |  |  |  |  | 0.62666 | 0.5912 | 0.56075 | 0.51317 | 0.48395 | 0.43038 | 0.3763 | 0.30577 | 0.25389 | 0.1539 | 0.044601 | -0.59569 | -1.0939 | -1.5408 | 1.7103 | 1.6979 | 1.6855 | 1.6664 | 1.6517 | 1.6272 | 1.5999 | 1.5644 | 1.5315 | 1.4768 | 1.4155 | 1.0185 | 0.54622 | -0.15498 | 1.1866 | 1.1511 | 1.1219 | 1.0741 | 1.0481 | 0.99431 | 0.93927 | 0.8665 | 0.81458 | 0.70954 | 0.59448 | -0.0085177 | -0.42142 | -0.78658
|  | WOODCOTE | FS |  |  |  |  | 0.62903 | 0.59861 | 0.56991 | 0.52769 | 0.48567 | 0.45857 | 0.41041 | 0.3455 | 0.26373 | 0.16626 | 0.10165 | -0.45681 | -0.97233 | -1.5005 | 1.7112 | 1.7009 | 1.6916 | 1.6766 | 1.6602 | 1.6476 | 1.6253 | 1.6 | 1.5663 | 1.5238 | 1.4906 | 1.0208 | 0.21886 | -1.0886 | 1.1895 | 1.1596 | 1.1337 | 1.0932 | 1.0532 | 1.0308 | 0.9842 | 0.92427 | 0.84647 | 0.75145 | 0.69301 | 0.16806 | -0.28437 | -0.75451
NURSLING GSP | SOUTHAMPTON (2 X 90) | WOODMILL LANE | MINIMUM HEADROOM | SU 43733 15470 | NO | YES | 0.655 | 12.8933 | 12.6272 | 12.2235 | 11.7758 | 11.3714 | 10.7659 | 10.0832 | 9.2178 | 8.7187 | 7.851 | 7.0831 | 4.4913 | 2.9458 | 1.7575 | 15.6986 | 15.4185 | 15.0786 | 14.7564 | 14.3949 | 13.9649 | 13.3886 | 13.0261 | 12.3015 | 11.7209 | 11.001 | 7.5466 | 1.8086 | -10.6658 | 13.8157 | 13.5249 | 13.1582 | 12.7472 | 12.3965 | 11.8342 | 11.184 | 10.3752 | 9.9366 | 9.1263 | 8.4172 | 5.9024 | 4.5007 | 3.3932
|  | WOODMILL LANE | CT |  |  |  |  | 12.8933 | 12.649 | 12.2643 | 11.8987 | 11.489 | 11.0173 | 10.3864 | 9.9354 | 9.0676 | 8.4024 | 7.5912 | 4.5256 | 2.9458 | 1.7575 | 15.6986 | 15.4185 | 15.0786 | 14.7564 | 14.3949 | 13.9649 | 13.3886 | 13.0261 | 12.3015 | 11.7209 | 11.001 | 7.5466 | 3.7685 | -2.5596 | 13.8157 | 13.5527 | 13.1905 | 12.8529 | 12.482 | 12.0416 | 11.435 | 11.0687 | 10.2457 | 9.625 | 8.8614 | 5.942 | 4.5007 | 3.3932
|  | WOODMILL LANE | LW |  |  |  |  | 12.9196 | 12.6272 | 12.2235 | 11.7758 | 11.3714 | 10.7659 | 10.0832 | 9.2178 | 8.7187 | 7.851 | 7.0831 | 4.4913 | 3.5268 | 2.4501 | 15.7845 | 15.5216 | 15.2603 | 14.9806 | 14.7496 | 14.3553 | 13.8946 | 13.3725 | 13.154 | 12.6314 | 12.192 | 10.7623 | 10.126 | 9.2937 | 13.8465 | 13.5249 | 13.1582 | 12.7472 | 12.3965 | 11.8342 | 11.184 | 10.3752 | 9.9366 | 9.1263 | 8.4172 | 5.9024 | 4.9728 | 3.9087
|  | WOODMILL LANE | ST |  |  |  |  | 13.0332 | 12.9034 | 12.76 | 12.6368 | 12.5461 | 12.4008 | 12.2228 | 12.0333 | 11.7501 | 11.4011 | 11.0176 | 9.5532 | 8.3681 | 6.9617 | 15.7978 | 15.6031 | 15.3658 | 15.1543 | 14.9675 | 14.7224 | 14.4356 | 14.1275 | 13.7256 | 13.2519 | 12.7337 | 9.787 | 6.0329 | -0.19313 | 13.9508 | 13.8036 | 13.6432 | 13.5121 | 13.419 | 13.2727 | 13.0917 | 12.9093 | 12.6245 | 12.274 | 11.8942 | 10.5125 | 9.4463 | 8.1555
|  | WOODMILL LANE | FS |  |  |  |  | 13.0521 | 12.9568 | 12.8389 | 12.7275 | 12.6063 | 12.5065 | 12.3433 | 12.1068 | 11.8344 | 11.5652 | 11.2408 | 9.4303 | 7.6551 | 6.0661 | 15.7936 | 15.611 | 15.4088 | 15.206 | 14.9842 | 14.7484 | 14.4046 | 13.9617 | 13.4597 | 12.944 | 12.3621 | 8.5002 | 1.8086 | -10.6658 | 13.9686 | 13.8599 | 13.7443 | 13.6388 | 13.5259 | 13.4333 | 13.274 | 13.0487 | 12.7896 | 12.5404 | 12.2337 | 10.5819 | 8.95 | 7.4809
COWLEY GSP | YARNTON BSP | WOODSTOCK | MINIMUM HEADROOM | SP 44795 17462 | NO | YES | 0.275 | 6.3271 | 5.9309 | 5.5279 | 5.1216 | 4.8121 | 4.4763 | 4.0715 | 3.5173 | 2.8935 | 2.659 | 2.1634 | 0.48872 | -0.60036 | -1.5539 | 7.6755 | 7.4539 | 7.2607 | 7.0361 | 6.8613 | 6.661 | 6.3854 | 6.0566 | 5.6636 | 5.7315 | 5.4883 | 4.4255 | 3.2015 | 0.64982 | 6.137 | 5.8069 | 5.4816 | 5.1245 | 4.8464 | 4.5455 | 4.1533 | 3.646 | 3.0623 | 3.0567 | 2.6523 | 1.3569 | 0.55808 | -0.1813
|  | WOODSTOCK | CT |  |  |  |  | 6.3809 | 6.0412 | 5.7004 | 5.3675 | 5.0535 | 4.7869 | 4.4062 | 3.8743 | 3.2884 | 3.2008 | 2.7421 | 0.794 | -0.60036 | -1.5539 | 7.7 | 7.4894 | 7.3047 | 7.1065 | 6.8935 | 6.7272 | 6.4449 | 6.0953 | 5.6996 | 5.8452 | 5.5582 | 4.4255 | 3.2015 | 1.5903 | 6.1837 | 5.8918 | 5.6109 | 5.3184 | 5.0234 | 4.7981 | 4.4307 | 3.9373 | 3.3904 | 3.5236 | 3.1294 | 1.6211 | 0.55808 | -0.1813
|  | WOODSTOCK | LW |  |  |  |  | 6.3271 | 5.9309 | 5.5279 | 5.1216 | 4.8121 | 4.4763 | 4.0715 | 3.5173 | 2.8935 | 2.659 | 2.1634 | 0.48872 | -0.45895 | -1.3281 | 7.6755 | 7.4539 | 7.2607 | 7.0361 | 6.8613 | 6.661 | 6.3854 | 6.0566 | 5.6636 | 5.7315 | 5.4883 | 4.8007 | 4.4499 | 4.0614 | 6.137 | 5.8069 | 5.4816 | 5.1245 | 4.8464 | 4.5455 | 4.1533 | 3.646 | 3.0623 | 3.0567 | 2.6523 | 1.3569 | 0.64354 | -0.039781
|  | WOODSTOCK | ST |  |  |  |  | 6.4253 | 6.1511 | 5.9501 | 5.786 | 5.6619 | 5.5707 | 5.4282 | 5.2717 | 5.1081 | 4.8712 | 4.6216 | 3.5642 | 2.4172 | 1.3652 | 7.7334 | 7.5843 | 7.4549 | 7.3378 | 7.2285 | 7.1432 | 7.0067 | 6.8524 | 6.7016 | 6.4765 | 6.2323 | 5.3392 | 4.268 | 2.7231 | 6.2275 | 6.0142 | 5.8432 | 5.6971 | 5.5748 | 5.493 | 5.3478 | 5.1862 | 5.042 | 4.8085 | 4.5607 | 3.8017 | 2.9598 | 2.1723
|  | WOODSTOCK | FS |  |  |  |  | 6.4959 | 6.2898 | 6.1519 | 6.0235 | 5.9256 | 5.8232 | 5.745 | 5.5758 | 5.3817 | 5.1953 | 4.9727 | 3.9693 | 2.783 | 1.5471 | 7.7622 | 7.6286 | 7.5395 | 7.4392 | 7.3462 | 7.2419 | 7.1525 | 6.9964 | 6.8114 | 6.6361 | 6.4119 | 5.3352 | 3.6029 | 0.64982 | 6.2846 | 6.1116 | 6.0047 | 5.8917 | 5.798 | 5.6965 | 5.6301 | 5.4738 | 5.2902 | 5.132 | 4.9162 | 4.1211 | 3.1643 | 2.2093
BOTLEY WOOD GSP | NETLEY COMMON BSP | WOOLSTON | MINIMUM HEADROOM | SU 44145 11242 | NO | NO | 6.188 | 2.5005 | 2.3944 | 2.1395 | 1.8785 | 1.5959 | 1.2024 | 0.8037 | 0.25908 | -0.38414 | -0.64375 | -1.1297 | -2.7757 | -3.6487 | -4.3609 | 4.0587 | 3.894 | 3.72 | 3.5019 | 3.2229 | 2.9619 | 2.5796 | 2.1058 | 1.4977 | 1.0595 | 0.83852 | -1.9945 | -7.6641 | -18.382 | 2.9763 | 2.8408 | 2.6172 | 2.38 | 2.1247 | 1.7429 | 1.3644 | 0.85475 | 0.25351 | 0.028899 | -0.42019 | -1.9507 | -2.6956 | -3.3752
|  | WOOLSTON | CT |  |  |  |  | 2.5027 | 2.3944 | 2.2111 | 1.9908 | 1.708 | 1.4551 | 1.0829 | 0.55054 | -0.097191 | -0.54389 | -0.7108 | -2.6526 | -3.6487 | -4.3609 | 4.0587 | 3.894 | 3.72 | 3.5019 | 3.2229 | 2.9619 | 2.5796 | 2.1058 | 1.4977 | 1.0595 | 0.83852 | -1.8814 | -5.2138 | -10.7076 | 2.9763 | 2.8408 | 2.6777 | 2.4717 | 2.1992 | 1.9733 | 1.6008 | 1.0964 | 0.46894 | 0.071538 | -0.028539 | -1.8137 | -2.6956 | -3.3752
|  | WOOLSTON | LW |  |  |  |  | 2.5005 | 2.4026 | 2.1395 | 1.8785 | 1.5959 | 1.2024 | 0.8037 | 0.25908 | -0.38414 | -0.64375 | -1.1297 | -2.7757 | -3.4495 | -4.1473 | 4.1143 | 4.0151 | 3.8443 | 3.6799 | 3.5059 | 3.2283 | 2.9524 | 2.6109 | 2.1804 | 2.1514 | 1.8694 | 0.90672 | 0.38761 | -0.23346 | 2.9835 | 2.8608 | 2.6172 | 2.38 | 2.1247 | 1.7429 | 1.3644 | 0.85475 | 0.25351 | 0.028899 | -0.42019 | -1.9507 | -2.6149 | -3.3504
|  | WOOLSTON | ST |  |  |  |  | 2.5754 | 2.5325 | 2.4862 | 2.4256 | 2.345 | 2.2563 | 2.1884 | 2.0407 | 1.8 | 1.6116 | 1.3762 | 0.36924 | -0.45598 | -1.3857 | 4.1238 | 4.0154 | 3.8714 | 3.7126 | 3.5399 | 3.3519 | 3.171 | 2.906 | 2.533 | 2.2035 | 1.8158 | -0.62958 | -3.9872 | -9.5782 | 3.0654 | 3.0066 | 2.9383 | 2.8558 | 2.7651 | 2.6669 | 2.595 | 2.433 | 2.1754 | 1.98 | 1.7272 | 0.80373 | 0.029484 | -0.80986
|  | WOOLSTON | FS |  |  |  |  | 2.5834 | 2.5502 | 2.4996 | 2.4578 | 2.3959 | 2.3144 | 2.2164 | 2.1079 | 1.9175 | 1.7176 | 1.5176 | 0.15201 | -0.69985 | -1.7938 | 4.1158 | 3.9994 | 3.8608 | 3.7174 | 3.5417 | 3.3301 | 3.0581 | 2.7297 | 2.3019 | 1.8601 | 1.399 | -1.9945 | -7.6641 | -18.382 | 3.075 | 3.0288 | 2.9706 | 2.9307 | 2.8669 | 2.7842 | 2.6851 | 2.5892 | 2.4033 | 2.2018 | 2.0022 | 0.71524 | 0.0018313 | -1.0101
MINETY GSP | SWINDON BSP | WOOTTON BASSETT | MINIMUM HEADROOM | SU 07587 81123 | NO | YES | 2.405 | 8.2786 | 8.0252 | 7.5816 | 6.9932 | 6.362 | 5.7406 | 4.5289 | 2.992 | 1.4214 | -0.066256 | -1.2672 | -4.4277 | -6.4866 | -8.1339 | 12.8125 | 12.6271 | 12.3651 | 12.0504 | 11.6359 | 11.4799 | 10.8699 | 10.0663 | 9.2353 | 8.5201 | 7.9031 | 5.6122 | 3.5865 | -0.37153 | 8.3493 | 8.116 | 7.6967 | 7.157 | 6.5887 | 6.0707 | 5.0167 | 3.686 | 2.3039 | 0.99272 | -0.042161 | -2.7163 | -4.3867 | -5.7916
|  | WOOTTON BASSETT | CT |  |  |  |  | 8.2786 | 8.0252 | 7.5924 | 7.0827 | 6.4395 | 6.0005 | 4.952 | 3.4997 | 2.0494 | 0.85844 | -0.27922 | -4.085 | -6.4866 | -8.1339 | 12.8125 | 12.6271 | 12.3651 | 12.0504 | 11.6359 | 11.4799 | 10.8699 | 10.0663 | 9.2353 | 8.5847 | 7.9031 | 5.6122 | 3.5865 | 0.90205 | 8.3493 | 8.116 | 7.7058 | 7.2397 | 6.652 | 6.2996 | 5.3819 | 4.1197 | 2.8462 | 1.8266 | 0.81645 | -2.3843 | -4.3867 | -5.7916
|  | WOOTTON BASSETT | LW |  |  |  |  | 8.3 | 8.0351 | 7.5816 | 6.9932 | 6.362 | 5.7406 | 4.5289 | 2.992 | 1.4214 | -0.066256 | -1.2672 | -4.4277 | -6.0421 | -7.5404 | 12.8452 | 12.6772 | 12.4456 | 12.1173 | 11.7817 | 11.5534 | 10.9114 | 10.1355 | 9.3053 | 8.5201 | 7.929 | 6.5205 | 5.8514 | 5.133 | 8.3695 | 8.1263 | 7.6967 | 7.157 | 6.5887 | 6.0707 | 5.0167 | 3.686 | 2.3039 | 0.99272 | -0.042161 | -2.7163 | -4.0149 | -5.267
|  | WOOTTON BASSETT | ST |  |  |  |  | 8.4728 | 8.3298 | 8.199 | 7.9928 | 7.7854 | 7.4167 | 6.9001 | 6.2455 | 5.9363 | 5.3006 | 4.7342 | 2.1676 | 0.26871 | -1.7017 | 12.9135 | 12.809 | 12.709 | 12.5381 | 12.3708 | 12.0989 | 11.7372 | 11.2871 | 11.1316 | 10.6603 | 10.2014 | 7.9311 | 5.9778 | 3.1884 | 8.5304 | 8.3991 | 8.279 | 8.0927 | 7.9057 | 7.5876 | 7.1504 | 6.6026 | 6.3782 | 5.831 | 5.3258 | 2.9531 | 1.3042 | -0.38357
|  | WOOTTON BASSETT | FS |  |  |  |  | 8.4884 | 8.3672 | 8.2552 | 8.083 | 7.8827 | 7.6414 | 7.2646 | 6.7605 | 6.237 | 5.6795 | 5.5385 | 2.8667 | 0.38974 | -1.8443 | 12.9154 | 12.8159 | 12.7176 | 12.5773 | 12.4011 | 12.2057 | 11.9048 | 11.5294 | 11.1167 | 10.658 | 10.5389 | 7.9612 | 4.6142 | -0.37153 | 8.544 | 8.4323 | 8.3292 | 8.1733 | 7.9953 | 7.7877 | 7.4731 | 7.0507 | 6.6027 | 6.1134 | 6.0252 | 3.6071 | 1.4027 | -0.55611
COWLEY GSP | OXFORD BSP | WOOTTON ROAD | MINIMUM HEADROOM | SU 49244 98269 | NO | NO | 6.942 | -7.2606 | -7.9128 | -9.1597 | -10.5696 | -11.6178 | -13.2374 | -14.7949 | -16.1713 | -17.7924 | -19.4088 | -20.8298 | -25.3793 | -28.0216 | -30.0527 | -3.2406 | -3.6048 | -4.2398 | -4.971 | -5.4058 | -6.2454 | -7.0754 | -7.8103 | -8.7312 | -9.639 | -10.3801 | -13.5547 | -16.3777 | -21.9639 | -6.4926 | -7.0444 | -8.0725 | -9.2595 | -10.0726 | -11.4721 | -12.8536 | -14.1231 | -15.6175 | -17.1015 | -18.3853 | -22.2656 | -24.3052 | -25.983
|  | WOOTTON ROAD | CT |  |  |  |  | -7.1381 | -7.7237 | -8.8298 | -10.034 | -11.0056 | -12.3832 | -13.8189 | -15.1097 | -16.5235 | -17.6854 | -19.0461 | -24.7834 | -28.0216 | -30.0527 | -3.1992 | -3.5724 | -4.1863 | -4.8543 | -5.333 | -6.0873 | -6.9141 | -7.6777 | -8.573 | -9.2681 | -10.1264 | -13.5547 | -16.3777 | -19.9771 | -6.3851 | -6.8951 | -7.8223 | -8.8324 | -9.6072 | -10.7828 | -12.054 | -13.2448 | -14.5493 | -15.5974 | -16.8371 | -21.6768 | -24.3052 | -25.983
|  | WOOTTON ROAD | LW |  |  |  |  | -7.2606 | -7.9128 | -9.1597 | -10.5696 | -11.6178 | -13.2374 | -14.7949 | -16.1713 | -17.7924 | -19.4088 | -20.8298 | -25.3793 | -27.3048 | -29.082 | -3.2406 | -3.6048 | -4.2398 | -4.971 | -5.4058 | -6.2454 | -7.0754 | -7.8103 | -8.7312 | -9.639 | -10.3801 | -12.4482 | -13.2553 | -14.125 | -6.4926 | -7.0444 | -8.0725 | -9.2595 | -10.0726 | -11.4721 | -12.8536 | -14.1231 | -15.6175 | -17.1015 | -18.3853 | -22.2656 | -23.8248 | -25.3274
|  | WOOTTON ROAD | ST |  |  |  |  | -6.9307 | -7.3197 | -7.8594 | -8.4181 | -9.0371 | -9.7186 | -10.0043 | -10.3189 | -10.75 | -11.3044 | -11.9305 | -15.8772 | -18.5375 | -21.3967 | -3.0859 | -3.3443 | -3.696 | -4.0586 | -4.4747 | -4.936 | -5.1297 | -5.4189 | -5.7961 | -6.3044 | -6.8774 | -10.3126 | -13.0709 | -16.9443 | -6.1946 | -6.5113 | -6.9588 | -7.4155 | -7.9387 | -8.5246 | -8.6872 | -9.0044 | -9.4347 | -9.9853 | -10.604 | -14.2781 | -16.5228 | -18.8822
|  | WOOTTON ROAD | FS |  |  |  |  | -6.854 | -7.1585 | -7.6311 | -8.1128 | -8.6393 | -9.2002 | -9.7217 | -10.1698 | -10.3277 | -10.9231 | -11.577 | -15.3455 | -18.7456 | -22.0024 | -3.0448 | -3.2653 | -3.5818 | -3.9068 | -4.2741 | -4.6726 | -5.0818 | -5.473 | -5.6558 | -6.1603 | -6.717 | -10.3085 | -14.9189 | -21.9639 | -6.1323 | -6.3784 | -6.7651 | -7.1517 | -7.5862 | -8.0559 | -8.5073 | -8.9177 | -8.9714 | -9.5051 | -10.0916 | -13.5238 | -16.5626 | -19.4435
BRAMLEY (FLEE) | COXMOOR WOOD BSP | WRECCLESHAM | MINIMUM HEADROOM | SU 82093 44312 | NO | YES | 0.713 | 18.7069 | 18.4618 | 17.999 | 17.4339 | 16.8928 | 16.5381 | 15.8578 | 14.8096 | 13.6517 | 12.5054 | 11.5258 | 8.2327 | 6.0571 | 4.4344 | 21.1878 | 20.9887 | 20.7277 | 20.432 | 20.0693 | 20.0319 | 19.6347 | 19.0852 | 18.4812 | 17.857 | 17.3873 | 15.2785 | 13.2886 | 9.1931 | 19.0081 | 18.7674 | 18.3551 | 17.8395 | 17.3605 | 17.1072 | 16.4818 | 15.5558 | 14.513 | 13.4877 | 12.6531 | 9.9784 | 8.2637 | 6.8923
|  | WRECCLESHAM | CT |  |  |  |  | 18.7519 | 18.4982 | 18.0748 | 17.6067 | 17.0562 | 16.8533 | 16.2652 | 15.3394 | 14.3584 | 13.5486 | 12.6204 | 8.671 | 6.0571 | 4.4344 | 21.2001 | 20.9887 | 20.7277 | 20.432 | 20.0693 | 20.0319 | 19.6347 | 19.0852 | 18.4815 | 18.0293 | 17.4654 | 15.2785 | 13.2886 | 10.6142 | 19.0544 | 18.8043 | 18.4246 | 17.9941 | 17.4864 | 17.3828 | 16.8402 | 16.0158 | 15.1319 | 14.4417 | 13.6234 | 10.4669 | 8.2637 | 6.8923
|  | WRECCLESHAM | LW |  |  |  |  | 18.7069 | 18.4618 | 17.999 | 17.4339 | 16.8928 | 16.5381 | 15.8578 | 14.8096 | 13.6517 | 12.5054 | 11.5258 | 8.2327 | 6.621 | 5.3077 | 21.1878 | 21.0111 | 20.7675 | 20.4537 | 20.1699 | 20.0689 | 19.6672 | 19.1211 | 18.4812 | 17.857 | 17.3873 | 16.0447 | 15.4475 | 14.8854 | 19.0081 | 18.7674 | 18.3551 | 17.8395 | 17.3605 | 17.1072 | 16.4818 | 15.5558 | 14.513 | 13.4877 | 12.6531 | 9.9784 | 8.7011 | 7.5729
|  | WRECCLESHAM | ST |  |  |  |  | 18.8653 | 18.738 | 18.6375 | 18.4788 | 18.3613 | 18.176 | 17.9572 | 17.6831 | 17.7519 | 17.4204 | 17.054 | 14.3774 | 12.2212 | 10.2173 | 21.2732 | 21.1542 | 21.0504 | 20.8985 | 20.775 | 20.5955 | 20.3839 | 20.1259 | 20.1379 | 19.8222 | 19.4702 | 17.2405 | 15.2825 | 12.6373 | 19.1627 | 19.0391 | 18.9431 | 18.7877 | 18.6807 | 18.4993 | 18.2834 | 18.0129 | 18.1015 | 17.7798 | 17.4242 | 14.942 | 13.0868 | 11.4735
|  | WRECCLESHAM | FS |  |  |  |  | 18.8815 | 18.7761 | 18.6653 | 18.5083 | 18.3555 | 18.1842 | 18.0462 | 17.7712 | 17.4531 | 17.0726 | 17.0711 | 14.8723 | 12.6681 | 10.2683 | 21.2786 | 21.1692 | 21.0637 | 20.9169 | 20.7675 | 20.5986 | 20.4374 | 20.1749 | 19.8657 | 19.5004 | 19.4566 | 17.1709 | 14.108 | 9.1931 | 19.1788 | 19.0774 | 18.979 | 18.8328 | 18.6895 | 18.5278 | 18.3993 | 18.143 | 17.8437 | 17.4822 | 17.5318 | 15.5101 | 13.6524 | 11.7331
MINETY GSP | TOOTHILL BSP | WROUGHTON | MINIMUM HEADROOM | SU 14446 81504 | NO | YES | 21.327 | -5.1597 | -5.4428 | -5.8774 | -6.4013 | -6.8895 | -7.7474 | -8.6027 | -9.1056 | -9.8671 | -10.574 | -11.1724 | -13.3129 | -14.6976 | -15.6068 | -2.9624 | -3.1223 | -3.3407 | -3.6117 | -3.8481 | -4.5121 | -5.2294 | -5.8398 | -6.1672 | -6.6539 | -7.0493 | -8.7776 | -10.1352 | -11.7642 | -4.4941 | -4.6437 | -4.8746 | -5.1486 | -5.4013 | -6.0617 | -6.7668 | -7.2378 | -7.7998 | -8.3035 | -8.7329 | -10.796 | -11.9977 | -12.7988
|  | WROUGHTON | CT |  |  |  |  | -5.1134 | -5.3739 | -5.7567 | -6.2071 | -6.68 | -7.4483 | -8.2699 | -9.0841 | -9.4787 | -10.0541 | -10.6385 | -13.0835 | -14.6976 | -15.6068 | -2.9481 | -3.1121 | -3.326 | -3.5767 | -3.8364 | -4.4674 | -5.1824 | -5.8398 | -6.1535 | -6.5928 | -7.0249 | -8.7776 | -10.1352 | -11.6305 | -4.4649 | -4.6005 | -4.8059 | -5.0409 | -5.287 | -5.8971 | -6.5755 | -7.1987 | -7.5631 | -7.9876 | -8.3899 | -10.5526 | -11.9977 | -12.7988
|  | WROUGHTON | LW |  |  |  |  | -5.1597 | -5.4428 | -5.8774 | -6.4013 | -6.8895 | -7.7474 | -8.6027 | -9.1056 | -9.8671 | -10.574 | -11.1724 | -13.3129 | -14.4142 | -15.2432 | -2.9624 | -3.1223 | -3.3407 | -3.6117 | -3.8481 | -4.5121 | -5.2294 | -5.6195 | -6.1672 | -6.6539 | -7.0493 | -8.4092 | -9.0672 | -9.4977 | -4.4941 | -4.6437 | -4.8746 | -5.1486 | -5.4013 | -6.0617 | -6.7668 | -7.2378 | -7.7998 | -8.3035 | -8.7329 | -10.796 | -11.8459 | -12.5793
|  | WROUGHTON | ST |  |  |  |  | -5.0402 | -5.2082 | -5.4149 | -5.6487 | -5.8503 | -6.3228 | -6.7992 | -7.1616 | -7.5556 | -7.9452 | -8.314 | -9.6814 | -11.0342 | -12.1914 | -2.9077 | -3.0144 | -3.147 | -3.2991 | -3.4348 | -3.9034 | -4.4106 | -4.8239 | -5.2253 | -5.6028 | -5.966 | -7.2524 | -8.646 | -10.2833 | -4.4262 | -4.5165 | -4.6228 | -4.7445 | -4.8539 | -5.2869 | -5.7534 | -6.1317 | -6.4841 | -6.8054 | -7.0917 | -8.2261 | -9.2113 | -9.9073
|  | WROUGHTON | FS |  |  |  |  | -4.997 | -5.1202 | -5.2908 | -5.4833 | -5.6807 | -6.064 | -6.4859 | -6.9097 | -7.2706 | -7.6638 | -8.0406 | -9.3357 | -10.5031 | -11.7271 | -2.8872 | -2.9752 | -3.0913 | -3.2244 | -3.3639 | -3.7699 | -4.2382 | -4.7026 | -5.0921 | -5.4858 | -5.8542 | -7.2635 | -9.019 | -11.7642 | -4.4027 | -4.4698 | -4.5573 | -4.6575 | -4.7613 | -5.1338 | -5.5503 | -5.9551 | -6.284 | -6.6046 | -6.893 | -7.8191 | -8.5377 | -9.238
AMERSHAM | LOUDWATER BSP | WYCOMBE MARSH | MINIMUM HEADROOM | SU 88582 91845 | NO | YES | 4 | 2.7724 | 2.4686 | 1.8882 | 1.2569 | 0.66355 | 0.0047321 | -0.37659 | -1.2591 | -2.2595 | -3.2479 | -4.1091 | -6.645 | -8.0951 | -8.9646 | 6.2747 | 6.059 | 5.7302 | 5.407 | 5.0098 | 4.6342 | 4.4542 | 3.9061 | 3.2744 | 2.8146 | 2.2434 | -0.01662 | -1.9038 | -7.1045 | 3.617 | 3.348 | 2.8307 | 2.2556 | 1.7268 | 1.1021 | 0.76095 | -0.055226 | -0.98791 | -1.9082 | -2.7021 | -4.9984 | -6.1705 | -6.9422
|  | WYCOMBE MARSH | CT |  |  |  |  | 2.8185 | 2.499 | 1.9618 | 1.4328 | 0.81467 | 0.26938 | -0.016689 | -0.86626 | -1.7987 | -2.5225 | -3.3591 | -6.5775 | -8.0951 | -8.9646 | 6.286 | 6.059 | 5.7302 | 5.407 | 5.0098 | 4.6342 | 4.4542 | 3.9061 | 3.2744 | 2.8146 | 2.2434 | -0.01662 | -1.9038 | -4.6152 | 3.655 | 3.3648 | 2.8832 | 2.4133 | 1.8495 | 1.3376 | 1.0589 | 0.26902 | -0.60015 | -1.2631 | -2.0399 | -4.9221 | -6.1705 | -6.9422
|  | WYCOMBE MARSH | LW |  |  |  |  | 2.7724 | 2.4686 | 1.8882 | 1.2569 | 0.66355 | 0.0047321 | -0.37659 | -1.2591 | -2.2595 | -3.2479 | -4.1091 | -6.645 | -7.2724 | -7.9385 | 6.2747 | 6.0966 | 5.786 | 5.447 | 5.1306 | 4.7477 | 4.5764 | 4.1055 | 3.5183 | 2.9379 | 2.4733 | 1.2405 | 0.96894 | 0.53746 | 3.617 | 3.348 | 2.8307 | 2.2556 | 1.7268 | 1.1021 | 0.76095 | -0.055226 | -0.98791 | -1.9082 | -2.7021 | -4.9984 | -5.5232 | -6.1624
|  | WYCOMBE MARSH | ST |  |  |  |  | 3.0069 | 2.807 | 2.6054 | 2.3993 | 2.1858 | 2.0145 | 1.8705 | 1.6392 | 1.3237 | 0.92897 | 0.95408 | -1.0151 | -2.1066 | -3.3218 | 6.3954 | 6.2421 | 6.0866 | 5.921 | 5.74 | 5.5729 | 5.4201 | 5.197 | 4.8831 | 4.4968 | 4.4369 | 2.3113 | 0.56278 | -2.2502 | 3.8353 | 3.6615 | 3.4875 | 3.3134 | 3.1238 | 2.9582 | 2.8183 | 2.5926 | 2.2854 | 1.899 | 1.9301 | 0.047608 | -0.93595 | -2.0106
|  | WYCOMBE MARSH | FS |  |  |  |  | 3.0789 | 2.9269 | 2.7281 | 2.4926 | 2.3139 | 2.1419 | 1.9584 | 1.7471 | 1.4514 | 1.091 | 0.70673 | -1.2153 | -3.2646 | -5.0389 | 6.4395 | 6.3076 | 6.1504 | 5.9641 | 5.7989 | 5.6204 | 5.4121 | 5.1761 | 4.8711 | 4.5173 | 4.1346 | 1.8748 | -1.6249 | -7.1045 | 3.8961 | 3.7655 | 3.5952 | 3.3928 | 3.2427 | 3.0828 | 2.91 | 2.7175 | 2.4425 | 2.1042 | 1.7415 | -0.062042 | -1.9435 | -3.5414
LOVEDEAN GSP | WYMERING BSP | WYMERING | MINIMUM HEADROOM | SU 64974 05375 | NO | YES | 14.292 | 18.8392 | 18.2628 | 17.0071 | 15.7551 | 14.3972 | 12.5808 | 10.5032 | 8.03 | 5.3666 | 2.6602 | 0.17722 | -8.0804 | -12.8304 | -15.1957 | 16.9527 | 16.4691 | 15.6131 | 14.8368 | 14.0788 | 12.8297 | 11.2998 | 9.6014 | 7.4913 | 5.3132 | 3.3298 | -4.1587 | -9.1702 | -17.828 | 19.8612 | 19.3245 | 18.3704 | 17.5647 | 16.7502 | 15.2215 | 13.2828 | 11.4533 | 9.2283 | 6.2784 | 3.5626 | -4.4243 | -9.9421 | -12.5663
|  | WYMERING | CT |  |  |  |  | 18.99 | 18.399 | 17.4719 | 16.6486 | 15.3784 | 14.0266 | 12.2702 | 9.8375 | 7.0772 | 4.8332 | 2.298 | -7.1506 | -11.8172 | -14.9022 | 17.0711 | 16.5931 | 15.965 | 15.487 | 14.6367 | 13.6469 | 12.3093 | 10.6627 | 8.3959 | 6.6814 | 4.5821 | -1.9773 | -7.3338 | -14.446 | 19.9912 | 19.4624 | 18.7351 | 18.2483 | 17.3604 | 16.2145 | 14.4881 | 12.5483 | 10.1707 | 8.3497 | 5.699 | -3.0939 | -6.3661 | -8.655
|  | WYMERING | LW |  |  |  |  | 18.8392 | 18.2628 | 17.0071 | 15.7551 | 14.3972 | 12.5808 | 10.5032 | 8.03 | 5.3666 | 2.6602 | 0.17722 | -8.0804 | -11.7322 | -15.0001 | 16.9527 | 16.4691 | 15.6131 | 14.8368 | 14.0788 | 12.8297 | 11.2998 | 9.6014 | 7.4913 | 5.3132 | 3.3298 | -2.44 | -5.1816 | -7.9295 | 19.8612 | 19.3245 | 18.3704 | 17.5647 | 16.7502 | 15.2215 | 13.2828 | 11.4533 | 9.2283 | 6.2784 | 3.5626 | -4.4243 | -7.7636 | -10.8492
|  | WYMERING | ST |  |  |  |  | 19.2404 | 18.9683 | 18.0951 | 17.4333 | 16.7055 | 15.8829 | 15.0141 | 13.8183 | 12.039 | 9.5765 | 6.9442 | -7.2542 | -12.8304 | -15.1957 | 17.2655 | 17.0349 | 16.2452 | 15.6149 | 14.9639 | 14.2654 | 13.5367 | 12.5006 | 11.2086 | 9.5142 | 7.4367 | -4.1587 | -9.1702 | -13.7212 | 20.2113 | 19.9704 | 19.1132 | 18.454 | 17.7702 | 17.0293 | 16.2507 | 14.9613 | 13.3186 | 11.2927 | 9.1792 | -4.2196 | -9.9421 | -12.5663
|  | WYMERING | FS |  |  |  |  | 19.376 | 19.2116 | 18.7384 | 18.4309 | 18.0445 | 17.5798 | 17.0098 | 16.2878 | 15.6341 | 14.6109 | 13.4747 | 4.3093 | -3.5972 | -8.8178 | 17.3756 | 17.2288 | 16.8692 | 16.5884 | 16.1561 | 15.6382 | 14.9967 | 14.1929 | 13.455 | 12.4075 | 11.4044 | 4.3369 | -4.4932 | -17.828 | 20.3319 | 20.1851 | 19.7705 | 19.4795 | 19.1229 | 18.6977 | 18.1724 | 17.5629 | 16.9407 | 15.8818 | 14.7716 | 7.4158 | -0.17907 | -5.2294
COWLEY GSP | YARNTON BSP | YARNTON | MINIMUM HEADROOM | SP 48277 12108 | NO | YES | 26.701 | -12.6686 | -13.6514 | -14.5624 | -16.2855 | -18.6628 | -21.2472 | -23.8823 | -27.0255 | -29.7218 | -32.0744 | -34.3495 | -42.1896 | -47.0554 | -48.1491 | -7.0495 | -7.6703 | -8.4178 | -9.3086 | -10.4448 | -11.7947 | -13.234 | -14.8702 | -16.5712 | -18.6604 | -20.5484 | -28.1329 | -31.9131 | -34.1121 | -10.6245 | -11.5286 | -12.3823 | -13.5578 | -14.9442 | -16.9905 | -19.3052 | -21.845 | -24.7315 | -27.3862 | -29.7894 | -38.799 | -43.4709 | -44.489
|  | YARNTON | CT |  |  |  |  | -12.3588 | -13.3842 | -14.305 | -15.4263 | -17.721 | -19.9399 | -22.424 | -25.6073 | -28.28 | -30.173 | -32.8143 | -41.4139 | -44.433 | -46.7018 | -6.9594 | -7.5872 | -8.3018 | -9.0836 | -10.2989 | -11.4729 | -12.8733 | -14.6201 | -16.3675 | -17.8775 | -19.7828 | -24.9675 | -27.4847 | -31.3936 | -10.3319 | -11.2872 | -12.1622 | -13.1518 | -14.8186 | -16.4922 | -18.7594 | -21.5091 | -24.4227 | -26.3471 | -28.7619 | -35.8152 | -38.0557 | -39.2016
|  | YARNTON | LW |  |  |  |  | -12.6686 | -13.6514 | -14.5624 | -16.2855 | -18.6628 | -21.2472 | -23.8823 | -27.0255 | -29.7218 | -32.0744 | -34.3495 | -41.1601 | -42.7781 | -44.7243 | -7.0495 | -7.6703 | -8.4178 | -9.3086 | -10.4448 | -11.7947 | -13.234 | -14.8702 | -16.5712 | -18.6604 | -20.5484 | -24.8884 | -25.7374 | -26.3378 | -10.6245 | -11.5286 | -12.3823 | -13.5578 | -14.9442 | -16.9905 | -19.3052 | -21.845 | -24.7315 | -27.3862 | -29.7894 | -35.6046 | -37.0544 | -38.075
|  | YARNTON | ST |  |  |  |  | -11.8973 | -12.4924 | -13.0406 | -13.9576 | -15.1795 | -16.5233 | -17.9156 | -19.8033 | -22.0076 | -24.5732 | -27.4228 | -42.1896 | -47.0554 | -48.1491 | -6.7307 | -7.1793 | -7.5509 | -8.1447 | -8.8989 | -9.6454 | -10.2716 | -11.2276 | -12.5444 | -14.5238 | -16.7265 | -28.1329 | -31.9131 | -32.8085 | -9.8865 | -10.4261 | -10.9454 | -11.7968 | -12.9284 | -14.1873 | -15.4949 | -17.2644 | -19.3604 | -21.8302 | -24.5777 | -38.799 | -43.4709 | -44.489
|  | YARNTON | FS |  |  |  |  | -11.4088 | -11.7807 | -12.0283 | -12.5704 | -13.359 | -14.2073 | -15.0969 | -16.0943 | -17.3557 | -18.8089 | -20.4293 | -30.5295 | -39.5272 | -45.3307 | -6.452 | -6.7695 | -7.013 | -7.4219 | -7.9932 | -8.5816 | -9.164 | -9.7812 | -10.5533 | -11.357 | -12.2619 | -19.1302 | -26.1224 | -34.1121 | -9.4291 | -9.7603 | -9.9982 | -10.4957 | -11.2166 | -12.0018 | -12.8331 | -13.7432 | -14.9212 | -16.3051 | -17.8492 | -27.5303 | -36.1816 | -41.7395
BRAMLEY (ANDO-THAT) | THATCHAM BSP | YATTENDON | MINIMUM HEADROOM | SU 53699 74307 | NO | NO | 1.37 | 1.7579 | 1.4942 | 1.2608 | 0.92767 | 0.48119 | -0.019716 | -0.60119 | -1.1066 | -1.321 | -1.7741 | -2.1604 | -3.4936 | -4.2201 | -4.8458 | 5.2044 | 5.0586 | 4.9332 | 4.7826 | 4.5536 | 4.329 | 4.0167 | 3.7183 | 3.622 | 3.3665 | 3.1566 | 2.0925 | 1.0382 | -1.3565 | 2.8208 | 2.5851 | 2.3873 | 2.0895 | 1.7171 | 1.2829 | 0.75742 | 0.26588 | 0.13237 | -0.29859 | -0.63693 | -1.7026 | -2.2518 | -2.7554
|  | YATTENDON | CT |  |  |  |  | 1.7579 | 1.4942 | 1.2608 | 0.99962 | 0.60417 | 0.24542 | -0.2266 | -0.72335 | -0.90074 | -1.2317 | -1.6173 | -3.1982 | -4.0331 | -4.6286 | 5.2044 | 5.0586 | 4.9332 | 4.7826 | 4.5536 | 4.3515 | 4.0713 | 3.7399 | 3.6254 | 3.4155 | 3.1635 | 2.0925 | 1.1932 | -0.049094 | 2.8208 | 2.5851 | 2.3873 | 2.1513 | 1.7991 | 1.4973 | 1.0619 | 0.56971 | 0.46688 | 0.17557 | -0.18344 | -1.4088 | -2.0332 | -2.4988
|  | YATTENDON | LW |  |  |  |  | 1.7908 | 1.5586 | 1.2706 | 0.92767 | 0.48119 | -0.019716 | -0.60119 | -1.1066 | -1.321 | -1.7741 | -2.1604 | -3.4936 | -4.2201 | -4.8458 | 5.2259 | 5.1086 | 4.9797 | 4.808 | 4.5875 | 4.329 | 4.0167 | 3.7183 | 3.622 | 3.3665 | 3.1566 | 2.5021 | 2.1891 | 1.9004 | 2.838 | 2.6292 | 2.3952 | 2.0895 | 1.7171 | 1.2829 | 0.75742 | 0.26588 | 0.13237 | -0.29859 | -0.63693 | -1.7026 | -2.2518 | -2.7554
|  | YATTENDON | ST |  |  |  |  | 1.8465 | 1.674 | 1.4269 | 1.1611 | 0.8475 | 0.50048 | 0.13681 | -0.15303 | -0.4972 | -0.85309 | -1.231 | -2.4311 | -3.1781 | -3.6963 | 5.2486 | 5.1587 | 5.0329 | 4.89 | 4.7243 | 4.5335 | 4.3282 | 4.1261 | 3.8783 | 3.6371 | 3.376 | 2.3841 | 1.4676 | 0.25404 | 2.9005 | 2.7621 | 2.5614 | 2.3365 | 2.0929 | 1.8051 | 1.4976 | 1.2324 | 0.89487 | 0.54872 | 0.17832 | -0.84174 | -1.4334 | -1.8321
|  | YATTENDON | FS |  |  |  |  | 1.9809 | 1.8748 | 1.7903 | 1.7007 | 1.5547 | 1.4229 | 1.2652 | 1.0265 | 0.77353 | 0.53988 | 0.25483 | -1.0396 | -2.4695 | -3.2815 | 5.3111 | 5.246 | 5.1817 | 5.1103 | 5.0006 | 4.8985 | 4.7695 | 4.5866 | 4.3858 | 4.2031 | 3.9826 | 2.7865 | 1.0382 | -1.3565 | 3.0079 | 2.9218 | 2.842 | 2.7571 | 2.6266 | 2.519 | 2.3757 | 2.1599 | 1.9231 | 1.7136 | 1.4466 | 0.30695 | -0.86791 | -1.5176
MELKSHAM GSP | CHIPPENHAM | YATTON KEYNELL | MINIMUM HEADROOM | ST 87300 75782 | YES | YES | 3.26 | -10.4645 | -10.9363 | -11.6498 | -12.6068 | -13.5206 | -14.8833 | -16.5174 | -18.3532 | -20.4299 | -22.7253 | -25.0745 | -32.7162 | -35.4641 | -35.5577 | -7.1907 | -7.5503 | -8.0932 | -8.8229 | -9.5192 | -10.5608 | -11.8116 | -13.216 | -14.8063 | -16.5639 | -18.3615 | -24.1994 | -26.363 | -26.4414 | -9.7594 | -10.215 | -10.9039 | -11.828 | -12.7101 | -14.0264 | -15.6057 | -17.3796 | -19.3867 | -21.6051 | -23.8744 | -31.2531 | -33.9125 | -33.9942
|  | YATTON KEYNELL | CT |  |  |  |  | -9.2667 | -9.8512 | -10.5513 | -11.2426 | -12.2544 | -13.3952 | -14.9745 | -16.8493 | -18.8272 | -20.6941 | -22.979 | -31.4805 | -34.0849 | -34.1774 | -6.2703 | -6.7165 | -7.2506 | -7.7779 | -8.5517 | -9.4241 | -10.6346 | -12.0701 | -13.5855 | -15.0146 | -16.7651 | -23.2633 | -25.2475 | -25.324 | -8.6008 | -9.1654 | -9.8415 | -10.5089 | -11.4863 | -12.5881 | -14.1147 | -15.9264 | -17.8381 | -19.642 | -21.8503 | -30.0601 | -32.568 | -32.6486
|  | YATTON KEYNELL | LW |  |  |  |  | -10.4645 | -10.9363 | -11.6498 | -12.6068 | -13.5206 | -14.8833 | -16.5174 | -18.3532 | -20.4299 | -22.7253 | -25.0745 | -32.7162 | -35.1695 | -35.2646 | -7.1907 | -7.5503 | -8.0932 | -8.8229 | -9.5192 | -10.5608 | -11.8116 | -13.216 | -14.8063 | -16.5639 | -18.3615 | -24.1994 | -26.0626 | -26.121 | -9.7594 | -10.215 | -10.9039 | -11.828 | -12.7101 | -14.0264 | -15.6057 | -17.3796 | -19.3867 | -21.6051 | -23.8744 | -31.2531 | -33.6158 | -33.699
|  | YATTON KEYNELL | ST |  |  |  |  | -7.1984 | -7.5404 | -8.0616 | -8.6339 | -9.3613 | -10.2611 | -11.3929 | -12.7484 | -14.4142 | -16.4767 | -18.7913 | -31.3519 | -35.4641 | -35.5577 | -4.6843 | -4.9446 | -5.3413 | -5.7771 | -6.3322 | -7.0198 | -7.8861 | -8.9249 | -10.2027 | -11.7857 | -13.5623 | -23.2063 | -26.363 | -26.4414 | -6.6011 | -6.9312 | -7.4343 | -7.9865 | -8.6887 | -9.5578 | -10.6515 | -11.9614 | -13.5716 | -15.5657 | -17.8033 | -29.9443 | -33.9125 | -33.9942
|  | YATTON KEYNELL | FS |  |  |  |  | -4.8658 | -4.9971 | -5.2111 | -5.482 | -5.8103 | -6.215 | -6.7067 | -7.2889 | -7.9794 | -8.8589 | -9.8672 | -17.244 | -25.7682 | -30.8199 | -2.8961 | -2.9957 | -3.159 | -3.3662 | -3.6173 | -3.9274 | -4.3047 | -4.7501 | -5.279 | -5.9531 | -6.7265 | -12.3899 | -18.9367 | -22.8432 | -4.3458 | -4.4725 | -4.6789 | -4.9404 | -5.2571 | -5.648 | -6.1231 | -6.6854 | -7.3525 | -8.2022 | -9.1766 | -16.3065 | -24.5398 | -29.4151
AXMINSTER | YEOVIL BSP | YEOVIL | MINIMUM HEADROOM | ST 57690 16833 | NO | YES | 1.33 | 24.9806 | 24.6563 | 24.1249 | 23.4357 | 22.7776 | 22.3391 | 21.5263 | 20.3543 | 19.058 | 17.78 | 16.6912 | 13.0213 | 10.4067 | 8.6547 | 25.308 | 25.044 | 24.7124 | 24.3285 | 23.8498 | 23.6734 | 23.1275 | 22.3614 | 21.5057 | 20.835 | 20.0149 | 16.5283 | 13.1875 | 4.5345 | 24.7633 | 24.5905 | 24.1046 | 23.5585 | 23.0283 | 22.628 | 22.0389 | 21.1197 | 20.16 | 19.2044 | 18.3292 | 15.0485 | 12.3962 | 10.8704
|  | YEOVIL | CT |  |  |  |  | 24.9806 | 24.6563 | 24.153 | 23.5857 | 22.9019 | 22.6762 | 21.9477 | 20.783 | 19.5211 | 18.5319 | 17.3668 | 13.0213 | 10.4067 | 8.6547 | 25.308 | 25.044 | 24.7124 | 24.3285 | 23.8498 | 23.6734 | 23.1275 | 22.3614 | 21.5057 | 20.835 | 20.0149 | 16.5283 | 13.1875 | 8.3474 | 24.7686 | 24.5905 | 24.1959 | 23.7652 | 23.2814 | 23.042 | 22.5635 | 21.675 | 20.7436 | 19.9166 | 19.0264 | 15.0485 | 12.3962 | 10.8704
|  | YEOVIL | LW |  |  |  |  | 24.9889 | 24.6927 | 24.1249 | 23.4357 | 22.7776 | 22.3391 | 21.5263 | 20.3543 | 19.058 | 17.78 | 16.6912 | 13.066 | 11.5055 | 10.1067 | 25.3625 | 25.1689 | 24.8631 | 24.4719 | 24.1047 | 23.8735 | 23.371 | 22.7242 | 21.9885 | 21.2621 | 20.6693 | 18.7997 | 17.9938 | 17.1196 | 24.7633 | 24.5911 | 24.1046 | 23.5585 | 23.0283 | 22.628 | 22.0389 | 21.1197 | 20.16 | 19.2044 | 18.3292 | 15.2722 | 13.8763 | 12.6583
|  | YEOVIL | ST |  |  |  |  | 25.1246 | 24.951 | 24.8304 | 24.6435 | 24.4894 | 24.2968 | 24.0711 | 23.7746 | 23.7985 | 23.4184 | 23.0056 | 19.9252 | 17.556 | 15.2989 | 25.403 | 25.2431 | 25.0935 | 24.8915 | 24.7024 | 24.4762 | 24.2153 | 23.8929 | 23.776 | 23.3609 | 22.9058 | 19.7046 | 16.4361 | 11.5408 | 24.8395 | 24.7348 | 24.666 | 24.5673 | 24.4861 | 24.3958 | 24.2895 | 24.13 | 24.1379 | 23.9416 | 23.7335 | 21.9282 | 20.0027 | 17.8085
|  | YEOVIL | FS |  |  |  |  | 25.2139 | 25.0916 | 24.9732 | 24.7986 | 24.6118 | 24.412 | 24.2531 | 23.9428 | 23.5791 | 23.1343 | 23.1058 | 20.3119 | 17.8281 | 15.3142 | 25.4488 | 25.3045 | 25.1626 | 24.9686 | 24.7517 | 24.5009 | 24.241 | 23.8575 | 23.4126 | 22.8969 | 22.6514 | 19.0068 | 13.6772 | 4.5345 | 24.9238 | 24.8591 | 24.7788 | 24.669 | 24.5461 | 24.4141 | 24.309 | 24.0788 | 23.8254 | 23.5344 | 23.4638 | 21.5532 | 19.5098 | 17.1273
AXMINSTER | YEOVIL BSP | YETMINSTER | MINIMUM HEADROOM | ST 60294 10206 | NO | YES | 0.443 | 7.5511 | 7.2698 | 7.0231 | 6.6438 | 6.2739 | 5.8732 | 5.3745 | 4.8935 | 4.7619 | 4.3271 | 3.9744 | 2.195 | 0.5493 | -0.24483 | 8.7424 | 8.6284 | 8.4958 | 8.3242 | 8.1583 | 7.9498 | 7.6742 | 7.4074 | 7.269 | 7.0173 | 6.7953 | 5.9193 | 4.7045 | 2.556 | 7.4554 | 7.231 | 7.0178 | 6.7129 | 6.4143 | 6.0814 | 5.6635 | 5.2694 | 5.0693 | 4.7058 | 4.3839 | 2.956 | 1.7736 | 1.1642
|  | YETMINSTER | CT |  |  |  |  | 7.5511 | 7.2698 | 7.0332 | 6.7541 | 6.4713 | 6.1612 | 5.7446 | 5.2693 | 5.1634 | 4.8409 | 4.464 | 2.5491 | 0.80341 | 0.093637 | 8.7426 | 8.6284 | 8.529 | 8.4082 | 8.2707 | 8.119 | 7.8857 | 7.5649 | 7.4912 | 7.302 | 7.0848 | 5.9565 | 4.7045 | 3.4122 | 7.4554 | 7.231 | 7.0379 | 6.8205 | 6.5917 | 6.3445 | 6.0044 | 5.6189 | 5.436 | 5.1489 | 4.8292 | 3.2643 | 2.0287 | 1.4884
|  | YETMINSTER | LW |  |  |  |  | 7.593 | 7.3402 | 7.0231 | 6.6438 | 6.2739 | 5.8732 | 5.3745 | 4.8935 | 4.7619 | 4.3271 | 3.9744 | 2.195 | 0.5493 | -0.24483 | 8.7424 | 8.6347 | 8.4958 | 8.3242 | 8.1583 | 7.9498 | 7.6742 | 7.4074 | 7.269 | 7.0173 | 6.7953 | 5.9193 | 5.2285 | 4.8582 | 7.485 | 7.2838 | 7.0178 | 6.7129 | 6.4143 | 6.0814 | 5.6635 | 5.2694 | 5.0693 | 4.7058 | 4.3839 | 2.956 | 1.7736 | 1.1642
|  | YETMINSTER | ST |  |  |  |  | 7.6397 | 7.4424 | 7.1463 | 6.8326 | 6.5438 | 6.2272 | 5.8663 | 5.5597 | 5.23 | 4.8739 | 4.5078 | 3.1817 | 1.9609 | 1.4577 | 8.7855 | 8.7178 | 8.5905 | 8.457 | 8.3347 | 8.1979 | 8.0151 | 7.8354 | 7.6528 | 7.4452 | 7.2186 | 6.1845 | 5.0236 | 3.7844 | 7.5335 | 7.3772 | 7.1321 | 6.8777 | 6.6371 | 6.3798 | 6.0707 | 5.7974 | 5.5141 | 5.2037 | 4.8863 | 3.6257 | 2.7069 | 2.2914
|  | YETMINSTER | FS |  |  |  |  | 7.7791 | 7.6595 | 7.5629 | 7.4525 | 7.3327 | 7.2393 | 7.0917 | 6.8419 | 6.5842 | 6.3409 | 6.0565 | 4.5907 | 2.867 | 2.1773 | 8.829 | 8.7881 | 8.7451 | 8.6949 | 8.639 | 8.59 | 8.5063 | 8.3815 | 8.247 | 8.0564 | 7.8242 | 6.6012 | 4.802 | 2.556 | 7.6478 | 7.5539 | 7.4832 | 7.4076 | 7.3243 | 7.2509 | 7.1369 | 6.9269 | 6.7183 | 6.5139 | 6.2856 | 5.0615 | 3.6688 | 2.9958
IVER 66kV |  | YIEWSLEY | MINIMUM HEADROOM | TQ 05643 80961 | NO | YES | 17.512 | 16.6376 | 15.8074 | 14.3788 | 13.1419 | 11.6907 | 9.3912 | 6.8122 | 3.8273 | 0.72855 | -2.3865 | -5.1488 | -14.6672 | -18.7583 | -22.8923 | 23.8532 | 23.228 | 22.3723 | 21.6989 | 20.8547 | 19.1259 | 17.0985 | 15.133 | 13.1488 | 11.143 | 9.4678 | 1.5185 | -4.8815 | -15.8102 | 18.3699 | 17.5884 | 16.2311 | 15.1639 | 13.8617 | 11.5839 | 8.9865 | 6.172 | 3.2789 | 0.3531 | -2.27 | -11.4466 | -15.779 | -20.1988
|  | YIEWSLEY | CT |  |  |  |  | 16.7155 | 15.9225 | 14.8458 | 14.0787 | 12.7823 | 11.0147 | 8.8467 | 5.9976 | 2.9193 | 0.4271 | -2.3812 | -13.1832 | -18.6801 | -22.4804 | 23.8532 | 23.228 | 22.5128 | 22.1192 | 21.2428 | 19.8001 | 17.9549 | 15.8825 | 13.5767 | 11.7942 | 9.7239 | 1.5185 | -4.8815 | -13.2752 | 18.43 | 17.6718 | 16.6755 | 16.0804 | 14.9005 | 13.1521 | 10.9616 | 8.2517 | 5.2921 | 2.9814 | 0.34009 | -9.7829 | -14.9859 | -18.7272
|  | YIEWSLEY | LW |  |  |  |  | 16.6376 | 15.8074 | 14.3788 | 13.1419 | 11.6907 | 9.3912 | 6.8122 | 3.8273 | 0.72855 | -2.3865 | -5.1488 | -14.6672 | -18.7583 | -22.8923 | 23.879 | 23.3012 | 22.3723 | 21.6989 | 20.8547 | 19.1259 | 17.0985 | 15.133 | 13.1488 | 11.143 | 9.4678 | 3.364 | -0.18512 | -3.9606 | 18.3699 | 17.5884 | 16.2311 | 15.1639 | 13.8617 | 11.5839 | 8.9865 | 6.172 | 3.2789 | 0.3531 | -2.27 | -11.4466 | -15.779 | -20.1988
|  | YIEWSLEY | ST |  |  |  |  | 17.1297 | 16.6827 | 16.2159 | 15.7121 | 15.2503 | 14.418 | 13.8948 | 12.8788 | 11.7899 | 10.5876 | 9.39 | 2.0875 | -3.0756 | -8.5275 | 24.1351 | 23.7719 | 23.1706 | 22.594 | 22.0714 | 21.1089 | 20.4094 | 19.2493 | 18.0401 | 16.7522 | 15.5251 | 7.7793 | 0.98023 | -8.1078 | 18.8322 | 18.425 | 17.8686 | 17.3167 | 16.827 | 15.8925 | 15.3187 | 14.1986 | 13.0187 | 11.7433 | 10.5339 | 3.1786 | -1.8733 | -6.8973
|  | YIEWSLEY | FS |  |  |  |  | 17.2057 | 16.8771 | 16.5513 | 16.1965 | 15.7949 | 15.0347 | 14.1809 | 13.471 | 12.4381 | 11.3223 | 10.2864 | 3.2558 | -3.1668 | -9.3471 | 24.1652 | 23.8564 | 23.5212 | 23.1746 | 22.768 | 21.9021 | 20.8741 | 20.0158 | 18.8501 | 17.6213 | 16.4884 | 9.1288 | -0.4829 | -15.8102 | 18.899 | 18.5982 | 18.2734 | 17.9467 | 17.5669 | 16.7504 | 15.8212 | 15.1208 | 14.0639 | 12.9342 | 11.918 | 5.35 | -0.26049 | -6.0493
LOVEDEAN GSP | FAREHAM T1B T2B (1X90, 1X60MVA) | ZETLAND ROAD | MINIMUM HEADROOM | SU 60592 00043 | NO | YES | 1.569 | 7.9432 | 7.4663 | 6.3378 | 5.1909 | 4.0797 | 3.0247 | 1.4876 | -0.37641 | -2.3485 | -4.3232 | -6.1515 | -12.6339 | -15.9101 | -19.36 | 12.4344 | 12.0823 | 11.3683 | 10.5733 | 9.8579 | 9.1623 | 8.0367 | 6.9206 | 5.7305 | 4.4565 | 3.3439 | -2.403 | -7.5985 | -17.6455 | 9.6685 | 9.1948 | 8.0998 | 6.9608 | 5.8947 | 4.8586 | 3.2791 | 1.4935 | -0.39278 | -2.3141 | -4.0423 | -10.2245 | -13.7102 | -17.5728
|  | ZETLAND ROAD | CT |  |  |  |  | 7.9734 | 7.5486 | 6.8027 | 6.0536 | 5.4178 | 4.5144 | 3.3325 | 1.5491 | -0.51107 | -2.1298 | -4.0401 | -11.262 | -15.2734 | -18.3317 | 12.4344 | 12.0823 | 11.5805 | 11.0373 | 10.5916 | 9.916 | 8.9775 | 7.7738 | 6.2195 | 5.0255 | 3.5484 | -2.403 | -7.5985 | -14.9946 | 9.6891 | 9.2688 | 8.5741 | 7.8549 | 7.2708 | 6.3928 | 5.1895 | 3.4751 | 1.4424 | -0.10889 | -1.9806 | -8.7077 | -12.4133 | -15.5086
|  | ZETLAND ROAD | LW |  |  |  |  | 7.9432 | 7.4663 | 6.3378 | 5.1909 | 4.0797 | 3.0247 | 1.4876 | -0.37641 | -2.3485 | -4.3232 | -6.1515 | -12.6339 | -15.9101 | -19.36 | 12.4786 | 12.1357 | 11.3683 | 10.5733 | 9.8579 | 9.1623 | 8.0367 | 6.9206 | 5.7305 | 4.4565 | 3.3439 | -0.78493 | -3.7019 | -7.1057 | 9.6685 | 9.1948 | 8.0998 | 6.9608 | 5.8947 | 4.8586 | 3.2791 | 1.4935 | -0.39278 | -2.3141 | -4.0423 | -10.2245 | -13.7102 | -17.5728
|  | ZETLAND ROAD | ST |  |  |  |  | 8.2307 | 8.0324 | 7.5909 | 7.2406 | 6.941 | 6.646 | 6.2985 | 6.0431 | 5.4127 | 4.7054 | 3.9528 | -1.217 | -5.0247 | -9.1924 | 12.596 | 12.395 | 11.8237 | 11.3432 | 10.9346 | 10.5523 | 10.1133 | 9.709 | 8.9925 | 8.2073 | 7.4502 | 1.5139 | -4.1665 | -12.0886 | 9.948 | 9.7642 | 9.2419 | 8.8184 | 8.4721 | 8.1352 | 7.7201 | 7.4544 | 6.7436 | 5.9476 | 5.1831 | -0.12019 | -3.903 | -8.0393
|  | ZETLAND ROAD | FS |  |  |  |  | 8.2498 | 8.1081 | 7.8711 | 7.6331 | 7.3521 | 7.0992 | 6.7584 | 6.2302 | 5.6005 | 5.2219 | 4.6195 | 0.39382 | -3.5702 | -7.6552 | 12.5986 | 12.4139 | 12.1394 | 11.8399 | 11.4947 | 11.1506 | 10.6753 | 10.0326 | 9.2734 | 8.6952 | 7.9593 | 2.7279 | -4.8678 | -17.6455 | 9.971 | 9.8375 | 9.6032 | 9.3569 | 9.0725 | 8.811 | 8.4514 | 7.918 | 7.2753 | 6.8939 | 6.2925 | 2.1714 | -1.5069 | -5.4017

## Primary Headroom Gen
Grid Supply Point | Bulk Supply Point | Primary Substation | Scenario | Grid Reference | Single Transformer Site (YES/NO) | Upstream Constraint (YES / NO) | Outstanding Contracted Generation (MVA) | Generation Headroom Winter (MVA) | [13 empty] | Generation Headroom Summer (MVA) | [13 empty] | Generation Headroom Spring/Autumn (MVA)
[8 empty] | 2025 | 2026 | 2027 | 2028 | 2029 | 2030 | 2031 | 2032 | 2033 | 2034 | 2035 | 2040 | 2045 | 2050 | 2025 | 2026 | 2027 | 2028 | 2029 | 2030 | 2031 | 2032 | 2033 | 2034 | 2035 | 2040 | 2045 | 2050 | 2025 | 2026 | 2027 | 2028 | 2029 | 2030 | 2031 | 2032 | 2033 | 2034 | 2035 | 2040 | 2045 | 2050
MANNINGTON GSP | BOURNEMOUTH | ALDERNEY | MINIMUM HEADROOM | SZ 04270 95141 | NO | NO | 0.79579 | 26.0816 | 26.0329 | 26.0162 | 25.993 | 25.9656 | 25.9337 | 25.8967 | 25.8676 | 25.837 | 25.8053 | 25.7719 | 25.5618 | 25.2092 | 24.5189 | 25.2682 | 25.1737 | 25.1075 | 24.9937 | 24.8761 | 24.7563 | 24.6329 | 24.511 | 24.3882 | 24.2649 | 24.1406 | 23.4692 | 22.6322 | 21.4553 | 25.3342 | 25.2855 | 25.2688 | 25.1816 | 25.068 | 24.9521 | 24.8324 | 24.7146 | 24.5959 | 24.4766 | 24.3563 | 23.7052 | 22.8895 | 21.7349
|  | ALDERNEY | CT |  |  |  |  | 26.0816 | 26.0639 | 26.0502 | 26.032 | 26.0096 | 25.9825 | 25.9502 | 25.9272 | 25.9016 | 25.8753 | 25.8478 | 25.6683 | 25.3607 | 24.8677 | 25.2682 | 25.2046 | 25.1415 | 25.0326 | 24.92 | 24.8051 | 24.6864 | 24.5706 | 24.4528 | 24.3349 | 24.2165 | 23.5765 | 22.7849 | 21.8032 | 25.3342 | 25.3165 | 25.3029 | 25.2206 | 25.1119 | 25.0008 | 24.886 | 24.7742 | 24.6605 | 24.5466 | 24.4322 | 23.8124 | 23.0421 | 22.0828
|  | ALDERNEY | LW |  |  |  |  | 26.0823 | 26.0329 | 26.0162 | 25.993 | 25.9656 | 25.9337 | 25.8967 | 25.8676 | 25.837 | 25.8053 | 25.7719 | 25.5618 | 25.2092 | 24.5189 | 25.2689 | 25.1737 | 25.1075 | 24.9937 | 24.8761 | 24.7563 | 24.6329 | 24.511 | 24.3882 | 24.2649 | 24.1406 | 23.4692 | 22.6322 | 21.4553 | 25.335 | 25.2855 | 25.2688 | 25.1816 | 25.068 | 24.9521 | 24.8324 | 24.7146 | 24.5959 | 24.4766 | 24.3563 | 23.7052 | 22.8895 | 21.7349
|  | ALDERNEY | ST |  |  |  |  | 26.0832 | 26.0832 | 26.0832 | 26.0832 | 26.0832 | 26.0832 | 26.0832 | 26.0832 | 26.0832 | 26.0832 | 26.0832 | 26.0832 | 26.0832 | 26.0832 | 25.3147 | 25.3147 | 25.3147 | 25.2708 | 25.2093 | 25.1492 | 25.09 | 25.0244 | 24.9596 | 24.8955 | 24.8322 | 24.5192 | 24.2068 | 23.895 | 25.3358 | 25.3358 | 25.3358 | 25.3358 | 25.3358 | 25.3343 | 25.2776 | 25.2149 | 25.153 | 25.0917 | 25.0312 | 24.7319 | 24.4332 | 24.1352
|  | ALDERNEY | FS |  |  |  |  | 26.0823 | 26.0738 | 26.0736 | 26.0734 | 26.073 | 26.0723 | 26.0716 | 26.0685 | 26.0651 | 26.0614 | 26.0574 | 26.0472 | 25.989 | 25.8586 | 25.3139 | 25.3054 | 25.3052 | 25.305 | 25.2937 | 25.2495 | 25.2054 | 25.1519 | 25.0983 | 25.0446 | 24.9908 | 24.7364 | 24.4324 | 24.0578 | 25.3349 | 25.3265 | 25.3263 | 25.326 | 25.3256 | 25.3249 | 25.3242 | 25.3211 | 25.2848 | 25.2333 | 25.1817 | 24.938 | 24.6448 | 24.281
BRAMLEY (FLEE) | ALDERSHOT BSP | ALDERSHOT | MINIMUM HEADROOM | SU 85976 48834 | NO | NO | 0.353 | 18.0664 | 17.9681 | 17.9349 | 17.8888 | 17.8342 | 17.772 | 17.7003 | 17.6445 | 17.5865 | 17.5269 | 17.4645 | 17.0852 | 16.4745 | 15.2979 | 17.3142 | 17.212 | 17.1745 | 17.1211 | 17.0592 | 16.9899 | 16.911 | 16.8479 | 16.7826 | 16.7159 | 16.6467 | 15.7003 | 14.3696 | 12.4978 | 17.7085 | 17.6102 | 17.577 | 17.5309 | 17.4764 | 17.409 | 17.3282 | 17.263 | 17.1958 | 17.1271 | 17.056 | 16.6349 | 15.5446 | 13.6697
|  | ALDERSHOT | CT |  |  |  |  | 18.0664 | 18.026 | 17.9949 | 17.9532 | 17.9022 | 17.8421 | 17.7714 | 17.7216 | 17.6694 | 17.6153 | 17.5594 | 17.2088 | 16.6372 | 15.7399 | 17.3142 | 17.2701 | 17.2349 | 17.186 | 17.1278 | 17.0607 | 16.983 | 16.9258 | 16.8663 | 16.8052 | 16.7425 | 15.8518 | 14.5726 | 12.9871 | 17.7085 | 17.6681 | 17.637 | 17.5953 | 17.5443 | 17.48 | 17.4004 | 17.3411 | 17.2797 | 17.2166 | 17.152 | 16.7601 | 15.7477 | 14.1592
|  | ALDERSHOT | LW |  |  |  |  | 18.0664 | 17.9681 | 17.9349 | 17.8888 | 17.8342 | 17.772 | 17.7003 | 17.6445 | 17.5865 | 17.5269 | 17.4645 | 17.0852 | 16.4745 | 15.2979 | 17.3142 | 17.212 | 17.1745 | 17.1211 | 17.0592 | 16.9899 | 16.911 | 16.8479 | 16.7826 | 16.7159 | 16.6467 | 15.7003 | 14.3696 | 12.4978 | 17.7085 | 17.6102 | 17.577 | 17.5309 | 17.4764 | 17.409 | 17.3282 | 17.263 | 17.1958 | 17.1271 | 17.056 | 16.6349 | 15.5446 | 13.6697
|  | ALDERSHOT | ST |  |  |  |  | 18.0681 | 18.0681 | 18.0681 | 18.0681 | 18.0681 | 18.0681 | 18.0681 | 18.0681 | 18.0681 | 18.0681 | 18.0681 | 18.0681 | 18.0681 | 18.0681 | 17.3216 | 17.321 | 17.3204 | 17.3155 | 17.3107 | 17.3061 | 17.3015 | 17.2964 | 17.2915 | 17.2868 | 17.2822 | 17.2608 | 17.1937 | 16.7709 | 17.7102 | 17.7102 | 17.7102 | 17.7102 | 17.7102 | 17.7102 | 17.7102 | 17.7102 | 17.7102 | 17.7062 | 17.7003 | 17.6731 | 17.6475 | 17.6228
|  | ALDERSHOT | FS |  |  |  |  | 18.0665 | 18.0514 | 18.0511 | 18.0506 | 18.0499 | 18.0486 | 18.0474 | 18.042 | 18.036 | 18.0294 | 18.0222 | 18.0039 | 17.9025 | 17.6786 | 17.3207 | 17.3053 | 17.3045 | 17.3035 | 17.3012 | 17.2969 | 17.2927 | 17.2838 | 17.2743 | 17.2642 | 17.2536 | 17.2185 | 17.1014 | 16.8626 | 17.7086 | 17.6935 | 17.6932 | 17.6927 | 17.692 | 17.6908 | 17.6895 | 17.6841 | 17.6781 | 17.6715 | 17.6643 | 17.6367 | 17.5153 | 17.2724
MELKSHAM GSP | CHIPPENHAM | ALDERTON | MINIMUM HEADROOM | ST 84609 84059 | NO | YES | 0.14947 | 3.8679 | 3.8493 | 3.8343 | 3.7863 | 3.7356 | 3.6839 | 3.6304 | 3.5775 | 3.5247 | 3.473 | 3.4204 | 3.1557 | 2.8452 | 2.4237 | 3.2257 | 3.2072 | 3.1995 | 3.1892 | 3.1771 | 3.1635 | 3.148 | 3.1348 | 3.1213 | 3.1075 | 3.0931 | 3.0053 | 2.8688 | 2.5526 | 3.6257 | 3.6072 | 3.5995 | 3.5892 | 3.5771 | 3.5635 | 3.548 | 3.5348 | 3.5213 | 3.5075 | 3.4891 | 3.2288 | 2.8923 | 2.4458
|  | ALDERTON | CT |  |  |  |  | 3.8679 | 3.8577 | 3.8452 | 3.7979 | 3.7484 | 3.6968 | 3.6416 | 3.5889 | 3.5362 | 3.4839 | 3.4317 | 3.1683 | 2.8621 | 2.4926 | 3.2257 | 3.2156 | 3.2074 | 3.1969 | 3.1845 | 3.1702 | 3.1529 | 3.14 | 3.1266 | 3.1122 | 3.0975 | 3.0077 | 2.8699 | 2.6251 | 3.6257 | 3.6156 | 3.6074 | 3.5969 | 3.5845 | 3.5702 | 3.5529 | 3.54 | 3.5266 | 3.5122 | 3.4975 | 3.2429 | 2.9116 | 2.5177
|  | ALDERTON | LW |  |  |  |  | 3.8704 | 3.8493 | 3.8343 | 3.7863 | 3.7356 | 3.6839 | 3.6304 | 3.5775 | 3.5247 | 3.473 | 3.4204 | 3.1557 | 2.8452 | 2.4237 | 3.2283 | 3.2072 | 3.1995 | 3.1892 | 3.1771 | 3.1635 | 3.148 | 3.1348 | 3.1213 | 3.1075 | 3.0931 | 3.0053 | 2.8688 | 2.5526 | 3.6283 | 3.6072 | 3.5995 | 3.5892 | 3.5771 | 3.5635 | 3.548 | 3.5348 | 3.5213 | 3.5075 | 3.4891 | 3.2288 | 2.8923 | 2.4458
|  | ALDERTON | ST |  |  |  |  | 3.8716 | 3.8716 | 3.8716 | 3.8716 | 3.8716 | 3.8531 | 3.8284 | 3.8026 | 3.7772 | 3.7524 | 3.7281 | 3.6119 | 3.5034 | 3.3979 | 3.2295 | 3.2295 | 3.2295 | 3.2295 | 3.2295 | 3.2295 | 3.2295 | 3.2295 | 3.2295 | 3.2295 | 3.2295 | 3.2253 | 3.2211 | 3.2168 | 3.6295 | 3.6295 | 3.6295 | 3.6295 | 3.6295 | 3.6295 | 3.6295 | 3.6295 | 3.6295 | 3.6295 | 3.6295 | 3.6253 | 3.5777 | 3.4756
|  | ALDERTON | FS |  |  |  |  | 3.8713 | 3.8682 | 3.8681 | 3.8681 | 3.8679 | 3.8677 | 3.8674 | 3.8663 | 3.8483 | 3.8293 | 3.8103 | 3.7202 | 3.618 | 3.4951 | 3.2292 | 3.2261 | 3.226 | 3.226 | 3.2258 | 3.2256 | 3.2253 | 3.2242 | 3.223 | 3.2217 | 3.2202 | 3.2165 | 3.1961 | 3.1512 | 3.6292 | 3.6261 | 3.626 | 3.626 | 3.6258 | 3.6256 | 3.6253 | 3.6242 | 3.623 | 3.6217 | 3.6202 | 3.6165 | 3.5961 | 3.5512
BRAMLEY (FLEE) | ALTON | ALRESFORD | MINIMUM HEADROOM | SU 59684 32511 | NO | YES | 0.23579 | 14.0953 | 14.0074 | 24.9666 | 24.9087 | 24.8422 | 24.7692 | 24.6876 | 24.6187 | 24.5483 | 24.4762 | 24.4012 | 23.53 | 22.1238 | 20.2599 | 9.2947 | 9.0924 | 19.9302 | 19.6751 | 19.4057 | 19.1294 | 18.8389 | 18.5554 | 18.2737 | 17.9955 | 17.7162 | 16.3492 | 14.8071 | 12.8111 | 13.1185 | 13.0393 | 24.0077 | 23.9648 | 23.9138 | 23.8562 | 23.7905 | 23.6139 | 23.3357 | 23.0607 | 22.7846 | 21.4325 | 19.9048 | 17.9229
|  | ALRESFORD | CT |  |  |  |  | 14.0953 | 14.0452 | 25.0017 | 24.9427 | 24.875 | 24.7993 | 24.7137 | 24.6451 | 24.5741 | 24.5013 | 24.4266 | 23.6143 | 22.2403 | 20.6014 | 9.2947 | 9.1427 | 19.9854 | 19.7359 | 19.4728 | 19.1996 | 18.9102 | 18.6245 | 18.3397 | 18.0625 | 17.7885 | 16.4441 | 14.9392 | 13.1727 | 13.1185 | 13.0761 | 24.0413 | 23.9968 | 23.944 | 23.8833 | 23.8132 | 23.6824 | 23.401 | 23.127 | 22.8561 | 21.5262 | 20.0352 | 18.2823
|  | ALRESFORD | LW |  |  |  |  | 14.1035 | 14.0074 | 24.9666 | 24.9087 | 24.8422 | 24.7692 | 24.6876 | 24.6187 | 24.5483 | 24.4762 | 24.4012 | 23.53 | 22.1238 | 20.2599 | 9.2978 | 9.0924 | 19.9302 | 19.6751 | 19.4057 | 19.1294 | 18.8389 | 18.5554 | 18.2737 | 17.9955 | 17.7162 | 16.3492 | 14.8071 | 12.8111 | 13.127 | 13.0393 | 24.0077 | 23.9648 | 23.9138 | 23.8562 | 23.7905 | 23.6139 | 23.3357 | 23.0607 | 22.7846 | 21.4325 | 19.9048 | 17.9229
|  | ALRESFORD | ST |  |  |  |  | 14.1188 | 14.1159 | 25.1127 | 25.1023 | 25.0917 | 25.0812 | 25.0706 | 25.0592 | 25.048 | 25.0371 | 25.0265 | 24.9703 | 24.9122 | 24.5573 | 9.4526 | 9.4224 | 20.3881 | 20.2515 | 20.1131 | 19.9755 | 19.8372 | 19.6867 | 19.5388 | 19.3962 | 19.258 | 18.6067 | 17.9952 | 17.4014 | 13.1318 | 13.1309 | 24.1301 | 24.1293 | 24.1284 | 24.1276 | 24.1267 | 24.1259 | 24.1251 | 24.1242 | 24.1234 | 23.6701 | 23.0673 | 22.482
|  | ALRESFORD | FS |  |  |  |  | 14.1201 | 14.1061 | 25.1045 | 25.1023 | 25.0985 | 25.0916 | 25.0847 | 25.0734 | 25.0616 | 25.0494 | 25.0367 | 24.9855 | 24.8656 | 24.6445 | 9.4771 | 9.4469 | 20.4277 | 20.4019 | 20.3558 | 20.2724 | 20.1891 | 20.0899 | 19.9906 | 19.8912 | 19.7908 | 19.3146 | 18.7992 | 18.1984 | 13.1313 | 13.1185 | 24.1182 | 24.1178 | 24.1172 | 24.1162 | 24.1151 | 24.1105 | 24.1054 | 24.0998 | 24.0938 | 24.0749 | 23.8578 | 23.2631
BRAMLEY (FLEE) | ALTON | ALTON LOCAL | MINIMUM HEADROOM | SU 72434 39606 | NO | NO | 0.76842 | 49.5427 | 49.3838 | 49.3224 | 49.2377 | 49.1374 | 49.0236 | 48.8915 | 48.7777 | 48.5791 | 48.02 | 47.4579 | 44.6873 | 41.5145 | 37.3558 | 38.1562 | 37.7133 | 37.344 | 36.7658 | 36.1579 | 35.5307 | 34.8669 | 34.2124 | 33.5608 | 32.9166 | 32.2699 | 29.1087 | 25.5491 | 21.0096 | 48.0271 | 47.852 | 47.7729 | 47.3243 | 46.7239 | 46.1043 | 45.4483 | 44.8019 | 44.1582 | 43.5218 | 42.8829 | 39.7575 | 36.2333 | 31.7286
|  | ALTON LOCAL | CT |  |  |  |  | 49.5427 | 49.4615 | 49.3966 | 49.3122 | 49.2117 | 49.0953 | 48.9595 | 48.8566 | 48.711 | 48.1888 | 47.6412 | 44.928 | 41.86 | 38.2288 | 38.1562 | 37.8207 | 37.4686 | 36.9096 | 36.3186 | 35.7041 | 35.0492 | 34.3926 | 33.7384 | 33.1026 | 32.4722 | 29.3773 | 25.9368 | 21.9381 | 48.0271 | 47.9314 | 47.85 | 47.4671 | 46.8833 | 46.2762 | 45.6289 | 44.9804 | 44.3343 | 43.7062 | 43.0834 | 40.0235 | 36.6171 | 32.6521
|  | ALTON LOCAL | LW |  |  |  |  | 49.5589 | 49.3838 | 49.3224 | 49.2377 | 49.1374 | 49.0236 | 48.8915 | 48.7777 | 48.5791 | 48.02 | 47.4579 | 44.6873 | 41.5145 | 37.3558 | 38.1607 | 37.7133 | 37.344 | 36.7658 | 36.1579 | 35.5307 | 34.8669 | 34.2124 | 33.5608 | 32.9166 | 32.2699 | 29.1087 | 25.5491 | 21.0096 | 48.0426 | 47.852 | 47.7729 | 47.3243 | 46.7239 | 46.1043 | 45.4483 | 44.8019 | 44.1582 | 43.5218 | 42.8829 | 39.7575 | 36.2333 | 31.7286
|  | ALTON LOCAL | ST |  |  |  |  | 49.5659 | 49.5651 | 49.5642 | 49.5634 | 49.5617 | 49.56 | 49.5583 | 49.5566 | 49.5549 | 49.5533 | 49.5516 | 49.1576 | 47.8976 | 46.6514 | 38.5069 | 38.4314 | 38.3477 | 38.0291 | 37.7029 | 37.3785 | 37.0499 | 36.6925 | 36.3386 | 35.9975 | 35.6637 | 34.0857 | 32.5892 | 31.1106 | 48.069 | 48.0639 | 48.0583 | 48.0393 | 48.0191 | 47.9327 | 47.609 | 47.2567 | 46.9081 | 46.572 | 46.243 | 44.6881 | 43.2132 | 41.7559
|  | ALTON LOCAL | FS |  |  |  |  | 49.5648 | 49.5384 | 49.5378 | 49.537 | 49.5349 | 49.5319 | 49.5289 | 49.5185 | 49.5071 | 49.4947 | 49.4814 | 49.4443 | 49.245 | 48.3299 | 38.5594 | 38.4883 | 38.4382 | 38.375 | 38.2623 | 38.0637 | 37.8654 | 37.635 | 37.4044 | 37.171 | 36.9364 | 35.8206 | 34.6223 | 33.2295 | 48.071 | 48.042 | 48.0386 | 48.0342 | 48.0258 | 48.0116 | 47.9974 | 47.9745 | 47.9505 | 47.7273 | 47.496 | 46.3961 | 45.2127 | 43.8344
MELKSHAM GSP | ANDOVER BSP | ANDOVER | MINIMUM HEADROOM | SU 35240 46643 | NO | YES | 0.13 | 26.2678 | 26.2018 | 26.1795 | 26.1486 | 26.1119 | 26.07 | 26.0216 | 25.984 | 25.9447 | 25.9043 | 25.862 | 25.6034 | 24.5999 | 23.0928 | 25.8868 | 25.8165 | 25.7893 | 25.7507 | 25.7061 | 25.6561 | 25.5992 | 25.5528 | 25.505 | 25.4563 | 25.4057 | 24.3139 | 23.0762 | 21.4611 | 26.2573 | 26.1913 | 26.169 | 26.138 | 26.1014 | 26.0595 | 26.0111 | 25.8838 | 25.652 | 25.4235 | 25.194 | 24.0861 | 22.834 | 21.2048
|  | ANDOVER | CT |  |  |  |  | 26.2678 | 26.2412 | 26.2208 | 26.1933 | 26.1597 | 26.12 | 26.0732 | 26.0401 | 26.0054 | 25.9699 | 25.9331 | 25.7003 | 24.8323 | 23.5587 | 25.8871 | 25.8565 | 25.8316 | 25.7969 | 25.7557 | 25.7081 | 25.653 | 25.6112 | 25.5678 | 25.5241 | 25.4793 | 24.4888 | 23.3243 | 21.9477 | 26.2573 | 26.2307 | 26.2103 | 26.1828 | 26.1492 | 26.1095 | 26.0626 | 25.9901 | 25.76 | 25.5383 | 25.3198 | 24.2624 | 23.0842 | 21.6941
|  | ANDOVER | LW |  |  |  |  | 26.2679 | 26.2018 | 26.1795 | 26.1486 | 26.1119 | 26.07 | 26.0216 | 25.984 | 25.9447 | 25.9043 | 25.862 | 25.6034 | 24.5999 | 23.0928 | 25.8868 | 25.8165 | 25.7893 | 25.7507 | 25.7061 | 25.6561 | 25.5992 | 25.5528 | 25.505 | 25.4563 | 25.4057 | 24.3139 | 23.0762 | 21.4611 | 26.2573 | 26.1913 | 26.169 | 26.138 | 26.1014 | 26.0595 | 26.0111 | 25.8838 | 25.652 | 25.4235 | 25.194 | 24.0861 | 22.834 | 21.2048
|  | ANDOVER | ST |  |  |  |  | 26.2689 | 26.2689 | 26.2689 | 26.2689 | 26.2689 | 26.2689 | 26.2689 | 26.2689 | 26.2689 | 26.2689 | 26.2689 | 26.2689 | 26.2689 | 26.2689 | 25.8929 | 25.8916 | 25.8901 | 25.8853 | 25.8804 | 25.8755 | 25.8704 | 25.8649 | 25.8595 | 25.8543 | 25.8492 | 25.8256 | 25.6154 | 25.136 | 26.2584 | 26.2584 | 26.2584 | 26.2584 | 26.2584 | 26.2584 | 26.2584 | 26.2584 | 26.2584 | 26.2584 | 26.2584 | 25.8938 | 25.3988 | 24.911
|  | ANDOVER | FS |  |  |  |  | 26.2679 | 26.2576 | 26.2573 | 26.257 | 26.2565 | 26.2557 | 26.2548 | 26.2511 | 26.247 | 26.2425 | 26.2376 | 26.2251 | 26.1556 | 26.0015 | 25.8927 | 25.8816 | 25.8806 | 25.8794 | 25.8771 | 25.8734 | 25.8697 | 25.8627 | 25.8553 | 25.8475 | 25.8394 | 25.811 | 25.7266 | 25.5579 | 26.2573 | 26.2471 | 26.2468 | 26.2465 | 26.246 | 26.2452 | 26.2443 | 26.2406 | 26.2365 | 26.232 | 26.2271 | 26.2146 | 26.1039 | 25.6209
MELKSHAM GSP | ANDOVER BSP | ANDOVER EAST | MINIMUM HEADROOM | SU 37953 46433 | NO | YES | 1.6295 | 34.3673 | 34.2713 | 34.2385 | 34.1931 | 34.1394 | 34.0768 | 34.0045 | 33.948 | 33.8889 | 33.828 | 33.7642 | 33.3715 | 32.7327 | 31.4954 | 34.423 | 34.3217 | 34.2831 | 34.2283 | 34.1649 | 34.0927 | 34.0104 | 33.9434 | 33.6823 | 33.4063 | 33.1286 | 31.7418 | 30.1132 | 27.897 | 34.8409 | 34.7449 | 34.7122 | 34.6668 | 34.6131 | 34.5505 | 34.4782 | 34.4217 | 34.3626 | 34.3017 | 34.2378 | 33.0548 | 31.4034 | 29.1646
|  | ANDOVER EAST | CT |  |  |  |  | 34.3673 | 34.3286 | 34.2987 | 34.2588 | 34.2103 | 34.1527 | 34.0846 | 34.0363 | 33.9844 | 33.9312 | 33.8761 | 33.5256 | 32.9434 | 32.0231 | 34.423 | 34.3796 | 34.3442 | 34.2953 | 34.2374 | 34.1704 | 34.0926 | 34.0338 | 33.8194 | 33.552 | 33.2882 | 31.9676 | 30.4319 | 28.5655 | 34.8409 | 34.8023 | 34.7724 | 34.7325 | 34.6839 | 34.6263 | 34.5583 | 34.51 | 34.4581 | 34.4049 | 34.3498 | 33.2822 | 31.7245 | 29.8364
|  | ANDOVER EAST | LW |  |  |  |  | 34.3681 | 34.2713 | 34.2385 | 34.1931 | 34.1394 | 34.0768 | 34.0045 | 33.948 | 33.8889 | 33.828 | 33.7642 | 33.3715 | 32.7327 | 31.4954 | 34.4237 | 34.3217 | 34.2831 | 34.2283 | 34.1649 | 34.0927 | 34.0104 | 33.9434 | 33.6823 | 33.4063 | 33.1286 | 31.7418 | 30.1132 | 27.897 | 34.8418 | 34.7449 | 34.7122 | 34.6668 | 34.6131 | 34.5505 | 34.4782 | 34.4217 | 34.3626 | 34.3017 | 34.2378 | 33.0548 | 31.4034 | 29.1646
|  | ANDOVER EAST | ST |  |  |  |  | 34.3705 | 34.3705 | 34.3705 | 34.3705 | 34.3705 | 34.3705 | 34.3705 | 34.3705 | 34.3705 | 34.3705 | 34.3705 | 34.3705 | 34.3672 | 34.3629 | 34.4327 | 34.4313 | 34.4299 | 34.4239 | 34.4178 | 34.4117 | 34.4055 | 34.3988 | 34.3922 | 34.3858 | 34.3796 | 34.0506 | 33.4537 | 32.8655 | 34.8442 | 34.8442 | 34.8442 | 34.8442 | 34.8442 | 34.8442 | 34.8442 | 34.8442 | 34.8442 | 34.8442 | 34.8442 | 34.8442 | 34.7832 | 34.1815
|  | ANDOVER EAST | FS |  |  |  |  | 34.3689 | 34.3534 | 34.353 | 34.3526 | 34.3518 | 34.3505 | 34.3493 | 34.3437 | 34.3375 | 34.3307 | 34.3233 | 34.3045 | 34.1991 | 33.9648 | 34.4318 | 34.4155 | 34.4143 | 34.4128 | 34.4099 | 34.4048 | 34.3997 | 34.3898 | 34.3793 | 34.3683 | 34.3567 | 34.3169 | 34.1513 | 33.4983 | 34.8426 | 34.8271 | 34.8267 | 34.8263 | 34.8255 | 34.8242 | 34.823 | 34.8173 | 34.8111 | 34.8044 | 34.797 | 34.7782 | 34.6728 | 34.4385
MELKSHAM GSP | ANDOVER BSP | ANDOVER TOWN | MINIMUM HEADROOM | SU 36207 45078 | NO | YES | 0.053684 | 17.5067 | 17.436 | 17.4073 | 17.3662 | 17.3191 | 17.2667 | 17.2077 | 17.1589 | 17.1087 | 17.0577 | 17.005 | 16.548 | 15.5894 | 14.256 | 16.1209 | 15.9818 | 15.8765 | 15.7131 | 15.5397 | 15.3611 | 15.1723 | 14.989 | 14.8068 | 14.6275 | 14.4472 | 13.5471 | 12.47 | 10.9981 | 17.1023 | 17.0328 | 17.0056 | 16.9668 | 16.9221 | 16.8722 | 16.8156 | 16.6711 | 16.4823 | 16.2968 | 16.1102 | 15.1808 | 14.0981 | 12.6435
|  | ANDOVER TOWN | CT |  |  |  |  | 17.5067 | 17.4749 | 17.4485 | 17.4111 | 17.3673 | 17.3175 | 17.2593 | 17.2141 | 17.1674 | 17.1204 | 17.0725 | 16.6771 | 15.7717 | 14.655 | 16.1234 | 16.0285 | 15.9311 | 15.7753 | 15.6099 | 15.4376 | 15.2528 | 15.0724 | 14.8929 | 14.7176 | 14.5453 | 13.6832 | 12.6683 | 11.4177 | 17.1023 | 17.0716 | 17.0466 | 17.0114 | 16.97 | 16.9224 | 16.8666 | 16.7559 | 16.5698 | 16.3882 | 16.2097 | 15.3191 | 14.2944 | 13.0605
|  | ANDOVER TOWN | LW |  |  |  |  | 17.5073 | 17.436 | 17.4073 | 17.3662 | 17.3191 | 17.2667 | 17.2077 | 17.1589 | 17.1087 | 17.0577 | 17.005 | 16.548 | 15.5894 | 14.256 | 16.1209 | 15.9818 | 15.8765 | 15.7131 | 15.5397 | 15.3611 | 15.1723 | 14.989 | 14.8068 | 14.6275 | 14.4472 | 13.5471 | 12.47 | 10.9981 | 17.1029 | 17.0328 | 17.0056 | 16.9668 | 16.9221 | 16.8722 | 16.8156 | 16.6711 | 16.4823 | 16.2968 | 16.1102 | 15.1808 | 14.0981 | 12.6435
|  | ANDOVER TOWN | ST |  |  |  |  | 17.5157 | 17.5143 | 17.5127 | 17.506 | 17.4993 | 17.4925 | 17.4858 | 17.4784 | 17.4711 | 17.464 | 17.4572 | 17.4252 | 17.3953 | 17.2865 | 16.2157 | 16.1976 | 16.1772 | 16.0918 | 16.0051 | 15.9187 | 15.8322 | 15.7372 | 15.6438 | 15.5537 | 15.4659 | 15.0571 | 14.6741 | 14.2987 | 17.1097 | 17.1086 | 17.1073 | 17.1022 | 17.0969 | 17.0917 | 17.0864 | 17.0807 | 17.075 | 17.0695 | 17.0642 | 16.7294 | 16.3289 | 15.9365
|  | ANDOVER TOWN | FS |  |  |  |  | 17.5157 | 17.5047 | 17.5035 | 17.502 | 17.4992 | 17.4942 | 17.4892 | 17.4807 | 17.4719 | 17.4627 | 17.4531 | 17.4177 | 17.327 | 17.1533 | 16.2281 | 16.2072 | 16.1951 | 16.1793 | 16.1496 | 16.0953 | 16.0411 | 15.9766 | 15.9121 | 15.8466 | 15.781 | 15.4734 | 15.1268 | 14.7049 | 17.1094 | 17.0986 | 17.0976 | 17.0964 | 17.0941 | 17.09 | 17.086 | 17.0786 | 17.0708 | 17.0627 | 17.0541 | 17.0238 | 16.8074 | 16.3732
BRAMLEY (BASI) | BASINGSTOKE T1B & T2B | ARBORFIELD | MINIMUM HEADROOM | SU 75949 65766 | NO | YES | 0.29579 | 27.4296 | 27.3752 | 27.3568 | 27.3313 | 27.3011 | 27.2668 | 27.2198 | 27.0716 | 26.6956 | 26.3312 | 25.9637 | 24.353 | 22.7037 | 20.7621 | 26.6085 | 26.5542 | 26.5357 | 26.5102 | 26.4666 | 26.1902 | 25.7424 | 25.3064 | 24.8755 | 24.458 | 24.0373 | 22.19 | 20.2974 | 18.1139 | 23.0847 | 22.8421 | 22.5967 | 22.2616 | 21.8908 | 21.4934 | 21.0494 | 20.6171 | 20.1898 | 19.7759 | 19.3587 | 17.5384 | 15.6916 | 13.5536
|  | ARBORFIELD | CT |  |  |  |  | 27.4296 | 27.4067 | 27.3891 | 27.3655 | 27.3367 | 27.3029 | 27.2631 | 27.2116 | 26.8843 | 26.5267 | 26.1789 | 24.6569 | 23.1506 | 21.4786 | 26.6085 | 26.5857 | 26.5681 | 26.5445 | 26.5086 | 26.3936 | 25.9672 | 25.5249 | 25.0877 | 24.6776 | 24.2792 | 22.5382 | 20.8114 | 18.9203 | 23.1051 | 22.9233 | 22.7125 | 22.4094 | 22.0683 | 21.6953 | 21.2723 | 20.8339 | 20.4004 | 19.9939 | 19.5988 | 17.8782 | 16.1929 | 14.3431
|  | ARBORFIELD | LW |  |  |  |  | 27.4296 | 27.3752 | 27.3568 | 27.3313 | 27.3011 | 27.2668 | 27.2198 | 27.0716 | 26.6956 | 26.3312 | 25.9637 | 24.353 | 22.7037 | 20.7621 | 26.6086 | 26.5542 | 26.5357 | 26.5102 | 26.4666 | 26.1902 | 25.7424 | 25.3064 | 24.8755 | 24.458 | 24.0373 | 22.19 | 20.2974 | 18.1139 | 23.0847 | 22.8421 | 22.5967 | 22.2616 | 21.8908 | 21.4934 | 21.0494 | 20.6171 | 20.1898 | 19.7759 | 19.3587 | 17.5384 | 15.6916 | 13.5536
|  | ARBORFIELD | ST |  |  |  |  | 27.4305 | 27.4305 | 27.4305 | 27.4305 | 27.4305 | 27.4305 | 27.4305 | 27.4305 | 27.4305 | 27.4305 | 27.4305 | 26.9484 | 26.2161 | 25.4858 | 26.6095 | 26.6095 | 26.6095 | 26.6095 | 26.6095 | 26.6095 | 26.6074 | 26.5969 | 26.5073 | 26.2892 | 26.0762 | 25.1262 | 24.2768 | 23.4299 | 23.2259 | 23.1408 | 23.0445 | 22.8673 | 22.6783 | 22.4795 | 22.2692 | 22.0384 | 21.8091 | 21.593 | 21.382 | 20.4407 | 19.5991 | 18.76
|  | ARBORFIELD | FS |  |  |  |  | 27.4297 | 27.4216 | 27.4214 | 27.4212 | 27.4208 | 27.4201 | 27.4195 | 27.4165 | 27.4133 | 27.4098 | 27.406 | 27.3961 | 27.342 | 27.2027 | 26.6086 | 26.6006 | 26.6004 | 26.6001 | 26.5997 | 26.5991 | 26.5984 | 26.5955 | 26.5923 | 26.5887 | 26.5849 | 26.5592 | 26.1315 | 25.5579 | 23.2837 | 23.2285 | 23.179 | 23.1237 | 23.0523 | 22.9586 | 22.8658 | 22.7624 | 22.6581 | 22.5519 | 22.4439 | 21.9325 | 21.4359 | 20.8665
LOVEDEAN GSP | CHICHESTER & HUNSTON | ARGYLE ROAD | MINIMUM HEADROOM | SZ 93193 99152 | NO | YES | 0.089474 | 35.393 | 35.2984 | 35.2664 | 35.2219 | 35.1694 | 35.1082 | 35.0371 | 34.9813 | 34.9224 | 34.8614 | 34.7971 | 34.3926 | 33.1324 | 30.5869 | 33.7299 | 33.6353 | 33.6032 | 33.5588 | 33.5062 | 33.4451 | 33.3739 | 33.3181 | 33.2593 | 33.1982 | 33.134 | 31.7187 | 29.6132 | 26.8482 | 34.5825 | 34.4879 | 34.4558 | 34.4114 | 34.3588 | 34.2977 | 34.2265 | 34.1708 | 34.1119 | 34.0509 | 33.8711 | 32.0434 | 29.957 | 27.2113
|  | ARGYLE ROAD | CT |  |  |  |  | 35.3933 | 35.3596 | 35.3337 | 35.2989 | 35.2563 | 35.2047 | 35.1432 | 35.0992 | 35.052 | 35.0031 | 34.9521 | 34.6161 | 33.6432 | 31.5465 | 33.7302 | 33.6965 | 33.6706 | 33.6357 | 33.5932 | 33.5416 | 33.48 | 33.4361 | 33.3888 | 33.34 | 33.2889 | 32.0985 | 30.1597 | 27.8554 | 34.5828 | 34.5491 | 34.5232 | 34.4884 | 34.4458 | 34.3942 | 34.3326 | 34.2887 | 34.2414 | 34.1926 | 34.1312 | 32.4211 | 30.5004 | 28.2143
|  | ARGYLE ROAD | LW |  |  |  |  | 35.3932 | 35.2984 | 35.2664 | 35.2219 | 35.1694 | 35.1082 | 35.0371 | 34.9813 | 34.9224 | 34.8614 | 34.7971 | 34.3926 | 33.1324 | 30.5869 | 33.73 | 33.6353 | 33.6032 | 33.5588 | 33.5062 | 33.4451 | 33.3739 | 33.3181 | 33.2593 | 33.1982 | 33.134 | 31.7187 | 29.6132 | 26.8482 | 34.5826 | 34.4879 | 34.4558 | 34.4114 | 34.3588 | 34.2977 | 34.2265 | 34.1708 | 34.1119 | 34.0509 | 33.8711 | 32.0434 | 29.957 | 27.2113
|  | ARGYLE ROAD | ST |  |  |  |  | 35.3947 | 35.3947 | 35.3947 | 35.3947 | 35.3947 | 35.3947 | 35.3947 | 35.3947 | 35.3947 | 35.3947 | 35.3947 | 35.3947 | 35.3947 | 35.3947 | 33.7316 | 33.7316 | 33.7316 | 33.7316 | 33.7316 | 33.7316 | 33.7316 | 33.7316 | 33.7316 | 33.7316 | 33.7316 | 33.7316 | 33.7316 | 32.9488 | 34.5842 | 34.5842 | 34.5842 | 34.5842 | 34.5842 | 34.5842 | 34.5842 | 34.5842 | 34.5842 | 34.5842 | 34.5842 | 34.5842 | 34.1078 | 33.2705
|  | ARGYLE ROAD | FS |  |  |  |  | 35.393 | 35.3767 | 35.3764 | 35.3759 | 35.3751 | 35.3737 | 35.3724 | 35.3665 | 35.36 | 35.3529 | 35.3452 | 35.3254 | 35.2132 | 34.9614 | 33.7299 | 33.7136 | 33.7132 | 33.7127 | 33.7119 | 33.7106 | 33.7093 | 33.7034 | 33.6968 | 33.6897 | 33.682 | 33.6622 | 33.55 | 33.2982 | 34.5825 | 34.5662 | 34.5658 | 34.5653 | 34.5645 | 34.5632 | 34.5619 | 34.556 | 34.5495 | 34.5424 | 34.5346 | 34.5148 | 34.4026 | 34.1508
COWLEY GSP | HEADINGTON BSP | ARNCOTT | MINIMUM HEADROOM | SP 60730 18095 | NO | YES | 1.7 | 12.5239 | 12.3944 | 12.2683 | 12.0975 | 11.9061 | 11.7004 | 11.4698 | 11.2468 | 11.0262 | 10.8124 | 10.597 | 9.6531 | 8.6841 | 7.5299 | 12.4513 | 12.3052 | 12.1591 | 11.9614 | 11.7402 | 11.5026 | 11.2363 | 10.9779 | 10.7227 | 10.4753 | 10.2262 | 9.1417 | 8.0413 | 6.7566 | 12.4019 | 12.2587 | 12.1161 | 11.9232 | 11.7071 | 11.4751 | 11.215 | 10.9629 | 10.7137 | 10.4721 | 10.229 | 9.1677 | 8.0792 | 6.8062
|  | ARNCOTT | CT |  |  |  |  | 12.5331 | 12.438 | 12.3286 | 12.1737 | 11.9986 | 11.8056 | 11.5856 | 11.3588 | 11.1344 | 10.9238 | 10.7198 | 9.8263 | 8.9387 | 7.9452 | 12.4623 | 12.3534 | 12.227 | 12.0479 | 11.8456 | 11.6229 | 11.3691 | 11.1061 | 10.8462 | 10.6025 | 10.3666 | 9.3403 | 8.3342 | 7.2229 | 12.4126 | 12.3061 | 12.1827 | 12.0078 | 11.8103 | 11.5927 | 11.3449 | 11.0882 | 10.8345 | 10.5966 | 10.3663 | 9.3632 | 8.3686 | 7.2679
|  | ARNCOTT | LW |  |  |  |  | 12.5239 | 12.3944 | 12.2683 | 12.0975 | 11.9061 | 11.7004 | 11.4698 | 11.2468 | 11.0262 | 10.8124 | 10.597 | 9.6531 | 8.6841 | 7.5299 | 12.4513 | 12.3052 | 12.1591 | 11.9614 | 11.7402 | 11.5026 | 11.2363 | 10.9779 | 10.7227 | 10.4753 | 10.2262 | 9.1417 | 8.0413 | 6.7566 | 12.4019 | 12.2587 | 12.1161 | 11.9232 | 11.7071 | 11.4751 | 11.215 | 10.9629 | 10.7137 | 10.4721 | 10.229 | 9.1677 | 8.0792 | 6.8062
|  | ARNCOTT | ST |  |  |  |  | 12.5943 | 12.5509 | 12.5016 | 12.4132 | 12.3182 | 12.2185 | 12.1127 | 11.9979 | 11.8832 | 11.7756 | 11.6704 | 11.2043 | 10.7862 | 10.3683 | 12.5336 | 12.4828 | 12.4248 | 12.3211 | 12.2095 | 12.0924 | 11.9682 | 11.8335 | 11.6988 | 11.5725 | 11.449 | 10.9018 | 10.4114 | 9.9216 | 12.4821 | 12.4326 | 12.3761 | 12.2751 | 12.1665 | 12.0524 | 11.9314 | 11.8002 | 11.669 | 11.5459 | 11.4256 | 10.8926 | 10.4149 | 9.9377
|  | ARNCOTT | FS |  |  |  |  | 12.6234 | 12.594 | 12.5694 | 12.5411 | 12.5058 | 12.4588 | 12.4126 | 12.3615 | 12.3096 | 12.2569 | 12.2025 | 11.9499 | 11.7003 | 11.4054 | 12.568 | 12.5343 | 12.5054 | 12.4722 | 12.4309 | 12.3757 | 12.3216 | 12.2619 | 12.2013 | 12.1398 | 12.0764 | 11.7809 | 11.4939 | 11.1608 | 12.5156 | 12.4826 | 12.4545 | 12.4222 | 12.3819 | 12.3282 | 12.2754 | 12.2173 | 12.1582 | 12.0982 | 12.0364 | 11.7484 | 11.4679 | 11.1415
BRAMLEY (FLEE) | BRACKNELL MAIN | ASCOT | MINIMUM HEADROOM | SU 91615 68855 | NO | NO | 0.51263 | 35.9043 | 35.8179 | 35.7881 | 35.7459 | 35.6962 | 35.6398 | 35.5751 | 35.5247 | 35.4726 | 35.4191 | 35.3634 | 35.0251 | 34.3702 | 32.8202 | 35.1784 | 35.0881 | 35.0541 | 35.0047 | 34.9477 | 34.8843 | 34.8126 | 34.755 | 34.6957 | 34.6354 | 34.5729 | 34.2029 | 33.2393 | 31.6036 | 35.8622 | 35.7758 | 35.746 | 35.7038 | 35.6541 | 35.5977 | 35.533 | 35.4826 | 35.4305 | 35.377 | 35.3213 | 34.983 | 34.2424 | 32.6019
|  | ASCOT | CT |  |  |  |  | 35.9043 | 35.8667 | 35.8375 | 35.7986 | 35.7513 | 35.6951 | 35.6295 | 35.5829 | 35.5345 | 35.4852 | 35.4345 | 35.1162 | 34.5235 | 33.2153 | 35.1784 | 35.137 | 35.1038 | 35.0578 | 35.0034 | 34.9403 | 34.8678 | 34.8139 | 34.7584 | 34.7022 | 34.6448 | 34.2953 | 33.3981 | 32.0056 | 35.8622 | 35.8246 | 35.7954 | 35.7565 | 35.7092 | 35.653 | 35.5874 | 35.5408 | 35.4924 | 35.4431 | 35.3924 | 35.0741 | 34.4007 | 33.0045
|  | ASCOT | LW |  |  |  |  | 35.9061 | 35.8179 | 35.7881 | 35.7459 | 35.6962 | 35.6398 | 35.5751 | 35.5247 | 35.4726 | 35.4191 | 35.3634 | 35.0251 | 34.3702 | 32.8202 | 35.1801 | 35.0881 | 35.0541 | 35.0047 | 34.9477 | 34.8843 | 34.8126 | 34.755 | 34.6957 | 34.6354 | 34.5729 | 34.2029 | 33.2393 | 31.6036 | 35.864 | 35.7758 | 35.746 | 35.7038 | 35.6541 | 35.5977 | 35.533 | 35.4826 | 35.4305 | 35.377 | 35.3213 | 34.983 | 34.2424 | 32.6019
|  | ASCOT | ST |  |  |  |  | 35.9084 | 35.9084 | 35.9084 | 35.9084 | 35.9084 | 35.9084 | 35.9084 | 35.9084 | 35.9084 | 35.9084 | 35.9084 | 35.9076 | 35.9034 | 35.8992 | 35.1882 | 35.1876 | 35.1869 | 35.1822 | 35.1774 | 35.1728 | 35.1683 | 35.1634 | 35.1587 | 35.1541 | 35.1497 | 35.1284 | 35.1053 | 35.0831 | 35.8663 | 35.8663 | 35.8663 | 35.8663 | 35.8663 | 35.8663 | 35.8663 | 35.8663 | 35.8663 | 35.8663 | 35.8663 | 35.8655 | 35.8613 | 35.8571
|  | ASCOT | FS |  |  |  |  | 35.9071 | 35.8942 | 35.8938 | 35.8935 | 35.8928 | 35.8918 | 35.8907 | 35.886 | 35.8809 | 35.8752 | 35.8691 | 35.8534 | 35.767 | 35.5769 | 35.1876 | 35.1743 | 35.1736 | 35.1725 | 35.1704 | 35.1663 | 35.1623 | 35.1542 | 35.1457 | 35.1368 | 35.1273 | 35.0953 | 34.9941 | 34.79 | 35.865 | 35.852 | 35.8517 | 35.8514 | 35.8507 | 35.8497 | 35.8486 | 35.8439 | 35.8388 | 35.8331 | 35.827 | 35.8113 | 35.7249 | 35.5348
LOVEDEAN GSP | CHICHESTER & HUNSTON | ASHLING ROAD | MINIMUM HEADROOM | SU 84085 06737 | NO | YES | 0.60842 | 28.2096 | 28.0333 | 27.9736 | 32.9909 | 32.893 | 32.7813 | 32.4398 | 31.8317 | 31.228 | 30.6368 | 30.0412 | 27.2155 | 23.9834 | 19.7616 | 25.1675 | 24.9912 | 24.9315 | 29.9487 | 29.8509 | 29.7392 | 29.0239 | 28.3023 | 27.5868 | 26.8875 | 26.1837 | 22.9046 | 19.3121 | 14.7347 | 26.2622 | 26.0859 | 26.0262 | 31.0435 | 30.6917 | 30.0115 | 29.2711 | 28.5533 | 27.8415 | 27.1458 | 26.4456 | 23.1264 | 19.4549 | 14.7997
|  | ASHLING ROAD | CT |  |  |  |  | 28.2096 | 28.1373 | 28.0818 | 33.1071 | 33.0158 | 32.9083 | 32.7473 | 32.1416 | 31.5398 | 30.9648 | 30.4013 | 27.731 | 24.7198 | 21.1492 | 25.1675 | 25.0952 | 25.0397 | 30.065 | 29.9737 | 29.8662 | 29.3713 | 28.65 | 27.9347 | 27.2524 | 26.5849 | 23.4671 | 20.1195 | 16.2165 | 26.2622 | 26.19 | 26.1344 | 31.1598 | 30.9796 | 30.3307 | 29.6171 | 28.8998 | 28.1882 | 27.5094 | 26.8455 | 23.6992 | 20.2779 | 16.3021
|  | ASHLING ROAD | LW |  |  |  |  | 28.2097 | 28.0333 | 27.9736 | 32.9909 | 32.893 | 32.7813 | 32.4398 | 31.8317 | 31.228 | 30.6368 | 30.0412 | 27.2155 | 23.9834 | 19.7616 | 25.1676 | 24.9912 | 24.9315 | 29.9487 | 29.8509 | 29.7392 | 29.0239 | 28.3023 | 27.5868 | 26.8875 | 26.1837 | 22.9046 | 19.3121 | 14.7347 | 26.2624 | 26.0859 | 26.0262 | 31.0435 | 30.6917 | 30.0115 | 29.2711 | 28.5533 | 27.8415 | 27.1458 | 26.4456 | 23.1264 | 19.4549 | 14.7997
|  | ASHLING ROAD | ST |  |  |  |  | 28.2126 | 28.2126 | 28.2126 | 33.3126 | 33.3126 | 33.3126 | 33.3126 | 33.3126 | 33.3126 | 33.3126 | 33.2791 | 31.993 | 30.8182 | 29.6603 | 25.1705 | 25.1705 | 25.1705 | 30.2705 | 30.2705 | 30.2705 | 30.2705 | 30.2705 | 30.2705 | 30.2495 | 29.9032 | 28.3295 | 26.892 | 25.4752 | 26.2653 | 26.2653 | 26.2653 | 31.3653 | 31.3653 | 31.3653 | 31.3653 | 31.2164 | 30.8463 | 30.4932 | 30.1491 | 28.585 | 27.1562 | 25.7224
|  | ASHLING ROAD | FS |  |  |  |  | 28.2098 | 28.1827 | 28.182 | 33.2812 | 33.2799 | 33.2777 | 33.2755 | 33.2657 | 33.2548 | 33.243 | 33.2302 | 33.1972 | 32.7197 | 31.581 | 25.1677 | 25.1406 | 25.1399 | 30.2391 | 30.2378 | 30.2356 | 30.2334 | 30.2236 | 30.2127 | 30.2009 | 30.1881 | 30.1551 | 29.2854 | 27.9824 | 26.2624 | 26.2353 | 26.2347 | 31.3339 | 31.3325 | 31.3303 | 31.3281 | 31.3183 | 31.3075 | 31.2956 | 31.2828 | 30.6144 | 29.5332 | 28.2356
MELKSHAM GSP | NORRINGTON | ASHTON PARK | MINIMUM HEADROOM | ST 87141 57741 | NO | YES | 9.0042 | 21.0523 | 20.6268 | 20.2476 | 19.7133 | 19.124 | 18.4939 | 17.7948 | 17.1187 | 16.4471 | 15.7908 | 15.1277 | 12.0763 | 8.6801 | 4.3498 | 16.9901 | 16.5111 | 16.0687 | 15.4453 | 14.7587 | 14.0258 | 13.2137 | 12.4244 | 11.6412 | 10.8767 | 10.1052 | 6.5839 | 2.7972 | -1.9224 | 17.4614 | 17.0032 | 16.5852 | 15.9964 | 15.3474 | 14.6544 | 13.886 | 13.1406 | 12.4006 | 11.676 | 10.8964 | 7.3404 | 3.5204 | -1.2325
|  | ASHTON PARK | CT |  |  |  |  | 21.0788 | 20.7831 | 20.4544 | 19.9705 | 19.4306 | 18.8411 | 18.1788 | 17.5048 | 16.8348 | 16.1992 | 15.5772 | 12.7222 | 9.633 | 6.0102 | 17.0217 | 16.68 | 16.2965 | 15.731 | 15.1012 | 14.4148 | 13.6448 | 12.8553 | 12.0714 | 11.3289 | 10.6031 | 7.3004 | 3.842 | -0.13917 | 17.4911 | 17.1672 | 16.8049 | 16.271 | 15.6761 | 15.0272 | 14.299 | 13.5541 | 12.8144 | 12.1133 | 11.3979 | 8.0622 | 4.5731 | 0.56125
|  | ASHTON PARK | LW |  |  |  |  | 21.0523 | 20.6268 | 20.2476 | 19.7133 | 19.124 | 18.4939 | 17.7948 | 17.1187 | 16.4471 | 15.7908 | 15.1277 | 12.0763 | 8.6801 | 4.3498 | 16.9901 | 16.5111 | 16.0687 | 15.4453 | 14.7587 | 14.0258 | 13.2137 | 12.4244 | 11.6412 | 10.8767 | 10.1052 | 6.5839 | 2.7972 | -1.9224 | 17.4614 | 17.0032 | 16.5852 | 15.9964 | 15.3474 | 14.6544 | 13.886 | 13.1406 | 12.4006 | 11.676 | 10.8964 | 7.3404 | 3.5204 | -1.2325
|  | ASHTON PARK | ST |  |  |  |  | 21.2853 | 21.1739 | 21.0437 | 20.7706 | 20.4812 | 20.1806 | 19.8644 | 19.5182 | 19.1737 | 18.8462 | 18.5263 | 17.0718 | 15.7408 | 14.4061 | 17.2723 | 17.1345 | 16.9793 | 16.654 | 16.3092 | 15.951 | 15.5743 | 15.1618 | 14.7515 | 14.3612 | 13.9802 | 12.2472 | 10.6614 | 9.0712 | 17.7262 | 17.597 | 17.4515 | 17.1464 | 16.823 | 16.4872 | 16.1339 | 15.7471 | 15.3623 | 14.9963 | 14.639 | 13.0139 | 11.4485 | 9.8394
|  | ASHTON PARK | FS |  |  |  |  | 21.2828 | 21.2589 | 21.199 | 21.1199 | 21.0115 | 20.8539 | 20.6981 | 20.5199 | 20.3399 | 20.1572 | 19.972 | 19.1045 | 18.1721 | 17.0232 | 17.3518 | 17.2509 | 17.1695 | 17.0754 | 16.9466 | 16.7592 | 16.5739 | 16.3632 | 16.1506 | 15.935 | 15.7165 | 14.6884 | 13.6088 | 12.3096 | 17.8006 | 17.7045 | 17.6282 | 17.5399 | 17.419 | 17.2431 | 17.0692 | 16.8711 | 16.6711 | 16.4683 | 16.2627 | 15.2968 | 14.2743 | 13.0333
BRAMLEY (FLEE) | BRACKNELL RESERVE | BAGSHOT | MINIMUM HEADROOM | SU 91122 63523 | NO | NO | 0.18737 | 28.2164 | 28.0956 | 28.0492 | 27.9821 | 27.9054 | 27.8208 | 27.7259 | 27.649 | 27.5704 | 27.4905 | 27.4081 | 26.9275 | 26.206 | 24.7181 | 27.5676 | 27.4489 | 27.405 | 27.3421 | 27.2695 | 27.189 | 27.0979 | 27.0251 | 26.9505 | 26.8745 | 26.7959 | 25.728 | 24.2607 | 22.235 | 27.8882 | 27.7687 | 27.7238 | 27.6592 | 27.585 | 27.5029 | 27.4103 | 27.3358 | 27.2597 | 27.1821 | 27.102 | 26.1136 | 24.6698 | 22.6663
|  | BAGSHOT | CT |  |  |  |  | 28.2164 | 28.1612 | 28.1166 | 28.0535 | 27.9794 | 27.8958 | 27.8002 | 27.728 | 27.6539 | 27.5794 | 27.5033 | 27.051 | 26.3695 | 25.2014 | 27.5676 | 27.5145 | 27.4723 | 27.4134 | 27.3434 | 27.2638 | 27.172 | 27.1039 | 27.0338 | 26.9631 | 26.8908 | 25.8691 | 24.4496 | 22.7234 | 27.8882 | 27.8343 | 27.7911 | 27.7305 | 27.659 | 27.5777 | 27.4844 | 27.4147 | 27.3431 | 27.2708 | 27.197 | 26.2542 | 24.8579 | 23.1537
|  | BAGSHOT | LW |  |  |  |  | 28.2174 | 28.0956 | 28.0492 | 27.9821 | 27.9054 | 27.8208 | 27.7259 | 27.649 | 27.5704 | 27.4905 | 27.4081 | 26.9275 | 26.206 | 24.7181 | 27.5685 | 27.4489 | 27.405 | 27.3421 | 27.2695 | 27.189 | 27.0979 | 27.0251 | 26.9505 | 26.8745 | 26.7959 | 25.728 | 24.2607 | 22.235 | 27.8891 | 27.7687 | 27.7238 | 27.6592 | 27.585 | 27.5029 | 27.4103 | 27.3358 | 27.2597 | 27.1821 | 27.102 | 26.1136 | 24.6698 | 22.6663
|  | BAGSHOT | ST |  |  |  |  | 28.2304 | 28.2295 | 28.2285 | 28.2197 | 28.2109 | 28.2025 | 28.1943 | 28.1855 | 28.1769 | 28.1685 | 28.1605 | 28.1233 | 28.0887 | 28.0562 | 27.578 | 27.5774 | 27.5767 | 27.5707 | 27.5647 | 27.559 | 27.5534 | 27.5474 | 27.5415 | 27.5358 | 27.5303 | 27.5049 | 27.4407 | 26.9744 | 27.9 | 27.8993 | 27.8985 | 27.8914 | 27.8843 | 27.8775 | 27.8709 | 27.8638 | 27.8568 | 27.8501 | 27.8436 | 27.8135 | 27.7856 | 27.3563
|  | BAGSHOT | FS |  |  |  |  | 28.2302 | 28.2135 | 28.2124 | 28.2109 | 28.2075 | 28.2006 | 28.1937 | 28.1815 | 28.1686 | 28.1551 | 28.1411 | 28.0904 | 27.9542 | 27.6914 | 27.5773 | 27.5607 | 27.5599 | 27.5588 | 27.5561 | 27.551 | 27.5459 | 27.5357 | 27.5248 | 27.5134 | 27.5014 | 27.4606 | 27.3333 | 27.0788 | 27.8996 | 27.8829 | 27.882 | 27.8807 | 27.8778 | 27.8719 | 27.8662 | 27.8551 | 27.8434 | 27.8312 | 27.8184 | 27.7737 | 27.6429 | 27.385
BRAMLEY (ANDO-THAT) | THATCHAM BSP | BALL HILL | MINIMUM HEADROOM | SU 42417 63142 | NO | YES | 0.10842 | 17.3327 | 17.2986 | 17.2849 | 17.2651 | 17.2426 | 17.2178 | 17.1898 | 17.1669 | 17.1435 | 17.1197 | 17.0951 | 16.9546 | 16.7452 | 16.3642 | 16.1875 | 16.1241 | 16.0766 | 16.0033 | 15.9267 | 15.8474 | 15.7642 | 15.6851 | 15.6063 | 15.5264 | 15.4465 | 15.0546 | 14.5986 | 13.9805 | 16.6379 | 16.5729 | 16.5236 | 16.4473 | 16.3677 | 16.2853 | 16.1991 | 16.1169 | 16.035 | 15.9547 | 15.8745 | 15.4815 | 15.0243 | 14.4051
|  | BALL HILL | CT |  |  |  |  | 17.3328 | 17.3169 | 17.3038 | 17.2852 | 17.2635 | 17.2389 | 17.2108 | 17.1893 | 17.1672 | 17.145 | 17.1225 | 16.99 | 16.7913 | 16.4932 | 16.1883 | 16.1447 | 16.1003 | 16.0297 | 15.9554 | 15.8788 | 15.7971 | 15.7186 | 15.6412 | 15.5634 | 15.4863 | 15.1063 | 14.6687 | 14.1399 | 16.6388 | 16.5937 | 16.5475 | 16.4741 | 16.3968 | 16.3174 | 16.2327 | 16.151 | 16.0705 | 15.9918 | 15.9144 | 15.5332 | 15.0945 | 14.5647
|  | BALL HILL | LW |  |  |  |  | 17.3327 | 17.2986 | 17.2849 | 17.2651 | 17.2426 | 17.2178 | 17.1898 | 17.1669 | 17.1435 | 17.1197 | 17.0951 | 16.9546 | 16.7452 | 16.3642 | 16.1875 | 16.1241 | 16.0766 | 16.0033 | 15.9267 | 15.8474 | 15.7642 | 15.6851 | 15.6063 | 15.5264 | 15.4465 | 15.0546 | 14.5986 | 13.9805 | 16.6379 | 16.5729 | 16.5236 | 16.4473 | 16.3677 | 16.2853 | 16.1991 | 16.1169 | 16.035 | 15.9547 | 15.8745 | 15.4815 | 15.0243 | 14.4051
|  | BALL HILL | ST |  |  |  |  | 17.3369 | 17.3362 | 17.3355 | 17.3323 | 17.329 | 17.3259 | 17.3228 | 17.3193 | 17.3159 | 17.3127 | 17.3095 | 17.295 | 17.2816 | 17.2688 | 16.2299 | 16.2224 | 16.2141 | 16.1766 | 16.1386 | 16.1021 | 16.0657 | 16.0247 | 15.9845 | 15.947 | 15.9104 | 15.7404 | 15.5765 | 15.42 | 16.6825 | 16.6746 | 16.6659 | 16.6265 | 16.5866 | 16.5482 | 16.51 | 16.4669 | 16.4247 | 16.3853 | 16.3468 | 16.1689 | 16.0043 | 15.847
|  | BALL HILL | FS |  |  |  |  | 17.337 | 17.3321 | 17.3316 | 17.331 | 17.3297 | 17.3274 | 17.3251 | 17.3212 | 17.3172 | 17.313 | 17.3086 | 17.2922 | 17.2512 | 17.1732 | 16.2374 | 16.2291 | 16.2251 | 16.2189 | 16.2071 | 16.184 | 16.1609 | 16.1337 | 16.1065 | 16.0793 | 16.0512 | 15.9209 | 15.7761 | 15.5985 | 16.6904 | 16.6819 | 16.6777 | 16.6712 | 16.6588 | 16.6345 | 16.6103 | 16.5818 | 16.5534 | 16.5248 | 16.4954 | 16.3589 | 16.2083 | 16.0269
MELKSHAM GSP | ANDOVER BSP | BARTON STACEY | MINIMUM HEADROOM | SU 42075 42720 | NO | YES | 0.069474 | 17.2521 | 17.2203 | 17.2064 | 17.1863 | 17.1635 | 17.1386 | 17.1107 | 17.0863 | 17.0286 | 16.9716 | 16.914 | 16.6257 | 16.2733 | 15.7718 | 14.7934 | 14.73 | 14.6808 | 14.6034 | 14.5228 | 14.4397 | 14.3519 | 14.268 | 14.1845 | 14.1026 | 14.02 | 13.618 | 13.1535 | 12.5437 | 14.7939 | 14.7305 | 14.6815 | 14.6043 | 14.5238 | 14.4409 | 14.3533 | 14.2696 | 14.1863 | 14.1046 | 14.0223 | 13.6212 | 13.1575 | 12.5485
|  | BARTON STACEY | CT |  |  |  |  | 17.2521 | 17.2362 | 17.2229 | 17.2036 | 17.1812 | 17.1563 | 17.128 | 17.1056 | 17.0514 | 16.9949 | 16.939 | 16.6568 | 16.3197 | 15.8976 | 14.7935 | 14.7484 | 14.7022 | 14.6273 | 14.5479 | 14.4664 | 14.3798 | 14.2951 | 14.2109 | 14.1294 | 14.0493 | 13.6564 | 13.2121 | 12.6865 | 14.7939 | 14.7489 | 14.7028 | 14.6281 | 14.5489 | 14.4676 | 14.3811 | 14.2967 | 14.2127 | 14.1314 | 14.0515 | 13.6595 | 13.216 | 12.6913
|  | BARTON STACEY | LW |  |  |  |  | 17.2529 | 17.2203 | 17.2064 | 17.1863 | 17.1635 | 17.1386 | 17.1107 | 17.0863 | 17.0286 | 16.9716 | 16.914 | 16.6257 | 16.2733 | 15.7718 | 14.7934 | 14.73 | 14.6808 | 14.6034 | 14.5228 | 14.4397 | 14.3519 | 14.268 | 14.1845 | 14.1026 | 14.02 | 13.618 | 13.1535 | 12.5437 | 14.7939 | 14.7305 | 14.6815 | 14.6043 | 14.5238 | 14.4409 | 14.3533 | 14.2696 | 14.1863 | 14.1046 | 14.0223 | 13.6212 | 13.1575 | 12.5485
|  | BARTON STACEY | ST |  |  |  |  | 17.2582 | 17.2573 | 17.2563 | 17.2521 | 17.2479 | 17.2438 | 17.2395 | 17.2349 | 17.2304 | 17.2261 | 17.2218 | 17.154 | 17.0476 | 16.9453 | 14.8406 | 14.8318 | 14.8222 | 14.7817 | 14.7405 | 14.7001 | 14.6588 | 14.6137 | 14.5695 | 14.5272 | 14.4858 | 14.2997 | 14.1263 | 13.9597 | 14.8408 | 14.8321 | 14.8226 | 14.7821 | 14.7411 | 14.7008 | 14.6596 | 14.6147 | 14.5706 | 14.5284 | 14.4872 | 14.3016 | 14.1288 | 13.9627
|  | BARTON STACEY | FS |  |  |  |  | 17.2583 | 17.2535 | 17.2528 | 17.2518 | 17.2502 | 17.2472 | 17.2443 | 17.2399 | 17.2353 | 17.2306 | 17.2258 | 17.2067 | 17.164 | 17.0288 | 14.8461 | 14.8363 | 14.8303 | 14.8222 | 14.8077 | 14.7819 | 14.7562 | 14.7266 | 14.697 | 14.6673 | 14.6377 | 14.4966 | 14.3453 | 14.1642 | 14.8464 | 14.8365 | 14.8306 | 14.8225 | 14.808 | 14.7824 | 14.7567 | 14.7272 | 14.6977 | 14.6681 | 14.6385 | 14.4979 | 14.347 | 14.1662
BRAMLEY (BASI) | BASINGSTOKE T1A & T2A | BASINGSTOKE | MINIMUM HEADROOM | SU 65155 52705 | NO | YES | 1.086 | 31.2393 | 31.1785 | 31.158 | 31.1295 | 31.0957 | 31.0573 | 31.0129 | 30.9784 | 30.9425 | 30.9057 | 30.8671 | 30.4549 | 29.4936 | 28.193 | 30.5277 | 30.4313 | 30.3122 | 30.126 | 29.9299 | 29.7281 | 29.5144 | 29.3056 | 29.0981 | 28.8941 | 28.6893 | 27.6898 | 26.5611 | 25.096 | 30.7761 | 30.7154 | 30.6948 | 30.6663 | 30.6326 | 30.5941 | 30.5497 | 30.5152 | 30.4794 | 30.4425 | 30.404 | 29.8737 | 28.7465 | 27.2828
|  | BASINGSTOKE | CT |  |  |  |  | 31.2393 | 31.2143 | 31.1951 | 31.1693 | 31.1378 | 31.1006 | 31.0569 | 31.0261 | 30.9939 | 30.9609 | 30.9269 | 30.5799 | 29.668 | 28.5645 | 30.5279 | 30.478 | 30.3667 | 30.1896 | 30.0012 | 29.8052 | 29.5967 | 29.3898 | 29.1841 | 28.985 | 28.7884 | 27.8275 | 26.7549 | 25.4931 | 30.7761 | 30.7511 | 30.7319 | 30.7062 | 30.6746 | 30.6375 | 30.5937 | 30.563 | 30.5307 | 30.4978 | 30.4638 | 30.0113 | 28.9401 | 27.6796
|  | BASINGSTOKE | LW |  |  |  |  | 31.2393 | 31.1785 | 31.158 | 31.1295 | 31.0957 | 31.0573 | 31.0129 | 30.9784 | 30.9425 | 30.9057 | 30.8671 | 30.4549 | 29.4936 | 28.193 | 30.5277 | 30.4313 | 30.3122 | 30.126 | 29.9299 | 29.7281 | 29.5144 | 29.3056 | 29.0981 | 28.8941 | 28.6893 | 27.6898 | 26.5611 | 25.096 | 30.7762 | 30.7154 | 30.6948 | 30.6663 | 30.6326 | 30.5941 | 30.5497 | 30.5152 | 30.4794 | 30.4425 | 30.404 | 29.8737 | 28.7465 | 27.2828
|  | BASINGSTOKE | ST |  |  |  |  | 31.2403 | 31.2403 | 31.2403 | 31.2403 | 31.2403 | 31.2403 | 31.2403 | 31.2403 | 31.2403 | 31.2403 | 31.2403 | 31.2403 | 31.2403 | 31.155 | 30.534 | 30.5329 | 30.5316 | 30.5268 | 30.4386 | 30.3362 | 30.2329 | 30.1207 | 30.0102 | 29.9041 | 29.7997 | 29.3147 | 28.861 | 28.4162 | 30.7772 | 30.7772 | 30.7772 | 30.7772 | 30.7772 | 30.7772 | 30.7772 | 30.7772 | 30.7772 | 30.7772 | 30.7772 | 30.7772 | 30.7772 | 30.5999
|  | BASINGSTOKE | FS |  |  |  |  | 31.2393 | 31.23 | 31.2298 | 31.2295 | 31.2291 | 31.2283 | 31.2276 | 31.2242 | 31.2205 | 31.2164 | 31.212 | 31.2007 | 31.138 | 30.9995 | 30.5338 | 30.5238 | 30.5229 | 30.5217 | 30.5196 | 30.5159 | 30.4881 | 30.4144 | 30.3405 | 30.2667 | 30.1918 | 29.8379 | 29.4554 | 29.0057 | 30.7762 | 30.7669 | 30.7667 | 30.7664 | 30.7659 | 30.7652 | 30.7644 | 30.761 | 30.7573 | 30.7532 | 30.7488 | 30.7375 | 30.6748 | 30.5363
NURSLING GSP | VELMORE BSP | BASSETT | MINIMUM HEADROOM | SU 42193 15958 | NO | YES | 0.10316 | 34.1269 | 34.0406 | 34.0114 | 33.9709 | 33.923 | 33.8678 | 33.8037 | 33.7537 | 33.7012 | 33.647 | 33.5901 | 33.2371 | 32.1193 | 30.3133 | 32.7845 | 32.6942 | 32.6606 | 32.6128 | 32.5574 | 32.4947 | 32.423 | 32.365 | 32.3047 | 32.2428 | 32.1783 | 31.7892 | 31.0197 | 29.0729 | 33.1375 | 33.0512 | 33.0219 | 32.9814 | 32.9335 | 32.8783 | 32.8142 | 32.7642 | 32.7117 | 32.6576 | 32.6007 | 31.4697 | 30.0886 | 28.1649
|  | BASSETT | CT |  |  |  |  | 34.127 | 34.0942 | 34.069 | 34.0351 | 33.9936 | 33.944 | 33.8852 | 33.8435 | 33.7992 | 33.7537 | 33.7064 | 33.401 | 32.406 | 30.9216 | 32.7847 | 32.7482 | 32.7188 | 32.6777 | 32.629 | 32.5721 | 32.5058 | 32.4561 | 32.4039 | 32.3508 | 32.296 | 31.9552 | 31.3191 | 29.6978 | 33.1376 | 33.1047 | 33.0795 | 33.0456 | 33.0041 | 32.9545 | 32.8957 | 32.854 | 32.8097 | 32.7642 | 32.7169 | 31.68 | 30.386 | 28.787
|  | BASSETT | LW |  |  |  |  | 34.127 | 34.0406 | 34.0114 | 33.9709 | 33.923 | 33.8678 | 33.8037 | 33.7537 | 33.7012 | 33.647 | 33.5901 | 33.2371 | 32.1193 | 30.3133 | 32.7845 | 32.6942 | 32.6606 | 32.6128 | 32.5574 | 32.4947 | 32.423 | 32.365 | 32.3047 | 32.2428 | 32.1783 | 31.7892 | 31.0197 | 29.0729 | 33.1375 | 33.0512 | 33.0219 | 32.9814 | 32.9335 | 32.8783 | 32.8142 | 32.7642 | 32.7117 | 32.6576 | 32.6007 | 31.4697 | 30.0886 | 28.1649
|  | BASSETT | ST |  |  |  |  | 34.1284 | 34.1284 | 34.1284 | 34.1284 | 34.1284 | 34.1284 | 34.1284 | 34.1284 | 34.1284 | 34.1284 | 34.1284 | 34.1284 | 34.1284 | 34.1284 | 32.7913 | 32.7904 | 32.7894 | 32.7847 | 32.7799 | 32.7752 | 32.7705 | 32.7652 | 32.7601 | 32.7551 | 32.7503 | 32.7273 | 32.7053 | 32.6836 | 33.1389 | 33.1389 | 33.1389 | 33.1389 | 33.1389 | 33.1389 | 33.1389 | 33.1389 | 33.1389 | 33.1389 | 33.1389 | 33.1389 | 32.9059 | 32.4285
|  | BASSETT | FS |  |  |  |  | 34.1269 | 34.1128 | 34.1125 | 34.1121 | 34.1114 | 34.1102 | 34.1091 | 34.1039 | 34.0983 | 34.0921 | 34.0854 | 34.0683 | 33.9718 | 33.7568 | 32.7902 | 32.7755 | 32.7746 | 32.7733 | 32.771 | 32.7668 | 32.7626 | 32.754 | 32.7449 | 32.7352 | 32.725 | 32.6909 | 32.5782 | 32.3471 | 33.1375 | 33.1233 | 33.123 | 33.1226 | 33.1219 | 33.1207 | 33.1196 | 33.1145 | 33.1088 | 33.1027 | 33.096 | 33.0788 | 32.9823 | 32.7673
NORTH HYDE GSP | NORTH HYDE 22kV | BATH ROAD EAST | MINIMUM HEADROOM | TQ 09097 76885 | NO | NO | 0.20947 | 13.5058 | 13.4788 | 13.4697 | 13.457 | 13.442 | 13.4244 | 13.404 | 13.3879 | 13.3709 | 13.3532 | 13.3345 | 13.2159 | 13.0172 | 12.2486 | 11.4934 | 11.4244 | 11.3658 | 11.266 | 11.1487 | 11.0245 | 10.8864 | 10.7523 | 10.6183 | 10.4866 | 10.3531 | 9.7226 | 9.0193 | 8.1159 | 13.5795 | 13.5525 | 13.5434 | 13.5307 | 13.5157 | 13.4981 | 13.4777 | 13.4616 | 13.4445 | 13.4268 | 13.4082 | 13.2896 | 12.7063 | 11.7958
|  | BATH ROAD EAST | CT |  |  |  |  | 13.5059 | 13.4967 | 13.4897 | 13.4801 | 13.4685 | 13.4543 | 13.4372 | 13.425 | 13.4118 | 13.398 | 13.3836 | 13.2876 | 13.1178 | 12.5821 | 11.4969 | 11.4505 | 11.4001 | 11.3142 | 11.2074 | 11.0911 | 10.9618 | 10.8288 | 10.6968 | 10.5708 | 10.4461 | 9.8601 | 9.2209 | 8.4677 | 13.5796 | 13.5704 | 13.5633 | 13.5538 | 13.5422 | 13.528 | 13.5109 | 13.4987 | 13.4855 | 13.4717 | 13.4573 | 13.3612 | 12.9083 | 12.1499
|  | BATH ROAD EAST | LW |  |  |  |  | 13.5059 | 13.4788 | 13.4697 | 13.457 | 13.442 | 13.4244 | 13.404 | 13.3879 | 13.3709 | 13.3532 | 13.3345 | 13.2159 | 13.0172 | 12.2486 | 11.4934 | 11.4244 | 11.3658 | 11.266 | 11.1487 | 11.0245 | 10.8864 | 10.7523 | 10.6183 | 10.4866 | 10.3531 | 9.7226 | 9.0193 | 8.1159 | 13.5796 | 13.5525 | 13.5434 | 13.5307 | 13.5157 | 13.4981 | 13.4777 | 13.4616 | 13.4445 | 13.4268 | 13.4082 | 13.2896 | 12.7063 | 11.7958
|  | BATH ROAD EAST | ST |  |  |  |  | 13.5063 | 13.5063 | 13.5063 | 13.5063 | 13.5063 | 13.5063 | 13.5063 | 13.5063 | 13.5063 | 13.5063 | 13.5063 | 13.5063 | 13.5063 | 13.5063 | 11.5324 | 11.5166 | 11.4975 | 11.4544 | 11.4092 | 11.3579 | 11.294 | 11.2236 | 11.1535 | 11.0854 | 11.0195 | 10.7107 | 10.4199 | 10.1251 | 13.58 | 13.58 | 13.58 | 13.58 | 13.58 | 13.58 | 13.58 | 13.58 | 13.58 | 13.58 | 13.58 | 13.58 | 13.58 | 13.58
|  | BATH ROAD EAST | FS |  |  |  |  | 13.5058 | 13.501 | 13.5009 | 13.5008 | 13.5005 | 13.5001 | 13.4998 | 13.498 | 13.4961 | 13.494 | 13.4917 | 13.4859 | 13.4527 | 13.378 | 11.5385 | 11.5242 | 11.5144 | 11.5016 | 11.4838 | 11.4568 | 11.4306 | 11.3998 | 11.3688 | 11.3288 | 11.2887 | 11.0959 | 10.8829 | 10.6242 | 13.5795 | 13.5747 | 13.5746 | 13.5745 | 13.5742 | 13.5738 | 13.5734 | 13.5717 | 13.5698 | 13.5677 | 13.5654 | 13.5596 | 13.5264 | 13.4517
IVER 132KV | LONGFORD | BATH ROAD WEST | MINIMUM HEADROOM | TQ 05814 76820 | NO | NO | 0.0010526 | 31.6881 | 31.6728 | 31.6675 | 31.6603 | 31.6518 | 31.6418 | 31.6303 | 31.6023 | 31.5133 | 31.4257 | 31.3377 | 30.9224 | 30.4686 | 29.9098 | 31.3443 | 31.3254 | 31.3161 | 31.3027 | 31.2877 | 31.271 | 31.252 | 31.2354 | 31.2185 | 31.2013 | 31.1049 | 30.6356 | 30.1285 | 29.5164 | 31.6039 | 31.5885 | 31.5833 | 31.5761 | 31.5676 | 31.5576 | 31.5461 | 31.537 | 31.5275 | 31.5176 | 31.5072 | 31.442 | 31.3338 | 30.9115
|  | BATH ROAD WEST | CT |  |  |  |  | 31.6882 | 31.6826 | 31.6784 | 31.6726 | 31.6656 | 31.6572 | 31.6471 | 31.6399 | 31.5577 | 31.4728 | 31.3892 | 30.9972 | 30.5797 | 30.1015 | 31.3446 | 31.336 | 31.328 | 31.3166 | 31.3034 | 31.2884 | 31.2712 | 31.2564 | 31.2411 | 31.226 | 31.1606 | 30.7165 | 30.2492 | 29.7207 | 31.604 | 31.5984 | 31.5942 | 31.5884 | 31.5814 | 31.5729 | 31.5628 | 31.5556 | 31.5479 | 31.54 | 31.5316 | 31.477 | 31.3826 | 31.1175
|  | BATH ROAD WEST | LW |  |  |  |  | 31.6882 | 31.6728 | 31.6675 | 31.6603 | 31.6518 | 31.6418 | 31.6303 | 31.6023 | 31.5133 | 31.4257 | 31.3377 | 30.9224 | 30.4686 | 29.9098 | 31.3443 | 31.3254 | 31.3161 | 31.3027 | 31.2877 | 31.271 | 31.252 | 31.2354 | 31.2185 | 31.2013 | 31.1049 | 30.6356 | 30.1285 | 29.5164 | 31.604 | 31.5885 | 31.5833 | 31.5761 | 31.5676 | 31.5576 | 31.5461 | 31.537 | 31.5275 | 31.5176 | 31.5072 | 31.442 | 31.3338 | 30.9115
|  | BATH ROAD WEST | ST |  |  |  |  | 31.6884 | 31.6884 | 31.6884 | 31.6884 | 31.6884 | 31.6884 | 31.6884 | 31.6884 | 31.6884 | 31.6884 | 31.6884 | 31.5445 | 31.3379 | 31.1292 | 31.3481 | 31.3468 | 31.3453 | 31.3416 | 31.3376 | 31.3336 | 31.3294 | 31.3248 | 31.3202 | 31.3158 | 31.3114 | 31.2909 | 31.0901 | 30.8493 | 31.6042 | 31.6042 | 31.6042 | 31.6042 | 31.6042 | 31.6042 | 31.6042 | 31.6042 | 31.6042 | 31.6042 | 31.6042 | 31.6042 | 31.6042 | 31.6042
|  | BATH ROAD WEST | FS |  |  |  |  | 31.6881 | 31.6855 | 31.6855 | 31.6854 | 31.6853 | 31.685 | 31.6848 | 31.6839 | 31.6828 | 31.6817 | 31.6804 | 31.6772 | 31.6592 | 31.5101 | 31.3484 | 31.345 | 31.3441 | 31.343 | 31.3413 | 31.3388 | 31.3364 | 31.333 | 31.3294 | 31.3258 | 31.322 | 31.3065 | 31.2769 | 31.2245 | 31.6039 | 31.6013 | 31.6012 | 31.6012 | 31.601 | 31.6008 | 31.6006 | 31.5997 | 31.5986 | 31.5975 | 31.5962 | 31.593 | 31.575 | 31.5345
IVER 132KV | UPTON BSP | BEACONSFIELD (END B/B) | MINIMUM HEADROOM | SU 93668 91219 | NO | NO | 0.48737 | 5.9542 | 5.9219 | 5.911 | 5.8959 | 0.87796 | 0.85764 | 0.83424 | 0.81609 | 0.79732 | 0.77805 | 0.75795 | 0.63679 | 0.44492 | 0.015108 | 4.3678 | 4.3088 | 4.2677 | 4.2003 | -0.86889 | -0.93886 | -1.011 | -1.0799 | -1.1484 | -1.2163 | -1.284 | -1.6323 | -2.0506 | -2.6345 | 4.4991 | 4.4644 | 4.4508 | 4.4309 | -0.59158 | -0.61638 | -0.64416 | -0.66688 | -0.69014 | -0.71379 | -0.73817 | -0.87978 | -1.092 | -1.4795
|  | BEACONSFIELD (END B/B) | CT |  |  |  |  | 5.9542 | 5.9407 | 5.9303 | 5.9163 | 0.89926 | 0.87929 | 0.85583 | 0.83936 | 0.82221 | 0.80475 | 0.78675 | 0.67461 | 0.49457 | 0.16094 | 4.3678 | 4.3275 | 4.2879 | 4.2225 | -0.84577 | -0.91447 | -0.98574 | -1.0539 | -1.1217 | -1.1878 | -1.2534 | -1.5913 | -1.9929 | -2.4869 | 4.4991 | 4.4832 | 4.4701 | 4.4516 | -0.57012 | -0.59448 | -0.62224 | -0.64337 | -0.66508 | -0.68692 | -0.7092 | -0.84167 | -1.0417 | -1.3423
|  | BEACONSFIELD (END B/B) | LW |  |  |  |  | 5.9542 | 5.9219 | 5.911 | 5.8959 | 0.87796 | 0.85764 | 0.83424 | 0.81609 | 0.79732 | 0.77805 | 0.75795 | 0.63679 | 0.44492 | 0.015108 | 4.3678 | 4.3088 | 4.2677 | 4.2003 | -0.86889 | -0.93886 | -1.011 | -1.0799 | -1.1484 | -1.2163 | -1.284 | -1.6323 | -2.0506 | -2.6345 | 4.4991 | 4.4644 | 4.4508 | 4.4309 | -0.59158 | -0.61638 | -0.64416 | -0.66688 | -0.69014 | -0.71379 | -0.73817 | -0.87978 | -1.092 | -1.4795
|  | BEACONSFIELD (END B/B) | ST |  |  |  |  | 5.9547 | 5.9547 | 5.9547 | 5.9547 | 0.95474 | 0.95474 | 0.95474 | 0.95474 | 0.95474 | 0.95474 | 0.95474 | 0.95474 | 0.95474 | 0.95474 | 4.4123 | 4.4089 | 4.4047 | 4.3702 | -0.66394 | -0.69643 | -0.7288 | -0.76425 | -0.79876 | -0.83229 | -0.86484 | -1.0131 | -1.1523 | -1.284 | 4.5036 | 4.5033 | 4.5029 | 4.4998 | -0.50327 | -0.50619 | -0.50911 | -0.5123 | -0.51541 | -0.51843 | -0.52136 | -0.53471 | -0.54725 | -0.5591
|  | BEACONSFIELD (END B/B) | FS |  |  |  |  | 5.9542 | 5.9495 | 5.9494 | 5.9492 | 0.94901 | 0.94863 | 0.94824 | 0.94652 | 0.94463 | 0.94256 | 0.94031 | 0.93455 | 0.90281 | 0.83303 | 4.4157 | 4.408 | 4.4047 | 4.4 | -0.61166 | -0.63449 | -0.65726 | -0.68433 | -0.71142 | -0.73854 | -0.76568 | -0.89332 | -1.0378 | -1.2126 | 4.5035 | 4.4984 | 4.498 | 4.4975 | -0.50377 | -0.50618 | -0.50858 | -0.51258 | -0.51674 | -0.52107 | -0.52556 | -0.54229 | -0.58418 | -0.66343
IVER 132KV | DENHAM | BEACONSFIELD (MIDDLE B/B) | MINIMUM HEADROOM | SU 93668 91219 | NO | NO | 0 | 13.4314 | 13.3657 | 13.339 | 13.3005 | 31.1556 | 31.1065 | 31.0515 | 31.0063 | 30.9602 | 30.9135 | 30.8655 | 30.591 | 30.1879 | 29.4667 | 12.2911 | 12.2308 | 12.2098 | 12.1808 | 30.0455 | 30.0018 | 29.9498 | 29.9077 | 29.8351 | 29.6626 | 29.49 | 28.6441 | 27.6841 | 26.4278 | 13.4256 | 13.3609 | 13.3351 | 13.2982 | 31.155 | 31.1075 | 31.0541 | 31.0105 | 30.9661 | 30.921 | 30.8746 | 30.0474 | 29.1049 | 27.8654
|  | BEACONSFIELD (MIDDLE B/B) | CT |  |  |  |  | 13.4314 | 13.3995 | 13.3731 | 13.336 | 31.1928 | 31.1443 | 31.089 | 31.0457 | 31.0016 | 30.9574 | 30.9125 | 30.6503 | 30.2656 | 29.6979 | 12.2911 | 12.2641 | 12.2431 | 12.2153 | 30.0814 | 30.039 | 29.9867 | 29.9466 | 29.897 | 29.7278 | 29.5609 | 28.7391 | 27.8157 | 26.728 | 13.4256 | 13.3945 | 13.3691 | 13.3336 | 31.192 | 31.145 | 31.0913 | 31.0497 | 31.0073 | 30.9647 | 30.9213 | 30.1413 | 29.2348 | 28.1635
|  | BEACONSFIELD (MIDDLE B/B) | LW |  |  |  |  | 13.4329 | 13.3657 | 13.339 | 13.3005 | 31.1556 | 31.1065 | 31.0515 | 31.0063 | 30.9602 | 30.9135 | 30.8655 | 30.591 | 30.1879 | 29.4667 | 12.2929 | 12.2308 | 12.2098 | 12.1808 | 30.0455 | 30.0018 | 29.9498 | 29.9077 | 29.8351 | 29.6626 | 29.49 | 28.6441 | 27.6841 | 26.4278 | 13.4272 | 13.3609 | 13.3351 | 13.2982 | 31.155 | 31.1075 | 31.0541 | 31.0105 | 30.9661 | 30.921 | 30.8746 | 30.0474 | 29.1049 | 27.8654
|  | BEACONSFIELD (MIDDLE B/B) | ST |  |  |  |  | 13.4418 | 13.4407 | 13.4395 | 13.4333 | 31.3271 | 31.3211 | 31.3151 | 31.3086 | 31.3023 | 31.2962 | 31.2902 | 31.2628 | 31.2343 | 31.2059 | 12.2947 | 12.2947 | 12.2947 | 12.2947 | 30.1947 | 30.1947 | 30.1947 | 30.1947 | 30.1947 | 30.1911 | 30.1871 | 30.0919 | 29.7269 | 29.3762 | 13.4349 | 13.434 | 13.433 | 13.4279 | 31.3227 | 31.3177 | 31.3127 | 31.3074 | 31.3021 | 31.297 | 31.2921 | 31.2693 | 31.1164 | 30.7758
|  | BEACONSFIELD (MIDDLE B/B) | FS |  |  |  |  | 13.4421 | 13.4328 | 13.4319 | 13.4306 | 31.3281 | 31.3237 | 31.3192 | 31.3119 | 31.3042 | 31.2962 | 31.2879 | 31.2568 | 31.1807 | 31.0376 | 12.2938 | 12.2852 | 12.285 | 12.2848 | 30.1843 | 30.1836 | 30.1829 | 30.1798 | 30.1764 | 30.1726 | 30.1685 | 30.1526 | 30.0825 | 29.7883 | 13.435 | 13.4259 | 13.425 | 13.4239 | 31.3218 | 31.318 | 31.3142 | 31.3075 | 31.3006 | 31.2933 | 31.2857 | 31.2581 | 31.1852 | 31.0451
BRAMLEY (ANDO-THAT) | THATCHAM BSP | BEENHAM | MINIMUM HEADROOM | SU 58204 69025 | NO | YES | 0.013684 | 11.7858 | 11.7583 | 11.749 | 11.7361 | 11.7208 | 11.7035 | 11.6835 | 11.668 | 11.652 | 11.6355 | 11.6183 | 11.4865 | 11.123 | 10.6105 | 10.9261 | 10.8973 | 10.8865 | 10.8711 | 10.8534 | 10.8041 | 10.7306 | 10.6581 | 10.586 | 10.5152 | 10.4446 | 10.084 | 9.6641 | 9.1013 | 11.5676 | 11.5125 | 11.4736 | 11.4089 | 11.3428 | 11.2757 | 11.2066 | 11.1387 | 11.071 | 11.0047 | 10.9384 | 10.5985 | 10.1993 | 9.6565
|  | BEENHAM | CT |  |  |  |  | 11.7858 | 11.7742 | 11.7652 | 11.7532 | 11.7384 | 11.7212 | 11.7009 | 11.6867 | 11.6719 | 11.6568 | 11.6413 | 11.5215 | 11.1697 | 10.7289 | 10.9261 | 10.9131 | 10.9028 | 10.8883 | 10.8711 | 10.8254 | 10.7526 | 10.6814 | 10.6104 | 10.541 | 10.4721 | 10.1204 | 9.7132 | 9.2218 | 11.5676 | 11.5292 | 11.4914 | 11.4285 | 11.3629 | 11.2967 | 11.2282 | 11.1615 | 11.0951 | 11.0301 | 10.9655 | 10.6344 | 10.2475 | 9.7758
|  | BEENHAM | LW |  |  |  |  | 11.7859 | 11.7583 | 11.749 | 11.7361 | 11.7208 | 11.7035 | 11.6835 | 11.668 | 11.652 | 11.6355 | 11.6183 | 11.4865 | 11.123 | 10.6105 | 10.9261 | 10.8973 | 10.8865 | 10.8711 | 10.8534 | 10.8041 | 10.7306 | 10.6581 | 10.586 | 10.5152 | 10.4446 | 10.084 | 9.6641 | 9.1013 | 11.5677 | 11.5125 | 11.4736 | 11.4089 | 11.3428 | 11.2757 | 11.2066 | 11.1387 | 11.071 | 11.0047 | 10.9384 | 10.5985 | 10.1993 | 9.6565
|  | BEENHAM | ST |  |  |  |  | 11.7863 | 11.7863 | 11.7863 | 11.7863 | 11.7863 | 11.7863 | 11.7863 | 11.7863 | 11.7863 | 11.7863 | 11.7863 | 11.7863 | 11.7863 | 11.7646 | 10.9286 | 10.9284 | 10.9282 | 10.9265 | 10.9248 | 10.9232 | 10.9216 | 10.9199 | 10.9181 | 10.8871 | 10.8508 | 10.6787 | 10.5181 | 10.3639 | 11.6102 | 11.6056 | 11.6012 | 11.5665 | 11.5313 | 11.4973 | 11.4642 | 11.4286 | 11.3928 | 11.3587 | 11.3253 | 11.1672 | 11.0195 | 10.8778
|  | BEENHAM | FS |  |  |  |  | 11.7859 | 11.7818 | 11.7817 | 11.7816 | 11.7814 | 11.781 | 11.7807 | 11.7792 | 11.7776 | 11.7758 | 11.7738 | 11.7689 | 11.7414 | 11.6811 | 10.9284 | 10.9242 | 10.9239 | 10.9236 | 10.9228 | 10.9214 | 10.92 | 10.9173 | 10.9144 | 10.9114 | 10.9083 | 10.8309 | 10.6766 | 10.496 | 11.6146 | 11.6079 | 11.6042 | 11.5994 | 11.5882 | 11.5654 | 11.5427 | 11.5157 | 11.4887 | 11.4616 | 11.4344 | 11.3056 | 11.1616 | 10.9907
MANNINGTON GSP | SALISBURY | BEMERTON | MINIMUM HEADROOM | SU 11583 31233 | NO | YES | 0.30947 | 35.2416 | 35.1674 | 35.1349 | 35.0889 | 35.0364 | 34.9777 | 34.9111 | 34.8551 | 34.7975 | 34.7388 | 34.678 | 33.7793 | 32.5132 | 30.7911 | 32.4681 | 32.387 | 32.3472 | 32.2901 | 32.1251 | 31.8736 | 31.6022 | 31.3367 | 31.0725 | 30.8127 | 30.5502 | 29.2832 | 27.8499 | 25.9795 | 34.2553 | 34.1891 | 34.1653 | 34.1326 | 34.0941 | 34.0498 | 33.7973 | 33.5325 | 33.269 | 33.0098 | 32.748 | 31.484 | 30.0537 | 28.1862
|  | BEMERTON | CT |  |  |  |  | 35.2416 | 35.2076 | 35.1783 | 35.1377 | 35.0903 | 35.0361 | 34.9736 | 34.9234 | 34.8713 | 34.819 | 34.7647 | 33.9811 | 32.801 | 31.3627 | 32.4681 | 32.4283 | 32.3925 | 32.3412 | 32.2266 | 31.9881 | 31.7276 | 31.4653 | 31.2041 | 30.9524 | 30.7032 | 29.5028 | 28.1645 | 26.582 | 34.2553 | 34.228 | 34.2067 | 34.1785 | 34.1444 | 34.104 | 33.9225 | 33.6609 | 33.4004 | 33.1493 | 32.9008 | 31.7033 | 30.3678 | 28.7881
|  | BEMERTON | LW |  |  |  |  | 35.2428 | 35.1674 | 35.1349 | 35.0889 | 35.0364 | 34.9777 | 34.9111 | 34.8551 | 34.7975 | 34.7388 | 34.678 | 33.7793 | 32.5132 | 30.7911 | 32.4688 | 32.387 | 32.3472 | 32.2901 | 32.1251 | 31.8736 | 31.6022 | 31.3367 | 31.0725 | 30.8127 | 30.5502 | 29.2832 | 27.8499 | 25.9795 | 34.257 | 34.1891 | 34.1653 | 34.1326 | 34.0941 | 34.0498 | 33.7973 | 33.5325 | 33.269 | 33.0098 | 32.748 | 31.484 | 30.0537 | 28.1862
|  | BEMERTON | ST |  |  |  |  | 35.2529 | 35.2505 | 35.2478 | 35.2396 | 35.2311 | 35.2225 | 35.2137 | 35.204 | 35.1944 | 35.1852 | 35.1761 | 35.1314 | 35.0874 | 34.6382 | 32.4859 | 32.4814 | 32.4764 | 32.4613 | 32.4457 | 32.4298 | 32.4135 | 32.3292 | 32.1915 | 32.0588 | 31.9293 | 31.3209 | 30.7454 | 30.1735 | 34.2589 | 34.2589 | 34.2589 | 34.2589 | 34.2589 | 34.2589 | 34.2589 | 34.2589 | 34.2589 | 34.2533 | 34.1242 | 33.5177 | 32.9439 | 32.3737
|  | BEMERTON | FS |  |  |  |  | 35.2531 | 35.2405 | 35.2387 | 35.2365 | 35.2329 | 35.2269 | 35.221 | 35.2112 | 35.2011 | 35.1906 | 35.1796 | 35.1383 | 35.0357 | 34.8391 | 32.4873 | 32.4734 | 32.4703 | 32.4666 | 32.4604 | 32.45 | 32.4398 | 32.4253 | 32.4105 | 32.3951 | 32.3793 | 32.0212 | 31.5685 | 31.0192 | 34.2578 | 34.2466 | 34.2463 | 34.246 | 34.2455 | 34.2446 | 34.2436 | 34.2396 | 34.2351 | 34.2303 | 34.225 | 34.2114 | 33.7642 | 33.216
COWLEY GSP | COWLEY LOCAL (2 X 45) | BERINSFIELD | MINIMUM HEADROOM | SU 58382 95467 | NO | YES | 14.7663 | 9.544 | 9.0885 | 8.5877 | 7.9453 | 7.2131 | 6.412 | 5.493 | 4.6026 | 3.7249 | 2.8783 | 2.0224 | -1.5453 | -4.9954 | -8.8044 | 8.2219 | 7.7121 | 7.145 | 6.4177 | 5.589 | 4.6824 | 3.6426 | 2.6338 | 1.6398 | 0.68115 | -0.28778 | -4.3577 | -8.3345 | -12.6911 | 8.227 | 7.7199 | 7.1561 | 6.433 | 5.6092 | 4.7079 | 3.6741 | 2.6713 | 1.6831 | 0.73006 | -0.23321 | -4.2386 | -8.0924 | -12.3059
|  | BERINSFIELD | CT |  |  |  |  | 9.5951 | 9.2515 | 8.8347 | 8.2705 | 7.6143 | 6.8734 | 6.0092 | 5.1003 | 4.2024 | 3.3716 | 2.5693 | -0.76177 | -3.8272 | -7.0964 | 8.2801 | 7.8926 | 7.421 | 6.7824 | 6.04 | 5.202 | 4.2245 | 3.1942 | 2.1767 | 1.2357 | 0.32727 | -3.4536 | -6.9775 | -10.7262 | 8.2848 | 7.8995 | 7.4306 | 6.7958 | 6.0577 | 5.2246 | 4.2528 | 3.2285 | 2.2171 | 1.2815 | 0.37843 | -3.3615 | -6.7829 | -10.4081
|  | BERINSFIELD | LW |  |  |  |  | 9.544 | 9.0885 | 8.5877 | 7.9453 | 7.2131 | 6.412 | 5.493 | 4.6026 | 3.7249 | 2.8783 | 2.0224 | -1.5453 | -4.9954 | -8.8044 | 8.2219 | 7.7121 | 7.145 | 6.4177 | 5.589 | 4.6824 | 3.6426 | 2.6338 | 1.6398 | 0.68115 | -0.28778 | -4.3577 | -8.3345 | -12.6911 | 8.227 | 7.7199 | 7.1561 | 6.433 | 5.6092 | 4.7079 | 3.6741 | 2.6713 | 1.6831 | 0.73006 | -0.23321 | -4.2386 | -8.0924 | -12.3059
|  | BERINSFIELD | ST |  |  |  |  | 9.7597 | 9.5531 | 9.3196 | 8.9856 | 8.6205 | 8.2286 | 7.8027 | 7.3374 | 6.8722 | 6.4373 | 6.0132 | 4.1518 | 2.518 | 0.866 | 8.4673 | 8.2321 | 7.9663 | 7.5861 | 7.1704 | 6.7242 | 6.2394 | 5.7097 | 5.18 | 4.6849 | 4.2021 | 2.0829 | 0.22293 | -1.6578 | 8.4709 | 8.2371 | 7.9729 | 7.595 | 7.1819 | 6.7384 | 6.2565 | 5.7301 | 5.2036 | 4.7115 | 4.2317 | 2.1254 | 0.27675 | -1.5925
|  | BERINSFIELD | FS |  |  |  |  | 9.8927 | 9.7704 | 9.6554 | 9.5287 | 9.3873 | 9.2238 | 9.0628 | 8.8894 | 8.7129 | 8.5316 | 8.3456 | 7.4741 | 6.6791 | 5.7648 | 8.6189 | 8.481 | 8.3501 | 8.2059 | 8.0449 | 7.8589 | 7.6757 | 7.4789 | 7.2784 | 7.0726 | 6.8614 | 5.8709 | 4.9745 | 3.9531 | 8.6215 | 8.4844 | 8.3543 | 8.211 | 8.051 | 7.8661 | 7.684 | 7.4884 | 7.2891 | 7.0845 | 6.8746 | 5.8901 | 4.9988 | 3.9827
NURSLING GSP | SOUTHAMPTON (2 X 60) | BEVOIS VALLEY | MINIMUM HEADROOM | SU 42648 13187 | NO | YES | 0.18947 | 32.7251 | 32.6233 | 32.557 | 32.4584 | 32.3503 | 32.2338 | 32.1057 | 31.9854 | 31.8502 | 31.676 | 31.4991 | 30.6057 | 29.4163 | 27.6288 | 31.8401 | 31.7728 | 31.7462 | 31.7086 | 31.665 | 31.6153 | 31.5014 | 31.3943 | 31.2857 | 31.0763 | 30.8199 | 29.558 | 28.1024 | 26.1808 | 32.9594 | 32.8968 | 32.8756 | 32.8462 | 32.8114 | 32.7354 | 32.4715 | 32.2115 | 31.9517 | 31.6943 | 31.4342 | 30.1551 | 28.682 | 26.7428
|  | BEVOIS VALLEY | CT |  |  |  |  | 32.7276 | 32.671 | 32.6138 | 32.5264 | 32.43 | 32.3245 | 32.2069 | 32.0947 | 31.9806 | 31.8168 | 31.654 | 30.8317 | 29.7736 | 28.3027 | 31.8406 | 31.8151 | 31.794 | 31.7643 | 31.7292 | 31.6878 | 31.5989 | 31.5001 | 31.3993 | 31.2382 | 30.9981 | 29.8181 | 28.4782 | 26.8793 | 32.9596 | 32.9384 | 32.9221 | 32.9002 | 32.8734 | 32.8406 | 32.6115 | 32.358 | 32.1034 | 31.8573 | 31.6136 | 30.4168 | 29.0602 | 27.4445
|  | BEVOIS VALLEY | LW |  |  |  |  | 32.7251 | 32.6233 | 32.557 | 32.4584 | 32.3503 | 32.2338 | 32.1057 | 31.9854 | 31.8502 | 31.676 | 31.4991 | 30.6057 | 29.4163 | 27.6288 | 31.8401 | 31.7728 | 31.7462 | 31.7086 | 31.665 | 31.6153 | 31.5014 | 31.3943 | 31.2857 | 31.0763 | 30.8199 | 29.558 | 28.1024 | 26.1808 | 32.9595 | 32.8968 | 32.8756 | 32.8462 | 32.8114 | 32.7354 | 32.4715 | 32.2115 | 31.9517 | 31.6943 | 31.4342 | 30.1551 | 28.682 | 26.7428
|  | BEVOIS VALLEY | ST |  |  |  |  | 32.7685 | 32.7557 | 32.7413 | 32.6981 | 32.6533 | 32.6075 | 32.5602 | 32.5083 | 32.4567 | 32.4068 | 32.3574 | 32.0736 | 31.7013 | 31.3245 | 31.8462 | 31.8447 | 31.843 | 31.8378 | 31.8325 | 31.8271 | 31.8214 | 31.8153 | 31.8091 | 31.7923 | 31.7508 | 31.4992 | 30.9046 | 30.3031 | 32.9605 | 32.9605 | 32.9605 | 32.9605 | 32.9605 | 32.9605 | 32.9605 | 32.9605 | 32.9605 | 32.8798 | 32.7473 | 32.1184 | 31.5135 | 30.9013
|  | BEVOIS VALLEY | FS |  |  |  |  | 32.7721 | 32.753 | 32.7446 | 32.7342 | 32.7173 | 32.6887 | 32.6602 | 32.6251 | 32.5897 | 32.5536 | 32.5172 | 32.3518 | 32.1254 | 31.7334 | 31.8456 | 31.8335 | 31.8323 | 31.8307 | 31.8282 | 31.824 | 31.8199 | 31.8121 | 31.804 | 31.7954 | 31.7864 | 31.7385 | 31.5359 | 31.1343 | 32.9594 | 32.9482 | 32.9479 | 32.9476 | 32.9471 | 32.9461 | 32.9452 | 32.9412 | 32.9367 | 32.9319 | 32.9266 | 32.8121 | 32.3348 | 31.7524
EAST CLAYDON GSP | BICESTER NORTH BSP | BICESTER | MINIMUM HEADROOM | SP 58381 21988 | NO | YES | 1.1558 | 36.9422 | 36.8232 | 36.5487 | 36.1293 | 35.6699 | 35.1822 | 34.6449 | 34.1261 | 33.6119 | 33.1097 | 32.6031 | 30.2481 | 27.6761 | 24.4209 | 34.5433 | 34.1763 | 33.8449 | 33.3718 | 32.8544 | 32.306 | 31.7022 | 31.117 | 30.5374 | 29.9718 | 29.4017 | 26.8023 | 24.015 | 20.5462 | 36.0603 | 35.6876 | 35.3495 | 34.8668 | 34.339 | 33.7797 | 33.164 | 32.5669 | 31.9755 | 31.3986 | 30.8171 | 28.1685 | 25.3342 | 21.7966
|  | BICESTER | CT |  |  |  |  | 36.9422 | 36.8939 | 36.7011 | 36.3163 | 35.8898 | 35.4283 | 34.9135 | 34.3945 | 33.8789 | 33.3896 | 32.9114 | 30.6899 | 28.3153 | 25.5557 | 34.5649 | 34.3007 | 34.0088 | 33.5746 | 33.0943 | 32.5753 | 31.9972 | 31.4104 | 30.8281 | 30.2761 | 29.7372 | 27.2764 | 24.703 | 21.7462 | 36.0824 | 35.8132 | 35.5155 | 35.0725 | 34.5824 | 34.0532 | 33.4637 | 32.8648 | 32.2705 | 31.7073 | 31.1575 | 28.6496 | 26.0328 | 23.0279
|  | BICESTER | LW |  |  |  |  | 36.9422 | 36.8232 | 36.5487 | 36.1293 | 35.6699 | 35.1822 | 34.6449 | 34.1261 | 33.6119 | 33.1097 | 32.6031 | 30.2481 | 27.6761 | 24.4209 | 34.5433 | 34.1763 | 33.8449 | 33.3718 | 32.8544 | 32.306 | 31.7022 | 31.117 | 30.5374 | 29.9718 | 29.4017 | 26.8023 | 24.015 | 20.5462 | 36.0603 | 35.6876 | 35.3495 | 34.8668 | 34.339 | 33.7797 | 33.164 | 32.5669 | 31.9755 | 31.3986 | 30.8171 | 28.1685 | 25.3342 | 21.7966
|  | BICESTER | ST |  |  |  |  | 36.9442 | 36.9442 | 36.9442 | 36.9442 | 36.7516 | 36.5179 | 36.2742 | 36.0069 | 35.7414 | 35.4899 | 35.244 | 34.1317 | 33.1208 | 32.106 | 34.7684 | 34.6712 | 34.5615 | 34.3142 | 34.0538 | 33.7857 | 33.5061 | 33.1994 | 32.8947 | 32.6061 | 32.324 | 31.0477 | 29.8877 | 28.7382 | 36.2906 | 36.1911 | 36.0789 | 35.8259 | 35.5595 | 35.2853 | 34.9991 | 34.6854 | 34.3737 | 34.0785 | 33.7898 | 32.4841 | 31.2975 | 30.1214
|  | BICESTER | FS |  |  |  |  | 36.9423 | 36.9238 | 36.9234 | 36.9229 | 36.922 | 36.9205 | 36.919 | 36.7833 | 36.6418 | 36.4977 | 36.3519 | 35.6689 | 34.9476 | 34.0726 | 34.8311 | 34.7575 | 34.6994 | 34.6318 | 34.5371 | 34.3957 | 34.2553 | 34.095 | 33.9336 | 33.7695 | 33.6035 | 32.8231 | 32.0138 | 31.0503 | 36.3548 | 36.2799 | 36.2204 | 36.1513 | 36.0545 | 35.9098 | 35.7663 | 35.6024 | 35.4375 | 35.2697 | 35.1001 | 34.3022 | 33.4772 | 32.4979
EAST CLAYDON GSP | BICESTER NORTH BSP | BICESTER NORTH | MINIMUM HEADROOM | SP 59720 23735 | NO | YES | 2.753 | 34.9038 | 34.7309 | 34.6003 | 34.3961 | 34.1797 | 33.955 | 33.7163 | 33.4852 | 33.2553 | 33.0281 | 32.7994 | 31.6623 | 30.3307 | 28.5198 | 34.768 | 34.5788 | 34.4298 | 34.196 | 33.9491 | 33.6936 | 33.423 | 33.159 | 32.8969 | 32.6381 | 32.378 | 31.0957 | 29.6197 | 27.6665 | 33.1721 | 32.9833 | 32.8346 | 32.6015 | 32.3551 | 32.1003 | 31.8304 | 31.567 | 31.3055 | 31.0473 | 30.7879 | 29.5085 | 28.0355 | 26.0851
|  | BICESTER NORTH | CT |  |  |  |  | 34.9084 | 34.7907 | 34.6696 | 34.4763 | 34.2703 | 34.0544 | 33.8229 | 33.5963 | 33.3702 | 33.1493 | 32.931 | 31.8447 | 30.5875 | 29.062 | 34.7734 | 34.6405 | 34.5023 | 34.2805 | 34.0451 | 33.7993 | 33.5368 | 33.2771 | 33.0182 | 32.766 | 32.5169 | 31.289 | 29.8932 | 28.2306 | 33.1776 | 33.0449 | 32.9071 | 32.6859 | 32.451 | 32.2059 | 31.944 | 31.685 | 31.4267 | 31.1751 | 30.9267 | 29.7016 | 28.3086 | 26.6487
|  | BICESTER NORTH | LW |  |  |  |  | 34.9038 | 34.7309 | 34.6003 | 34.3961 | 34.1797 | 33.955 | 33.7163 | 33.4852 | 33.2553 | 33.0281 | 32.7994 | 31.6623 | 30.3307 | 28.5198 | 34.768 | 34.5788 | 34.4298 | 34.196 | 33.9491 | 33.6936 | 33.423 | 33.159 | 32.8969 | 32.6381 | 32.378 | 31.0957 | 29.6197 | 27.6665 | 33.1721 | 32.9833 | 32.8346 | 32.6015 | 32.3551 | 32.1003 | 31.8304 | 31.567 | 31.3055 | 31.0473 | 30.7879 | 29.5085 | 28.0355 | 26.0851
|  | BICESTER NORTH | ST |  |  |  |  | 35.0204 | 34.9963 | 34.9693 | 34.8634 | 34.7547 | 34.6468 | 34.5376 | 34.4187 | 34.3008 | 34.1877 | 34.0771 | 33.5576 | 33.0688 | 32.5903 | 34.9051 | 34.8767 | 34.845 | 34.7201 | 34.5922 | 34.465 | 34.3363 | 34.1963 | 34.0574 | 33.9242 | 33.7939 | 33.1819 | 32.6061 | 32.0425 | 33.3088 | 33.2805 | 33.2489 | 33.1244 | 32.9969 | 32.8701 | 32.7418 | 32.6022 | 32.4638 | 32.3309 | 32.201 | 31.5909 | 31.0169 | 30.4549
|  | BICESTER NORTH | FS |  |  |  |  | 35.0357 | 35.0081 | 34.9917 | 34.9706 | 34.9328 | 34.8651 | 34.7975 | 34.7183 | 34.6391 | 34.5589 | 34.4777 | 34.0979 | 33.6686 | 33.1393 | 34.9234 | 34.8931 | 34.8739 | 34.8491 | 34.8047 | 34.7251 | 34.6456 | 34.5532 | 34.4607 | 34.3673 | 34.2728 | 33.8281 | 33.3377 | 32.7485 | 33.3271 | 33.2969 | 33.2777 | 33.253 | 33.2087 | 33.1293 | 33.0501 | 32.958 | 32.8658 | 32.7725 | 32.6783 | 32.235 | 31.7458 | 31.1578
LOVEDEAN GSP | CHICHESTER & HUNSTON | BILLINGSHURST | MINIMUM HEADROOM | TQ 08305 26315 | YES | YES | 0.037895 | 12.4243 | 12.3688 | 12.35 | 12.324 | 12.2932 | 12.249 | 12.1963 | 12.1524 | 12.1075 | 12.0621 | 11.9253 | 11.1476 | 10.1938 | 8.939 | 11.6353 | 11.5755 | 11.5519 | 11.5186 | 11.48 | 11.4371 | 11.3882 | 11.3483 | 11.3074 | 11.2658 | 11.2228 | 10.9749 | 10.6026 | 9.8504 | 9.7486 | 9.6051 | 9.4847 | 9.3055 | 9.1122 | 8.9117 | 8.6951 | 8.4848 | 8.276 | 8.0725 | 7.8684 | 6.9016 | 5.8368 | 4.473
|  | BILLINGSHURST | CT |  |  |  |  | 12.4243 | 12.4012 | 12.3834 | 12.3594 | 12.3302 | 12.2901 | 12.238 | 12.1969 | 12.1547 | 12.1127 | 12.0164 | 11.2856 | 10.3864 | 9.3178 | 11.6355 | 11.6086 | 11.5864 | 11.5556 | 11.519 | 11.4771 | 11.4287 | 11.3916 | 11.3535 | 11.3152 | 11.2761 | 11.0459 | 10.6965 | 10.1674 | 9.755 | 9.652 | 9.5427 | 9.3737 | 9.1912 | 8.9977 | 8.7884 | 8.5785 | 8.3698 | 8.1705 | 7.9756 | 7.0523 | 6.0481 | 4.8766
|  | BILLINGSHURST | LW |  |  |  |  | 12.4243 | 12.3688 | 12.35 | 12.324 | 12.2932 | 12.249 | 12.1963 | 12.1524 | 12.1075 | 12.0621 | 11.9253 | 11.1476 | 10.1938 | 8.939 | 11.6353 | 11.5755 | 11.5519 | 11.5186 | 11.48 | 11.4371 | 11.3882 | 11.3483 | 11.3074 | 11.2658 | 11.2228 | 10.9749 | 10.6026 | 9.8504 | 9.7486 | 9.6051 | 9.4847 | 9.3055 | 9.1122 | 8.9117 | 8.6951 | 8.4848 | 8.276 | 8.0725 | 7.8684 | 6.9016 | 5.8368 | 4.473
|  | BILLINGSHURST | ST |  |  |  |  | 12.4253 | 12.4253 | 12.4253 | 12.4253 | 12.4253 | 12.4253 | 12.4253 | 12.4253 | 12.4228 | 12.4155 | 12.4084 | 12.3759 | 12.1705 | 11.8705 | 11.6408 | 11.6394 | 11.6379 | 11.6334 | 11.6287 | 11.624 | 11.6192 | 11.6139 | 11.6088 | 11.6038 | 11.5989 | 11.5768 | 11.5564 | 11.5364 | 9.8462 | 9.818 | 9.7864 | 9.6912 | 9.5929 | 9.4945 | 9.3934 | 9.2829 | 9.1741 | 9.0695 | 8.9675 | 8.5033 | 8.0759 | 7.6567
|  | BILLINGSHURST | FS |  |  |  |  | 12.4244 | 12.416 | 12.4158 | 12.4155 | 12.4151 | 12.4144 | 12.4138 | 12.4107 | 12.4074 | 12.4037 | 12.3997 | 12.3821 | 12.306 | 12.1624 | 11.6409 | 11.6317 | 11.6307 | 11.6295 | 11.6274 | 11.624 | 11.6206 | 11.6146 | 11.6082 | 11.6015 | 11.5945 | 11.5696 | 11.4998 | 11.3623 | 9.8656 | 9.8407 | 9.8236 | 9.803 | 9.7676 | 9.7097 | 9.6529 | 9.5867 | 9.5205 | 9.4533 | 9.3861 | 9.0669 | 8.7284 | 8.3286
LOVEDEAN GSP | CHICHESTER & HUNSTON | BILSHAM | MINIMUM HEADROOM | SU 97366 01594 | NO | YES | 1.3158 | 34.4081 | 34.3099 | 34.2764 | 34.2299 | 34.175 | 34.1119 | 33.5156 | 32.5231 | 31.5416 | 30.5902 | 29.6294 | 25.4992 | 21.3584 | 16.6022 | 32.579 | 31.9684 | 31.3167 | 30.4548 | 29.4842 | 28.4305 | 27.2353 | 26.0709 | 24.9201 | 23.8054 | 22.6801 | 17.8646 | 13.0818 | 7.6822 | 33.0784 | 32.4828 | 31.8492 | 31.0111 | 30.0673 | 29.0425 | 27.88 | 26.748 | 25.6291 | 24.529 | 23.4068 | 18.6048 | 13.8346 | 8.4476
|  | BILSHAM | CT |  |  |  |  | 34.4081 | 34.3684 | 34.3377 | 34.2967 | 34.2468 | 34.1877 | 34.0709 | 33.0634 | 32.0659 | 31.1363 | 30.2344 | 26.3701 | 22.6482 | 18.5791 | 32.6394 | 32.1777 | 31.6275 | 30.8606 | 29.9837 | 29.0052 | 27.8781 | 26.6946 | 25.5234 | 24.4329 | 23.3755 | 18.8664 | 14.5694 | 9.9242 | 33.137 | 32.6877 | 32.1526 | 31.407 | 30.5542 | 29.6026 | 28.5064 | 27.356 | 26.2176 | 25.1548 | 24.1005 | 19.6041 | 15.3183 | 10.6844
|  | BILSHAM | LW |  |  |  |  | 34.4089 | 34.3099 | 34.2764 | 34.2299 | 34.175 | 34.1119 | 33.5156 | 32.5231 | 31.5416 | 30.5902 | 29.6294 | 25.4992 | 21.3584 | 16.6022 | 32.579 | 31.9684 | 31.3167 | 30.4548 | 29.4842 | 28.4305 | 27.2353 | 26.0709 | 24.9201 | 23.8054 | 22.6801 | 17.8646 | 13.0818 | 7.6822 | 33.0784 | 32.4828 | 31.8492 | 31.0111 | 30.0673 | 29.0425 | 27.88 | 26.748 | 25.6291 | 24.529 | 23.4068 | 18.6048 | 13.8346 | 8.4476
|  | BILSHAM | ST |  |  |  |  | 34.4105 | 34.4105 | 34.4105 | 34.4105 | 34.4105 | 34.4105 | 34.4105 | 34.4105 | 34.4105 | 34.4105 | 34.1685 | 32.0309 | 30.1214 | 28.1933 | 32.6543 | 32.6431 | 32.3664 | 31.9093 | 31.4144 | 30.8889 | 30.3238 | 29.7058 | 29.0884 | 28.507 | 27.9399 | 25.4095 | 23.1492 | 20.8669 | 33.3949 | 33.1492 | 32.8721 | 32.4284 | 31.9479 | 31.4377 | 30.8891 | 30.2892 | 29.6898 | 29.1255 | 28.5749 | 26.1185 | 23.8764 | 21.6011
|  | BILSHAM | FS |  |  |  |  | 34.4089 | 34.3931 | 34.3927 | 34.3922 | 34.3915 | 34.3902 | 34.3889 | 34.3831 | 34.3768 | 34.3699 | 34.3625 | 34.3433 | 34.2359 | 33.2967 | 32.6596 | 32.6377 | 32.631 | 32.6034 | 32.4133 | 32.176 | 31.9416 | 31.6846 | 31.4237 | 31.1572 | 30.8861 | 29.605 | 28.3867 | 26.9837 | 33.4931 | 33.396 | 33.2567 | 33.1016 | 32.9171 | 32.6867 | 32.4591 | 32.2094 | 31.9559 | 31.697 | 31.4336 | 30.1894 | 29.0036 | 27.6346
FAWLEY GSP | COWES & WOOTTON COMMON BSP | BINSTEAD | MINIMUM HEADROOM | SZ 56409 91399 | NO | YES | 0.0052632 | 16.7978 | 16.7536 | 16.7366 | 16.6536 | 16.5398 | 16.4223 | 16.2972 | 16.1768 | 16.0561 | 15.9369 | 15.8155 | 15.1972 | 14.4493 | 13.4044 | 14.9824 | 14.8911 | 14.8233 | 14.7167 | 14.6029 | 14.4854 | 14.3602 | 14.2399 | 14.1191 | 13.9999 | 13.8784 | 13.2601 | 12.5121 | 11.4671 | 16.133 | 16.0363 | 15.9624 | 15.846 | 15.7222 | 15.5947 | 15.4592 | 15.3283 | 15.1971 | 15.0676 | 14.936 | 14.2698 | 13.4738 | 12.3812
|  | BINSTEAD | CT |  |  |  |  | 16.7978 | 16.7759 | 16.7584 | 16.6858 | 16.5757 | 16.4614 | 16.3391 | 16.2205 | 16.1014 | 15.984 | 15.8672 | 15.2664 | 14.5486 | 13.6624 | 14.9824 | 14.9181 | 14.8526 | 14.7489 | 14.6388 | 14.5245 | 14.4022 | 14.2835 | 14.1644 | 14.047 | 13.9302 | 13.3293 | 12.6114 | 11.7251 | 16.133 | 16.0637 | 15.9926 | 15.8794 | 15.7596 | 15.6355 | 15.5031 | 15.3738 | 15.2441 | 15.1165 | 14.9897 | 14.3419 | 13.5775 | 12.6449
|  | BINSTEAD | LW |  |  |  |  | 16.802 | 16.7536 | 16.7366 | 16.6536 | 16.5398 | 16.4223 | 16.2972 | 16.1768 | 16.0561 | 15.9369 | 15.8155 | 15.1972 | 14.4493 | 13.4044 | 14.985 | 14.8911 | 14.8233 | 14.7167 | 14.6029 | 14.4854 | 14.3602 | 14.2399 | 14.1191 | 13.9999 | 13.8784 | 13.2601 | 12.5121 | 11.4671 | 16.1355 | 16.0363 | 15.9624 | 15.846 | 15.7222 | 15.5947 | 15.4592 | 15.3283 | 15.1971 | 15.0676 | 14.936 | 14.2698 | 13.4738 | 12.3812
|  | BINSTEAD | ST |  |  |  |  | 16.8044 | 16.8044 | 16.8044 | 16.8044 | 16.8036 | 16.7979 | 16.7424 | 16.6818 | 16.6221 | 16.5647 | 16.5083 | 16.2414 | 15.9832 | 15.7288 | 15.0476 | 15.0375 | 15.0253 | 14.9717 | 14.9159 | 14.861 | 14.8055 | 14.7449 | 14.6851 | 14.6278 | 14.5713 | 14.3044 | 14.0461 | 13.7917 | 16.205 | 16.1938 | 16.1801 | 16.1203 | 16.0581 | 15.9968 | 15.9349 | 15.8673 | 15.8007 | 15.7367 | 15.6737 | 15.376 | 15.0885 | 14.8053
|  | BINSTEAD | FS |  |  |  |  | 16.8045 | 16.7968 | 16.7966 | 16.7964 | 16.796 | 16.7954 | 16.7948 | 16.792 | 16.7847 | 16.7424 | 16.7 | 16.4991 | 16.2606 | 15.9628 | 15.0538 | 15.0395 | 15.0323 | 15.0219 | 15.0027 | 14.967 | 14.9322 | 14.8901 | 14.8478 | 14.8055 | 14.7631 | 14.5621 | 14.3237 | 14.0258 | 16.212 | 16.1969 | 16.1889 | 16.1773 | 16.1558 | 16.1161 | 16.0773 | 16.0305 | 15.9837 | 15.9369 | 15.8899 | 15.6667 | 15.4069 | 15.0882
LOVEDEAN GSP | CHICHESTER & HUNSTON | BIRDHAM | MINIMUM HEADROOM | SZ 81965 99422 | NO | YES | 0.13368 | 14.3808 | 14.3039 | 14.2779 | 14.2419 | 14.1992 | 34.1505 | 34.0433 | 33.8187 | 33.5949 | 33.3739 | 33.1517 | 32.0507 | 30.7754 | 29.0657 | 13.124 | 13.0423 | 13.011 | 12.9663 | 12.9148 | 32.6842 | 32.4257 | 32.1679 | 31.9113 | 31.6583 | 31.4044 | 30.156 | 28.7346 | 26.8814 | 13.5721 | 13.3911 | 13.2479 | 13.0228 | 12.7851 | 32.5413 | 32.2832 | 32.0316 | 31.7811 | 31.5342 | 31.2863 | 30.0656 | 28.6636 | 26.8132
|  | BIRDHAM | CT |  |  |  |  | 14.3808 | 14.3495 | 14.3254 | 14.2931 | 14.2536 | 34.207 | 34.1374 | 33.9155 | 33.6942 | 33.4793 | 33.2672 | 32.2104 | 30.9987 | 29.5425 | 13.1241 | 13.0884 | 13.0593 | 13.0187 | 12.9706 | 32.7769 | 32.5263 | 32.2709 | 32.0165 | 31.7697 | 31.5264 | 30.3254 | 28.9726 | 27.3776 | 13.5765 | 13.4473 | 13.3132 | 13.098 | 12.8705 | 32.6342 | 32.3826 | 32.1334 | 31.8852 | 31.6445 | 31.4071 | 30.2332 | 28.9013 | 27.309
|  | BIRDHAM | LW |  |  |  |  | 14.3808 | 14.3039 | 14.2779 | 14.2419 | 14.1992 | 34.1505 | 34.0433 | 33.8187 | 33.5949 | 33.3739 | 33.1517 | 32.0507 | 30.7754 | 29.0657 | 13.124 | 13.0423 | 13.011 | 12.9663 | 12.9148 | 32.6842 | 32.4257 | 32.1679 | 31.9113 | 31.6583 | 31.4044 | 30.156 | 28.7346 | 26.8814 | 13.5721 | 13.3911 | 13.2479 | 13.0228 | 12.7851 | 32.5413 | 32.2832 | 32.0316 | 31.7811 | 31.5342 | 31.2863 | 30.0656 | 28.6636 | 26.8132
|  | BIRDHAM | ST |  |  |  |  | 14.3821 | 14.3821 | 14.3821 | 14.3821 | 14.3821 | 34.3821 | 34.3821 | 34.3821 | 34.3821 | 34.3821 | 34.3821 | 33.8688 | 33.3841 | 32.9095 | 13.1313 | 13.13 | 13.1287 | 13.1231 | 13.1175 | 33.1118 | 33.1062 | 33.1 | 33.028 | 32.8996 | 32.774 | 32.1663 | 31.5925 | 31.0307 | 13.7059 | 13.6793 | 13.6495 | 13.5272 | 13.4027 | 33.2791 | 33.1549 | 33.0192 | 32.8856 | 32.7566 | 32.6304 | 32.0397 | 31.4827 | 30.9373
|  | BIRDHAM | FS |  |  |  |  | 14.3809 | 14.369 | 14.3687 | 14.3683 | 14.3678 | 34.3668 | 34.3658 | 34.3615 | 34.3568 | 34.3516 | 34.346 | 34.3315 | 33.9774 | 33.4636 | 13.1309 | 13.1183 | 13.1172 | 13.1158 | 13.1133 | 33.1088 | 33.1044 | 33.0962 | 33.0875 | 33.0784 | 33.0689 | 32.8018 | 32.3188 | 31.7433 | 13.7245 | 13.6958 | 13.6782 | 13.6545 | 13.6116 | 33.534 | 33.4566 | 33.3662 | 33.2758 | 33.1843 | 33.0928 | 32.6586 | 32.1839 | 31.6201
BOTLEY WOOD GSP | NETLEY COMMON BSP | BISHOPS WALTHAM | MINIMUM HEADROOM | SU 56691 16683 | NO | YES | 11.0011 | 17.1204 | 16.8831 | 32.7118 | 32.4409 | 32.1557 | 31.863 | 31.5548 | 31.2473 | 30.9379 | 30.6327 | 30.3269 | 28.7972 | 27.0135 | 24.598 | 14.3297 | 14.0635 | 29.8603 | 29.5369 | 29.1982 | 28.8524 | 28.4902 | 28.1382 | 27.7883 | 27.4438 | 27.099 | 25.3881 | 23.4253 | 20.8217 | 14.9271 | 14.6781 | 30.4938 | 30.2016 | 29.8947 | 29.5804 | 29.2503 | 28.9314 | 28.6141 | 28.3014 | 27.9881 | 26.4234 | 24.5523 | 21.9244
|  | BISHOPS WALTHAM | CT |  |  |  |  | 17.1244 | 16.9625 | 32.7986 | 32.5372 | 32.2603 | 31.9726 | 31.6671 | 31.365 | 31.058 | 30.7592 | 30.4637 | 28.9851 | 27.2738 | 25.2058 | 14.3349 | 14.1457 | 29.9513 | 29.6391 | 29.3103 | 28.9707 | 28.6122 | 28.2626 | 27.9148 | 27.5767 | 27.2429 | 25.5864 | 23.7014 | 21.4529 | 14.9316 | 14.7586 | 30.5823 | 30.3003 | 30.0023 | 29.6935 | 29.3665 | 29.0503 | 28.7355 | 28.4291 | 28.1263 | 26.6133 | 24.8319 | 22.5573
|  | BISHOPS WALTHAM | LW |  |  |  |  | 17.1204 | 16.8831 | 32.7118 | 32.4409 | 32.1557 | 31.863 | 31.5548 | 31.2473 | 30.9379 | 30.6327 | 30.3269 | 28.7972 | 27.0135 | 24.598 | 14.3297 | 14.0635 | 29.8603 | 29.5369 | 29.1982 | 28.8524 | 28.4902 | 28.1382 | 27.7883 | 27.4438 | 27.099 | 25.3881 | 23.4253 | 20.8217 | 14.9271 | 14.6781 | 30.4938 | 30.2016 | 29.8947 | 29.5804 | 29.2503 | 28.9314 | 28.6141 | 28.3014 | 27.9881 | 26.4234 | 24.5523 | 21.9244
|  | BISHOPS WALTHAM | ST |  |  |  |  | 17.2809 | 17.2544 | 33.2255 | 33.0855 | 32.9437 | 32.8045 | 32.6654 | 32.5143 | 32.3652 | 32.2217 | 32.0816 | 31.3952 | 30.7471 | 30.1171 | 14.5288 | 14.4958 | 30.4598 | 30.2857 | 30.1093 | 29.9362 | 29.7631 | 29.5751 | 29.3896 | 29.2111 | 29.0369 | 28.2245 | 27.4672 | 26.7309 | 15.1034 | 15.0742 | 31.0424 | 30.8886 | 30.7327 | 30.5797 | 30.4268 | 30.2607 | 30.0968 | 29.939 | 29.7851 | 29.0674 | 28.3983 | 27.7477
|  | BISHOPS WALTHAM | FS |  |  |  |  | 17.3033 | 17.2686 | 33.25 | 33.2251 | 33.1771 | 33.0891 | 33.0014 | 32.8971 | 32.7926 | 32.6871 | 32.5808 | 32.0821 | 31.5058 | 30.7898 | 14.5571 | 14.5183 | 30.4953 | 30.4644 | 30.4049 | 30.2959 | 30.187 | 30.0589 | 29.9306 | 29.8013 | 29.6711 | 29.056 | 28.3868 | 27.5945 | 15.1281 | 15.0918 | 31.0714 | 31.044 | 30.9914 | 30.8948 | 30.7985 | 30.6845 | 30.5703 | 30.4552 | 30.3392 | 29.7932 | 29.1879 | 28.4572
NURSLING GSP | VELMORE BSP | BISHOPSTOKE | MINIMUM HEADROOM | SU 46463 18472 | NO | YES | 15.1579 | 0.84279 | 0.8388 | 0.83517 | 0.82869 | 0.82217 | 0.81562 | 0.80839 | 0.80121 | 0.79402 | 0.78683 | 0.77962 | 0.74624 | 0.71116 | 0.67228 | 1.1511 | 1.1463 | 1.1418 | 1.1338 | 1.1258 | 1.1177 | 1.1088 | 1.1 | 1.0911 | 1.0823 | 1.0734 | 1.0325 | 0.98983 | 0.94337 | 2.9981 | 2.9926 | 2.9875 | 2.9784 | 2.9693 | 2.9601 | 2.9499 | 2.9399 | 2.9298 | 2.9197 | 2.9095 | 2.863 | 2.8147 | 2.7625
|  | BISHOPSTOKE | CT |  |  |  |  | 0.84279 | 0.8398 | 0.8362 | 0.83042 | 0.82396 | 0.81746 | 0.81027 | 0.80316 | 0.79604 | 0.78892 | 0.78178 | 0.74943 | 0.71805 | 0.68455 | 1.1511 | 1.1474 | 1.143 | 1.1358 | 1.1279 | 1.1199 | 1.111 | 1.1022 | 1.0935 | 1.0847 | 1.0759 | 1.0361 | 0.99796 | 0.95766 | 2.9981 | 2.9939 | 2.9888 | 2.9807 | 2.9716 | 2.9625 | 2.9524 | 2.9424 | 2.9323 | 2.9223 | 2.9123 | 2.867 | 2.8237 | 2.7783
|  | BISHOPSTOKE | LW |  |  |  |  | 0.84279 | 0.8388 | 0.83517 | 0.82869 | 0.82217 | 0.81562 | 0.80839 | 0.80121 | 0.79402 | 0.78683 | 0.77962 | 0.74624 | 0.71116 | 0.67228 | 1.1511 | 1.1463 | 1.1418 | 1.1338 | 1.1258 | 1.1177 | 1.1088 | 1.1 | 1.0911 | 1.0823 | 1.0734 | 1.0325 | 0.98983 | 0.94337 | 2.9981 | 2.9926 | 2.9875 | 2.9784 | 2.9693 | 2.9601 | 2.9499 | 2.9399 | 2.9298 | 2.9197 | 2.9095 | 2.863 | 2.8147 | 2.7625
|  | BISHOPSTOKE | ST |  |  |  |  | 0.84575 | 0.84446 | 0.84317 | 0.83966 | 0.83552 | 0.83138 | 0.82726 | 0.8231 | 0.81895 | 0.81481 | 0.81068 | 0.79066 | 0.77322 | 0.75578 | 1.1548 | 1.1531 | 1.1515 | 1.1472 | 1.142 | 1.1369 | 1.1318 | 1.1266 | 1.1214 | 1.1163 | 1.1112 | 1.0863 | 1.0646 | 1.0429 | 3.0023 | 3.0005 | 2.9986 | 2.9936 | 2.9877 | 2.9818 | 2.9759 | 2.97 | 2.9641 | 2.9582 | 2.9523 | 2.9238 | 2.8989 | 2.8741
|  | BISHOPSTOKE | FS |  |  |  |  | 0.84572 | 0.84497 | 0.84368 | 0.84236 | 0.84098 | 0.83818 | 0.83539 | 0.83254 | 0.82969 | 0.82683 | 0.82398 | 0.80983 | 0.79514 | 0.77966 | 1.1547 | 1.1538 | 1.1522 | 1.1506 | 1.1488 | 1.1454 | 1.1419 | 1.1384 | 1.1348 | 1.1313 | 1.1278 | 1.1102 | 1.0921 | 1.0732 | 3.0023 | 3.0012 | 2.9994 | 2.9975 | 2.9955 | 2.9916 | 2.9876 | 2.9835 | 2.9795 | 2.9754 | 2.9714 | 2.9513 | 2.9306 | 2.9092
BOTLEY WOOD GSP | NETLEY COMMON BSP | BITTERNE | MINIMUM HEADROOM | SU 45116 13082 | NO | YES | 0.010526 | 13.967 | 13.8863 | 13.859 | 13.8212 | 13.7764 | 13.7244 | 13.6639 | 13.6166 | 13.5667 | 13.5151 | 13.4608 | 13.1063 | 11.969 | 10.276 | 12.4301 | 12.3495 | 12.3222 | 12.2843 | 12.2395 | 12.1875 | 12.1271 | 12.0798 | 12.0299 | 11.9783 | 11.9239 | 11.1691 | 9.8782 | 8.0407 | 12.2617 | 12.1811 | 12.1537 | 12.1159 | 12.0711 | 12.0191 | 11.9587 | 11.9113 | 11.8615 | 11.8098 | 11.7555 | 11.2895 | 9.99 | 8.1438
|  | BITTERNE | CT |  |  |  |  | 13.9672 | 13.9379 | 13.9154 | 13.8852 | 13.8483 | 13.8037 | 13.7505 | 13.7127 | 13.6721 | 13.6302 | 13.5865 | 13.2899 | 12.2727 | 10.9093 | 12.4304 | 12.4011 | 12.3786 | 12.3484 | 12.3114 | 12.2668 | 12.2137 | 12.1758 | 12.1352 | 12.0934 | 12.0497 | 11.3949 | 10.195 | 8.6905 | 12.2619 | 12.2327 | 12.2102 | 12.18 | 12.143 | 12.0984 | 12.0452 | 12.0074 | 11.9668 | 11.9249 | 11.8812 | 11.5158 | 10.3076 | 8.7946
|  | BITTERNE | LW |  |  |  |  | 13.9671 | 13.8863 | 13.859 | 13.8212 | 13.7764 | 13.7244 | 13.6639 | 13.6166 | 13.5667 | 13.5151 | 13.4608 | 13.1063 | 11.969 | 10.276 | 12.4302 | 12.3495 | 12.3222 | 12.2843 | 12.2395 | 12.1875 | 12.1271 | 12.0798 | 12.0299 | 11.9783 | 11.9239 | 11.1691 | 9.8782 | 8.0407 | 12.2618 | 12.1811 | 12.1537 | 12.1159 | 12.0711 | 12.0191 | 11.9587 | 11.9113 | 11.8615 | 11.8098 | 11.7555 | 11.2895 | 9.99 | 8.1438
|  | BITTERNE | ST |  |  |  |  | 13.9684 | 13.9684 | 13.9684 | 13.9684 | 13.9684 | 13.9684 | 13.9684 | 13.9684 | 13.9684 | 13.9684 | 13.9684 | 13.9684 | 13.9684 | 13.9575 | 12.4316 | 12.4316 | 12.4316 | 12.4316 | 12.4316 | 12.4316 | 12.4316 | 12.4316 | 12.4316 | 12.4316 | 12.4316 | 12.4316 | 12.4316 | 12.0566 | 12.2632 | 12.2632 | 12.2632 | 12.2632 | 12.2632 | 12.2632 | 12.2632 | 12.2632 | 12.2632 | 12.2632 | 12.2632 | 12.2632 | 12.2632 | 12.1774
|  | BITTERNE | FS |  |  |  |  | 13.967 | 13.9533 | 13.953 | 13.9526 | 13.9519 | 13.9508 | 13.9497 | 13.9447 | 13.9392 | 13.9332 | 13.9267 | 13.9101 | 13.8159 | 13.605 | 12.4301 | 12.4164 | 12.4161 | 12.4157 | 12.415 | 12.4139 | 12.4128 | 12.4078 | 12.4024 | 12.3964 | 12.3899 | 12.3732 | 12.2791 | 12.0682 | 12.2617 | 12.248 | 12.2477 | 12.2473 | 12.2466 | 12.2455 | 12.2444 | 12.2394 | 12.2339 | 12.228 | 12.2215 | 12.2048 | 12.1107 | 11.8997
MINETY GSP | STRATTON (2 X 60) | BLACK BOURTON | MINIMUM HEADROOM | SP 28349 03818 | NO | YES | 0.030526 | 9.9821 | 9.9487 | 9.9352 | 9.9157 | 9.8935 | 9.8689 | 9.8412 | 9.8183 | 9.7947 | 9.7708 | 9.746 | 9.6025 | 9.3869 | 8.9939 | 10.9553 | 10.8899 | 10.8407 | 10.7621 | 10.6799 | 10.5956 | 10.5071 | 10.4216 | 10.3361 | 10.2519 | 10.1668 | 9.7429 | 9.2462 | 8.5794 | 11.3473 | 11.2829 | 11.2346 | 11.1577 | 11.0772 | 10.9946 | 10.9078 | 10.824 | 10.7403 | 10.6578 | 10.5744 | 10.1585 | 9.6697 | 9.0107
|  | BLACK BOURTON | CT |  |  |  |  | 9.9822 | 9.9671 | 9.9546 | 9.9367 | 9.9159 | 9.8923 | 9.8652 | 9.8442 | 9.8226 | 9.8008 | 9.7786 | 9.6468 | 9.4464 | 9.1449 | 10.9571 | 10.9117 | 10.865 | 10.7897 | 10.7106 | 10.629 | 10.542 | 10.4576 | 10.3732 | 10.2911 | 10.2102 | 9.8035 | 9.3306 | 8.7627 | 11.3491 | 11.3045 | 11.2588 | 11.1851 | 11.1077 | 11.0277 | 10.9424 | 10.8597 | 10.7771 | 10.6968 | 10.6175 | 10.2186 | 9.7534 | 9.1929
|  | BLACK BOURTON | LW |  |  |  |  | 9.9821 | 9.9487 | 9.9352 | 9.9157 | 9.8935 | 9.8689 | 9.8412 | 9.8183 | 9.7947 | 9.7708 | 9.746 | 9.6025 | 9.3869 | 8.9939 | 10.9553 | 10.8899 | 10.8407 | 10.7621 | 10.6799 | 10.5956 | 10.5071 | 10.4216 | 10.3361 | 10.2519 | 10.1668 | 9.7429 | 9.2462 | 8.5794 | 11.3473 | 11.2829 | 11.2346 | 11.1577 | 11.0772 | 10.9946 | 10.9078 | 10.824 | 10.7403 | 10.6578 | 10.5744 | 10.1585 | 9.6697 | 9.0107
|  | BLACK BOURTON | ST |  |  |  |  | 9.9865 | 9.9859 | 9.9852 | 9.9818 | 9.9784 | 9.975 | 9.9717 | 9.968 | 9.9643 | 9.9608 | 9.9574 | 9.9415 | 9.9265 | 9.9119 | 11.0046 | 10.9968 | 10.9882 | 10.9469 | 10.905 | 10.8636 | 10.8222 | 10.7768 | 10.7321 | 10.6892 | 10.6471 | 10.4514 | 10.2676 | 10.0883 | 11.3953 | 11.3877 | 11.3794 | 11.3392 | 11.2984 | 11.258 | 11.2177 | 11.1734 | 11.1299 | 11.0882 | 11.0472 | 10.8565 | 10.6775 | 10.5028
|  | BLACK BOURTON | FS |  |  |  |  | 9.9864 | 9.9813 | 9.9808 | 9.9801 | 9.9788 | 9.9763 | 9.9738 | 9.9696 | 9.9653 | 9.9609 | 9.9562 | 9.9386 | 9.8956 | 9.8144 | 11.0091 | 10.9996 | 10.9946 | 10.9872 | 10.9734 | 10.947 | 10.9206 | 10.8892 | 10.8578 | 10.8264 | 10.794 | 10.6426 | 10.4733 | 10.271 | 11.3997 | 11.3904 | 11.3854 | 11.3783 | 11.3648 | 11.339 | 11.3134 | 11.2828 | 11.2521 | 11.2214 | 11.1898 | 11.0423 | 10.8765 | 10.6776
MANNINGTON GSP | LYTCHETT | BLANDFORD | MINIMUM HEADROOM | ST 88810 05536 | NO | YES | 10.6137 | 26.3234 | 26.2191 | 26.1743 | 26.1092 | 26.0352 | 25.9529 | 25.8601 | 25.7817 | 25.7009 | 25.5288 | 25.2592 | 23.9018 | 22.2952 | 20.083 | 24.3622 | 24.268 | 24.2342 | 24.1867 | 24.1309 | 23.9955 | 23.6776 | 23.3664 | 23.0564 | 22.7499 | 22.4408 | 20.8989 | 19.1084 | 16.7139 | 23.9411 | 23.8469 | 23.8131 | 23.7657 | 23.6993 | 23.6192 | 23.5287 | 23.2641 | 22.9357 | 22.6112 | 22.2842 | 20.659 | 18.7854 | 16.3085
|  | BLANDFORD | CT |  |  |  |  | 26.3234 | 26.2732 | 26.2304 | 26.1709 | 26.1022 | 26.024 | 25.9346 | 25.8628 | 25.7876 | 25.6586 | 25.4006 | 24.1012 | 22.5757 | 20.7099 | 24.3622 | 24.321 | 24.2885 | 24.246 | 24.1948 | 24.1096 | 23.8006 | 23.4937 | 23.1869 | 22.8876 | 22.5909 | 21.1114 | 19.4086 | 17.3665 | 23.9411 | 23.8999 | 23.8674 | 23.8249 | 23.7659 | 23.6899 | 23.6027 | 23.395 | 23.0697 | 22.7525 | 22.4383 | 20.8774 | 19.0945 | 16.9727
|  | BLANDFORD | LW |  |  |  |  | 26.3272 | 26.2191 | 26.1743 | 26.1092 | 26.0352 | 25.9529 | 25.8601 | 25.7817 | 25.7009 | 25.5288 | 25.2592 | 23.9018 | 22.2952 | 20.083 | 24.3664 | 24.268 | 24.2342 | 24.1867 | 24.1309 | 23.9955 | 23.6776 | 23.3664 | 23.0564 | 22.7499 | 22.4408 | 20.8989 | 19.1084 | 16.7139 | 23.9453 | 23.8469 | 23.8131 | 23.7657 | 23.6993 | 23.6192 | 23.5287 | 23.2641 | 22.9357 | 22.6112 | 22.2842 | 20.659 | 18.7854 | 16.3085
|  | BLANDFORD | ST |  |  |  |  | 26.3427 | 26.3402 | 26.3373 | 26.326 | 26.3137 | 26.3014 | 26.2889 | 26.2754 | 26.2619 | 26.2489 | 26.2361 | 26.1581 | 25.5785 | 25.0035 | 24.3697 | 24.3697 | 24.3697 | 24.3697 | 24.3688 | 24.368 | 24.3672 | 24.3663 | 24.3655 | 24.2724 | 24.1185 | 23.3948 | 22.7038 | 22.0181 | 23.9486 | 23.9486 | 23.9486 | 23.9486 | 23.9478 | 23.9469 | 23.9461 | 23.9389 | 23.927 | 23.9154 | 23.904 | 23.2631 | 22.5217 | 21.7862
|  | BLANDFORD | FS |  |  |  |  | 26.3433 | 26.3261 | 26.324 | 26.3213 | 26.3165 | 26.3081 | 26.2997 | 26.2859 | 26.2716 | 26.2567 | 26.2412 | 26.1809 | 26.0324 | 25.6199 | 24.3689 | 24.3532 | 24.3528 | 24.3524 | 24.3516 | 24.3503 | 24.349 | 24.3433 | 24.3371 | 24.3302 | 24.3228 | 24.1411 | 23.5488 | 22.8316 | 23.9478 | 23.9321 | 23.9318 | 23.9313 | 23.9305 | 23.9293 | 23.928 | 23.9223 | 23.916 | 23.9092 | 23.9017 | 23.8481 | 23.441 | 22.6887
COWLEY GSP | WITNEY BSP | BLEDINGTON | MINIMUM HEADROOM | SP 25641 22580 | YES | YES | 0.021053 | 8 | 7.9509 | 7.9144 | 7.8564 | 7.7955 | 7.7327 | 7.667 | 7.6033 | 7.5395 | 7.4773 | 7.415 | 7.0967 | 6.7091 | 6.1909 | 6.0892 | 6.0332 | 5.9891 | 5.9186 | 5.845 | 5.7694 | 5.6909 | 5.6138 | 5.5367 | 5.4618 | 5.3869 | 5.0099 | 4.5781 | 4.0166 | 6.3396 | 6.2837 | 6.2397 | 6.1695 | 6.096 | 6.0206 | 5.9423 | 5.8653 | 5.7885 | 5.7138 | 5.639 | 5.2629 | 4.8319 | 4.2714
|  | BLEDINGTON | CT |  |  |  |  | 8.0007 | 7.9663 | 7.9317 | 7.8763 | 7.8177 | 7.7569 | 7.693 | 7.6307 | 7.5684 | 7.5078 | 7.4473 | 7.1419 | 6.7704 | 6.3242 | 6.09 | 6.049 | 6.0072 | 5.9397 | 5.8688 | 5.7956 | 5.7192 | 5.6435 | 5.5679 | 5.4946 | 5.4215 | 5.0576 | 4.6428 | 4.1539 | 6.3405 | 6.2995 | 6.2578 | 6.1905 | 6.1198 | 6.0467 | 5.9706 | 5.8951 | 5.8197 | 5.7465 | 5.6736 | 5.3105 | 4.8966 | 4.4086
|  | BLEDINGTON | LW |  |  |  |  | 8 | 7.9509 | 7.9144 | 7.8564 | 7.7955 | 7.7327 | 7.667 | 7.6033 | 7.5395 | 7.4773 | 7.415 | 7.0967 | 6.7091 | 6.1909 | 6.0892 | 6.0332 | 5.9891 | 5.9186 | 5.845 | 5.7694 | 5.6909 | 5.6138 | 5.5367 | 5.4618 | 5.3869 | 5.0099 | 4.5781 | 4.0166 | 6.3396 | 6.2837 | 6.2397 | 6.1695 | 6.096 | 6.0206 | 5.9423 | 5.8653 | 5.7885 | 5.7138 | 5.639 | 5.2629 | 4.8319 | 4.2714
|  | BLEDINGTON | ST |  |  |  |  | 8.0344 | 8.0292 | 8.0233 | 7.9924 | 7.9617 | 7.9311 | 7.9003 | 7.8668 | 7.8338 | 7.802 | 7.7708 | 7.6236 | 7.4834 | 7.3462 | 6.1326 | 6.126 | 6.1185 | 6.0794 | 6.0405 | 6.0018 | 5.9628 | 5.9204 | 5.8786 | 5.8384 | 5.7988 | 5.6124 | 5.4349 | 5.2619 | 6.3828 | 6.3763 | 6.3689 | 6.3299 | 6.2911 | 6.2525 | 6.2136 | 6.1713 | 6.1297 | 6.0895 | 6.0501 | 5.8643 | 5.6873 | 5.5148
|  | BLEDINGTON | FS |  |  |  |  | 8.0399 | 8.0334 | 8.0297 | 8.0251 | 8.0148 | 7.9956 | 7.9765 | 7.9531 | 7.9298 | 7.9063 | 7.8822 | 7.7691 | 7.6415 | 7.488 | 6.1396 | 6.1324 | 6.1277 | 6.1219 | 6.1089 | 6.0847 | 6.0605 | 6.0314 | 6.0021 | 5.9729 | 5.9427 | 5.8007 | 5.6457 | 5.4657 | 6.3899 | 6.3827 | 6.378 | 6.3722 | 6.3593 | 6.3351 | 6.311 | 6.2819 | 6.2528 | 6.2237 | 6.1936 | 6.052 | 5.8973 | 5.7177
BRAMLEY (FLEE) | ALTON | BORDON | MINIMUM HEADROOM | SU 82256 35269 | NO | YES | 0.67789 | 25.0961 | 24.9492 | 24.8981 | 24.8276 | 24.7444 | 24.6224 | 24.4741 | 24.3495 | 24.2218 | 24.0924 | 23.9579 | 23.1969 | 21.5986 | 17.9511 | 18.5711 | 18.1587 | 17.8015 | 17.2762 | 16.7082 | 16.1109 | 15.4607 | 14.8287 | 14.2012 | 13.5863 | 12.9662 | 10.0578 | 6.8497 | 2.7609 | 24.9899 | 24.5841 | 24.2346 | 23.7207 | 23.1649 | 22.5802 | 21.941 | 21.3101 | 20.6837 | 20.0698 | 19.4508 | 16.547 | 13.3434 | 9.259
|  | BORDON | CT |  |  |  |  | 25.0961 | 25.0355 | 24.9885 | 24.926 | 24.85 | 24.7451 | 24.6025 | 24.488 | 24.37 | 24.2515 | 24.1311 | 23.4361 | 22.2364 | 19.1661 | 18.5901 | 18.2954 | 17.9747 | 17.4871 | 16.9551 | 16.3867 | 15.7623 | 15.132 | 14.5059 | 13.9069 | 13.3193 | 10.5585 | 7.5717 | 4.0874 | 25.0083 | 24.7196 | 24.4057 | 23.9288 | 23.4083 | 22.8519 | 22.2405 | 21.6131 | 20.9881 | 20.39 | 19.8035 | 17.0471 | 14.0646 | 10.5845
|  | BORDON | LW |  |  |  |  | 25.0978 | 24.9492 | 24.8981 | 24.8276 | 24.7444 | 24.6224 | 24.4741 | 24.3495 | 24.2218 | 24.0924 | 23.9579 | 23.1969 | 21.5986 | 17.9511 | 18.5711 | 18.1587 | 17.8015 | 17.2762 | 16.7082 | 16.1109 | 15.4607 | 14.8287 | 14.2012 | 13.5863 | 12.9662 | 10.0578 | 6.8497 | 2.7609 | 24.9899 | 24.5841 | 24.2346 | 23.7207 | 23.1649 | 22.5802 | 21.941 | 21.3101 | 20.6837 | 20.0698 | 19.4508 | 16.547 | 13.3434 | 9.259
|  | BORDON | ST |  |  |  |  | 25.1011 | 25.1011 | 25.1011 | 25.1011 | 25.1011 | 25.1011 | 25.1011 | 25.1011 | 25.0926 | 25.0705 | 25.0488 | 24.946 | 24.85 | 24.7547 | 18.8403 | 18.7471 | 18.6429 | 18.3668 | 18.0789 | 17.7857 | 17.4818 | 17.1504 | 16.8216 | 16.508 | 16.2016 | 14.7918 | 13.4898 | 12.198 | 25.2524 | 25.1616 | 25.06 | 24.7908 | 24.5101 | 24.2243 | 23.9281 | 23.6049 | 23.2844 | 22.9787 | 22.68 | 21.2746 | 19.9751 | 18.6859
|  | BORDON | FS |  |  |  |  | 25.0986 | 25.0751 | 25.0746 | 25.0739 | 25.0727 | 25.0708 | 25.0689 | 25.0604 | 25.051 | 25.0407 | 25.0296 | 24.9823 | 24.765 | 24.3537 | 18.8977 | 18.8214 | 18.7651 | 18.6959 | 18.5914 | 18.4265 | 18.2618 | 18.0725 | 17.8821 | 17.6889 | 17.4936 | 16.5753 | 15.5947 | 14.4203 | 25.3083 | 25.2333 | 25.1784 | 25.1109 | 25.0091 | 24.8482 | 24.6876 | 24.5029 | 24.3171 | 24.1284 | 23.9378 | 23.0418 | 22.0753 | 20.9026
MELKSHAM GSP | AMESBURY | BOSCOMBE DOWN | MINIMUM HEADROOM | SU 17186 41044 | NO | YES | 0.033684 | 38.9783 | 38.9395 | 38.9231 | 38.8989 | 38.8712 | 38.8404 | 38.8057 | 38.7768 | 38.7471 | 38.7168 | 38.6855 | 38.3205 | 37.7483 | 36.9512 | 33.5859 | 33.5096 | 33.4533 | 33.3653 | 33.271 | 33.1734 | 33.069 | 32.9684 | 32.8684 | 32.7692 | 32.6696 | 32.1709 | 31.5833 | 30.771 | 35.793 | 35.7247 | 35.6774 | 35.6036 | 35.5242 | 35.4416 | 35.3528 | 35.2541 | 35.1416 | 35.0302 | 34.9186 | 34.3644 | 33.7219 | 32.8553
|  | BOSCOMBE DOWN | CT |  |  |  |  | 38.9783 | 38.9598 | 38.9442 | 38.9224 | 38.8971 | 38.8674 | 38.8334 | 38.8066 | 38.7788 | 38.7508 | 38.7224 | 38.3944 | 37.8535 | 37.1857 | 33.5865 | 33.5347 | 33.4819 | 33.3992 | 33.31 | 33.2155 | 33.1139 | 33.0147 | 32.9153 | 32.8191 | 32.7244 | 32.2461 | 31.6905 | 31.0081 | 35.7931 | 35.7488 | 35.7043 | 35.6352 | 35.5603 | 35.4803 | 35.3939 | 35.3033 | 35.1912 | 35.0829 | 34.9765 | 34.4442 | 33.8361 | 33.1018
|  | BOSCOMBE DOWN | LW |  |  |  |  | 38.9798 | 38.9395 | 38.9231 | 38.8989 | 38.8712 | 38.8404 | 38.8057 | 38.7768 | 38.7471 | 38.7168 | 38.6855 | 38.3205 | 37.7483 | 36.9512 | 33.5859 | 33.5096 | 33.4533 | 33.3653 | 33.271 | 33.1734 | 33.069 | 32.9684 | 32.8684 | 32.7692 | 32.6696 | 32.1709 | 31.5833 | 30.771 | 35.793 | 35.7247 | 35.6774 | 35.6036 | 35.5242 | 35.4416 | 35.3528 | 35.2541 | 35.1416 | 35.0302 | 34.9186 | 34.3644 | 33.7219 | 32.8553
|  | BOSCOMBE DOWN | ST |  |  |  |  | 38.9854 | 38.9845 | 38.9834 | 38.9795 | 38.9755 | 38.9716 | 38.9676 | 38.9631 | 38.9588 | 38.9546 | 38.9505 | 38.9306 | 38.9086 | 38.7538 | 33.6344 | 33.624 | 33.6114 | 33.5671 | 33.5215 | 33.4765 | 33.4307 | 33.3805 | 33.331 | 33.2829 | 33.2364 | 33.018 | 32.811 | 32.6067 | 35.8319 | 35.8236 | 35.8136 | 35.7784 | 35.7421 | 35.7062 | 35.6698 | 35.6298 | 35.5904 | 35.5522 | 35.5151 | 35.2853 | 35.0456 | 34.8089
|  | BOSCOMBE DOWN | FS |  |  |  |  | 38.9854 | 38.9789 | 38.9782 | 38.9772 | 38.9756 | 38.9727 | 38.9698 | 38.965 | 38.9599 | 38.9546 | 38.9492 | 38.9288 | 38.8765 | 38.776 | 33.6403 | 33.6281 | 33.6214 | 33.6118 | 33.5957 | 33.5676 | 33.5402 | 33.5069 | 33.4735 | 33.4401 | 33.4065 | 33.2481 | 33.0662 | 32.8386 | 35.8365 | 35.8256 | 35.8202 | 35.8125 | 35.7997 | 35.7772 | 35.7553 | 35.7284 | 35.7013 | 35.6742 | 35.6469 | 35.5194 | 35.3515 | 35.1015
MANNINGTON GSP | CHRISTCHURCH BSP | BOSCOMBE EAST | MINIMUM HEADROOM | SZ 11636 92447 | NO | YES | 1.0863 | 29.0188 | 28.8553 | 28.745 | 28.5575 | 28.3633 | 28.1652 | 27.9604 | 27.7594 | 27.5568 | 27.3535 | 27.1483 | 26.0395 | 24.6505 | 22.67 | 29.0247 | 28.9294 | 28.892 | 28.7691 | 28.549 | 28.3257 | 28.0962 | 27.8686 | 27.6397 | 27.4102 | 27.179 | 25.9389 | 24.4119 | 22.2933 | 29.8963 | 29.8081 | 29.7783 | 29.7078 | 29.4933 | 29.2749 | 29.0502 | 28.8277 | 28.6039 | 28.3795 | 28.1533 | 26.9386 | 25.4383 | 23.3309
|  | BOSCOMBE EAST | CT |  |  |  |  | 29.0189 | 28.9116 | 28.8063 | 28.627 | 28.4411 | 28.2508 | 28.0536 | 27.8627 | 27.6701 | 27.4773 | 27.2835 | 26.2342 | 24.9213 | 23.2786 | 29.0248 | 28.9856 | 28.9533 | 28.8386 | 28.6268 | 28.4113 | 28.1894 | 27.972 | 27.753 | 27.5339 | 27.3142 | 26.1338 | 24.6829 | 22.9017 | 29.8965 | 29.8644 | 29.8396 | 29.7773 | 29.5712 | 29.3605 | 29.1434 | 28.9311 | 28.7172 | 28.5032 | 28.2885 | 27.1334 | 25.7092 | 23.9392
|  | BOSCOMBE EAST | LW |  |  |  |  | 29.0188 | 28.8553 | 28.745 | 28.5575 | 28.3633 | 28.1652 | 27.9604 | 27.7594 | 27.5568 | 27.3535 | 27.1483 | 26.0395 | 24.6505 | 22.67 | 29.0247 | 28.9294 | 28.892 | 28.7691 | 28.549 | 28.3257 | 28.0962 | 27.8686 | 27.6397 | 27.4102 | 27.179 | 25.9389 | 24.4119 | 22.2933 | 29.8964 | 29.8081 | 29.7783 | 29.7078 | 29.4933 | 29.2749 | 29.0502 | 28.8277 | 28.6039 | 28.3795 | 28.1533 | 26.9386 | 25.4383 | 23.3309
|  | BOSCOMBE EAST | ST |  |  |  |  | 29.1414 | 29.1313 | 29.1207 | 29.0204 | 28.9201 | 28.8224 | 28.7259 | 28.6207 | 28.5168 | 28.4142 | 28.3128 | 27.8116 | 27.3134 | 26.8192 | 29.0374 | 29.0365 | 29.0355 | 29.0261 | 29.0168 | 29.0076 | 28.9388 | 28.8148 | 28.6924 | 28.5715 | 28.4522 | 27.8617 | 27.2748 | 26.6927 | 29.8979 | 29.8979 | 29.8979 | 29.8979 | 29.8979 | 29.8979 | 29.8762 | 29.7575 | 29.6387 | 29.5213 | 29.4055 | 28.8323 | 28.2625 | 27.6974
|  | BOSCOMBE EAST | FS |  |  |  |  | 29.1397 | 29.1175 | 29.1078 | 29.0932 | 29.0578 | 28.986 | 28.9143 | 28.8285 | 28.7425 | 28.6563 | 28.5699 | 28.1611 | 27.6689 | 27.054 | 29.0359 | 29.0203 | 29.0191 | 29.0173 | 29.0133 | 29.0055 | 28.9977 | 28.9848 | 28.964 | 28.8636 | 28.7631 | 28.2847 | 27.7232 | 27.0396 | 29.8963 | 29.8814 | 29.8811 | 29.8806 | 29.8799 | 29.8787 | 29.8775 | 29.8721 | 29.8661 | 29.8038 | 29.706 | 29.2411 | 28.6929 | 28.0226
EALING GSP |  | BOSTON MANOR ROAD | MINIMUM HEADROOM | TQ 17043 78092 | NO | YES | 0.16421 | 50.7086 | 50.6582 | 50.6386 | 50.6124 | 50.5819 | 50.5475 | 50.5064 | 50.4753 | 50.4414 | 50.4066 | 50.3705 | 50.1645 | 49.8422 | 49.2405 | 48.056 | 47.9992 | 47.9248 | 47.7988 | 47.6223 | 47.4387 | 47.2331 | 47.0211 | 46.8096 | 46.6025 | 46.3945 | 45.4314 | 44.3611 | 43.0443 | 50.2981 | 50.2477 | 50.2281 | 50.2019 | 50.1714 | 50.1369 | 50.0959 | 50.0648 | 50.0309 | 49.9961 | 49.96 | 49.754 | 49.4317 | 48.83
|  | BOSTON MANOR ROAD | CT |  |  |  |  | 50.7086 | 50.6878 | 50.6676 | 50.6411 | 50.6072 | 50.5696 | 50.5264 | 50.4915 | 50.458 | 50.4231 | 50.3864 | 50.1892 | 49.8855 | 49.4262 | 48.056 | 48.0301 | 47.968 | 47.8574 | 47.6896 | 47.5085 | 47.3111 | 47.0957 | 46.8819 | 46.6764 | 46.4743 | 45.5508 | 44.5681 | 43.4392 | 50.2981 | 50.2773 | 50.2571 | 50.2305 | 50.1967 | 50.159 | 50.1159 | 50.081 | 50.0475 | 50.0125 | 49.9758 | 49.7787 | 49.475 | 49.0157
|  | BOSTON MANOR ROAD | LW |  |  |  |  | 50.7086 | 50.6582 | 50.6386 | 50.6124 | 50.5819 | 50.5475 | 50.5064 | 50.4753 | 50.4414 | 50.4066 | 50.3705 | 50.1645 | 49.8422 | 49.2405 | 48.056 | 47.9992 | 47.9248 | 47.7988 | 47.6223 | 47.4387 | 47.2331 | 47.0211 | 46.8096 | 46.6025 | 46.3945 | 45.4314 | 44.3611 | 43.0443 | 50.2981 | 50.2477 | 50.2281 | 50.2019 | 50.1714 | 50.1369 | 50.0959 | 50.0648 | 50.0309 | 49.9961 | 49.96 | 49.754 | 49.4317 | 48.83
|  | BOSTON MANOR ROAD | ST |  |  |  |  | 50.7095 | 50.7095 | 50.7086 | 50.7078 | 50.7069 | 50.7053 | 50.7036 | 50.7011 | 50.6994 | 50.6977 | 50.696 | 50.6918 | 50.6918 | 50.6918 | 48.0568 | 48.0568 | 48.056 | 48.0505 | 48.0075 | 47.9502 | 47.873 | 47.7725 | 47.674 | 47.5793 | 47.4876 | 47.0292 | 46.6124 | 46.2009 | 50.2989 | 50.2989 | 50.2981 | 50.2973 | 50.2964 | 50.2947 | 50.2931 | 50.2905 | 50.2888 | 50.2872 | 50.2855 | 50.2813 | 50.2813 | 50.2813
|  | BOSTON MANOR ROAD | FS |  |  |  |  | 50.7087 | 50.701 | 50.7008 | 50.7006 | 50.7002 | 50.6995 | 50.6989 | 50.6961 | 50.6914 | 50.688 | 50.6844 | 50.675 | 50.6231 | 50.5087 | 48.056 | 48.0483 | 48.0481 | 48.0479 | 48.0475 | 48.0447 | 48.0347 | 47.995 | 47.9458 | 47.8948 | 47.8207 | 47.5285 | 47.1942 | 46.788 | 50.2981 | 50.2904 | 50.2903 | 50.29 | 50.2896 | 50.289 | 50.2884 | 50.2856 | 50.2808 | 50.2775 | 50.2738 | 50.2645 | 50.2126 | 50.0981
MANNINGTON GSP | BOURNEMOUTH | BOURNE VALLEY | MINIMUM HEADROOM | SZ 06207 92415 | NO | NO | 0.163 | 37.0552 | 36.8908 | 36.8351 | 36.758 | 36.6667 | 36.5612 | 36.4387 | 36.3429 | 36.2423 | 36.1382 | 36.0289 | 35.3471 | 34.2262 | 31.4911 | 35.4657 | 35.3013 | 35.2457 | 35.1685 | 35.0773 | 34.9717 | 34.8492 | 34.7534 | 34.6528 | 34.5446 | 34.4252 | 32.7293 | 30.4381 | 27.079 | 36.4535 | 36.2821 | 36.2191 | 36.1284 | 36.0238 | 35.9055 | 35.7705 | 35.6613 | 35.5475 | 35.4303 | 35.3081 | 33.7124 | 31.416 | 28.0517
|  | BOURNE VALLEY | CT |  |  |  |  | 37.0555 | 36.9942 | 36.9471 | 36.8837 | 36.8063 | 36.7134 | 36.6029 | 36.5245 | 36.4408 | 36.3547 | 36.265 | 35.6827 | 34.6901 | 32.5601 | 35.466 | 35.4047 | 35.3576 | 35.2943 | 35.2168 | 35.1239 | 35.0135 | 34.935 | 34.8513 | 34.7611 | 34.6613 | 33.0674 | 30.9059 | 28.1477 | 36.4536 | 36.3854 | 36.331 | 36.2542 | 36.1634 | 36.0576 | 35.9347 | 35.8429 | 35.746 | 35.6468 | 35.5442 | 34.0505 | 31.8838 | 29.1203
|  | BOURNE VALLEY | LW |  |  |  |  | 37.0553 | 36.8908 | 36.8351 | 36.758 | 36.6667 | 36.5612 | 36.4387 | 36.3429 | 36.2423 | 36.1382 | 36.0289 | 35.3471 | 34.2262 | 31.4911 | 35.4659 | 35.3013 | 35.2457 | 35.1685 | 35.0773 | 34.9717 | 34.8492 | 34.7534 | 34.6528 | 34.5446 | 34.4252 | 32.7293 | 30.4381 | 27.079 | 36.4535 | 36.2821 | 36.2191 | 36.1284 | 36.0238 | 35.9055 | 35.7705 | 35.6613 | 35.5475 | 35.4303 | 35.3081 | 33.7124 | 31.416 | 28.0517
|  | BOURNE VALLEY | ST |  |  |  |  | 37.0581 | 37.0581 | 37.0581 | 37.0581 | 37.0581 | 37.0581 | 37.0581 | 37.0581 | 37.0581 | 37.0581 | 37.0581 | 37.0581 | 37.0581 | 37.0581 | 35.4686 | 35.4686 | 35.4686 | 35.4686 | 35.4686 | 35.4686 | 35.4686 | 35.4686 | 35.4686 | 35.4686 | 35.4686 | 35.465 | 35.0609 | 34.3399 | 36.4677 | 36.467 | 36.4664 | 36.4572 | 36.4481 | 36.4393 | 36.4307 | 36.4213 | 36.412 | 36.403 | 36.3941 | 36.3508 | 36.0469 | 35.3226
|  | BOURNE VALLEY | FS |  |  |  |  | 37.0552 | 37.0278 | 37.0272 | 37.0264 | 37.025 | 37.0228 | 37.0206 | 37.0107 | 36.9998 | 36.9878 | 36.9749 | 36.9416 | 36.7545 | 36.3364 | 35.4657 | 35.4384 | 35.4377 | 35.4369 | 35.4356 | 35.4333 | 35.4311 | 35.4212 | 35.4103 | 35.3984 | 35.3854 | 35.3522 | 35.1602 | 34.454 | 36.4647 | 36.4369 | 36.4356 | 36.4337 | 36.4293 | 36.4206 | 36.4119 | 36.3946 | 36.3763 | 36.3571 | 36.3369 | 36.268 | 36.0458 | 35.4405
MANNINGTON GSP | SHAFTESBURY BSP | BOURTON | MINIMUM HEADROOM | ST 77363 30262 | NO | YES | 0.85053 | 11.4859 | 11.3603 | 11.2752 | 11.1411 | 10.9984 | 10.8518 | 10.697 | 10.5489 | 10.401 | 10.248 | 10.0924 | 9.2852 | 8.2923 | 6.8633 | 9.9158 | 9.7748 | 9.6724 | 9.5097 | 9.3379 | 9.1627 | 8.9789 | 8.8006 | 8.6229 | 8.4454 | 8.2673 | 7.3534 | 6.2525 | 4.7169 | 11.1118 | 10.9717 | 10.8703 | 10.7094 | 10.5376 | 10.3624 | 10.1785 | 10.0002 | 9.8224 | 9.6449 | 9.4668 | 8.5526 | 7.4516 | 5.9157
|  | BOURTON | CT |  |  |  |  | 11.4874 | 11.4082 | 11.3287 | 11.2015 | 11.0663 | 10.925 | 10.775 | 10.6325 | 10.4892 | 10.345 | 10.1981 | 9.4361 | 8.5005 | 7.3207 | 9.9176 | 9.8238 | 9.7279 | 9.5728 | 9.4092 | 9.2397 | 9.0611 | 8.8881 | 8.7147 | 8.5455 | 8.3765 | 7.5098 | 6.4686 | 5.1842 | 11.1136 | 11.0206 | 10.9257 | 10.7723 | 10.6089 | 10.4394 | 10.2607 | 10.0877 | 9.9142 | 9.745 | 9.5759 | 8.709 | 7.6677 | 6.383
|  | BOURTON | LW |  |  |  |  | 11.4859 | 11.3603 | 11.2752 | 11.1411 | 10.9984 | 10.8518 | 10.697 | 10.5489 | 10.401 | 10.248 | 10.0924 | 9.2852 | 8.2923 | 6.8633 | 9.9158 | 9.7748 | 9.6724 | 9.5097 | 9.3379 | 9.1627 | 8.9789 | 8.8006 | 8.6229 | 8.4454 | 8.2673 | 7.3534 | 6.2525 | 4.7169 | 11.1118 | 10.9717 | 10.8703 | 10.7094 | 10.5376 | 10.3624 | 10.1785 | 10.0002 | 9.8224 | 9.6449 | 9.4668 | 8.5526 | 7.4516 | 5.9157
|  | BOURTON | ST |  |  |  |  | 11.5631 | 11.552 | 11.5406 | 11.4748 | 11.4078 | 11.3416 | 11.2768 | 11.2051 | 11.1346 | 11.0654 | 10.9988 | 10.6782 | 10.3577 | 10.044 | 10.0144 | 10.0003 | 9.9856 | 9.9011 | 9.8152 | 9.7303 | 9.6471 | 9.5551 | 9.4647 | 9.3759 | 9.2905 | 8.8828 | 8.4965 | 8.1184 | 11.2091 | 11.1951 | 11.1806 | 11.0973 | 11.0125 | 10.9288 | 10.8467 | 10.7548 | 10.6644 | 10.5756 | 10.4902 | 10.0823 | 9.6959 | 9.3176
|  | BOURTON | FS |  |  |  |  | 11.5674 | 11.549 | 11.5407 | 11.5299 | 11.5067 | 11.4629 | 11.4192 | 11.3664 | 11.3135 | 11.2604 | 11.2072 | 10.9579 | 10.6521 | 10.2474 | 10.0203 | 10 | 9.9894 | 9.9757 | 9.9461 | 9.8901 | 9.8343 | 9.7678 | 9.7012 | 9.6345 | 9.5677 | 9.2519 | 8.8816 | 8.4251 | 11.2149 | 11.1947 | 11.1842 | 11.1707 | 11.1414 | 11.0862 | 11.0311 | 10.9654 | 10.8997 | 10.8338 | 10.7674 | 10.4515 | 10.0811 | 9.6245
MANNINGTON GSP | WAREHAM | BOVINGTON | MINIMUM HEADROOM | SY 83933 87831 | NO | YES | 0.035789 | 9.6787 | 9.6532 | 9.6443 | 9.632 | 9.6174 | 9.6006 | 9.5713 | 9.4607 | 9.3507 | 9.2429 | 9.134 | 8.6276 | 8.0647 | 7.3418 | 9.184 | 9.1585 | 9.1496 | 9.1372 | 9.1226 | 9.1058 | 9.0864 | 9.0712 | 9.0384 | 8.9138 | 8.7881 | 8.2088 | 7.575 | 6.7823 | 9.5524 | 9.5269 | 9.518 | 9.5057 | 9.4911 | 9.4742 | 9.4548 | 9.4396 | 9.4237 | 9.401 | 9.2756 | 8.6977 | 8.0653 | 7.274
|  | BOVINGTON | CT |  |  |  |  | 9.6787 | 9.6686 | 9.6608 | 9.6503 | 9.6374 | 9.6221 | 9.604 | 9.5222 | 9.4121 | 9.3075 | 9.2051 | 8.7287 | 8.2126 | 7.608 | 9.184 | 9.1738 | 9.166 | 9.1555 | 9.1427 | 9.1274 | 9.1093 | 9.0956 | 9.0812 | 8.9852 | 8.8669 | 8.3207 | 7.7393 | 7.0701 | 9.5524 | 9.5423 | 9.5344 | 9.524 | 9.5111 | 9.4958 | 9.4777 | 9.464 | 9.4496 | 9.4348 | 9.3542 | 8.8094 | 8.2293 | 7.5614
|  | BOVINGTON | LW |  |  |  |  | 9.6796 | 9.6532 | 9.6443 | 9.632 | 9.6174 | 9.6006 | 9.5713 | 9.4607 | 9.3507 | 9.2429 | 9.134 | 8.6276 | 8.0647 | 7.3418 | 9.1848 | 9.1585 | 9.1496 | 9.1372 | 9.1226 | 9.1058 | 9.0864 | 9.0712 | 9.0384 | 8.9138 | 8.7881 | 8.2088 | 7.575 | 6.7823 | 9.5532 | 9.5269 | 9.518 | 9.5057 | 9.4911 | 9.4742 | 9.4548 | 9.4396 | 9.4237 | 9.401 | 9.2756 | 8.6977 | 8.0653 | 7.274
|  | BOVINGTON | ST |  |  |  |  | 9.68 | 9.68 | 9.68 | 9.68 | 9.68 | 9.68 | 9.68 | 9.68 | 9.68 | 9.68 | 9.68 | 9.4636 | 9.2477 | 9.0311 | 9.1853 | 9.1853 | 9.1853 | 9.1853 | 9.1853 | 9.1853 | 9.1853 | 9.1853 | 9.1853 | 9.1853 | 9.1853 | 9.1482 | 8.8927 | 8.6363 | 9.5537 | 9.5537 | 9.5537 | 9.5537 | 9.5537 | 9.5537 | 9.5537 | 9.5537 | 9.5537 | 9.5537 | 9.5537 | 9.5537 | 9.3803 | 9.1247
|  | BOVINGTON | FS |  |  |  |  | 9.6796 | 9.6753 | 9.6752 | 9.6751 | 9.6749 | 9.6745 | 9.6742 | 9.6726 | 9.6709 | 9.6691 | 9.667 | 9.6619 | 9.6284 | 9.4335 | 9.1848 | 9.1806 | 9.1805 | 9.1803 | 9.1801 | 9.1798 | 9.1794 | 9.1779 | 9.1762 | 9.1743 | 9.1723 | 9.1671 | 9.1382 | 9.0736 | 9.5532 | 9.549 | 9.5489 | 9.5488 | 9.5485 | 9.5482 | 9.5479 | 9.5463 | 9.5446 | 9.5427 | 9.5407 | 9.5356 | 9.5066 | 9.442
AMERSHAM | LOUDWATER BSP | BOWERDEAN | MINIMUM HEADROOM | SU 87718 93880 | NO | NO | 0.4 | 26.0075 | 25.8307 | 25.7708 | 25.6879 | 25.5897 | 25.4775 | 25.3479 | 25.2471 | 25.1422 | 25.0069 | 24.8658 | 23.5221 | 20.9022 | 17.2742 | 24.38 | 24.1929 | 24.1215 | 24.0205 | 23.9036 | 23.663 | 23.1228 | 22.6031 | 22.0868 | 21.5785 | 21.0681 | 18.5809 | 15.69 | 11.7968 | 25.0812 | 24.9043 | 24.8445 | 24.7615 | 24.6634 | 24.5491 | 24.3961 | 23.9187 | 23.4312 | 22.951 | 22.4685 | 20.084 | 17.1925 | 13.2988
|  | BOWERDEAN | CT |  |  |  |  | 26.0075 | 25.9358 | 25.8807 | 25.8067 | 25.7161 | 25.6093 | 25.4832 | 25.3943 | 25.301 | 25.1848 | 25.058 | 23.9113 | 21.4491 | 18.4192 | 24.3805 | 24.2995 | 24.2339 | 24.1426 | 24.0341 | 23.8919 | 23.3679 | 22.8548 | 22.3447 | 21.8518 | 21.3666 | 18.9944 | 16.2759 | 12.9926 | 25.0812 | 25.0095 | 24.9544 | 24.8804 | 24.7898 | 24.6829 | 24.5377 | 24.163 | 23.6821 | 23.2171 | 22.759 | 20.4988 | 17.7785 | 14.4947
|  | BOWERDEAN | LW |  |  |  |  | 26.0076 | 25.8307 | 25.7708 | 25.6879 | 25.5897 | 25.4775 | 25.3479 | 25.2471 | 25.1422 | 25.0069 | 24.8658 | 23.5221 | 20.9022 | 17.2742 | 24.38 | 24.1929 | 24.1215 | 24.0205 | 23.9036 | 23.663 | 23.1228 | 22.6031 | 22.0868 | 21.5785 | 21.0681 | 18.5809 | 15.69 | 11.7968 | 25.0813 | 24.9043 | 24.8445 | 24.7615 | 24.6634 | 24.5491 | 24.3961 | 23.9187 | 23.4312 | 22.951 | 22.4685 | 20.084 | 17.1925 | 13.2988
|  | BOWERDEAN | ST |  |  |  |  | 26.0105 | 26.0105 | 26.0105 | 26.0105 | 26.0105 | 26.0105 | 26.0105 | 26.0105 | 26.0105 | 26.0105 | 26.0105 | 26.0038 | 25.9311 | 25.6908 | 24.395 | 24.3922 | 24.3891 | 24.3778 | 24.3663 | 24.3547 | 24.3431 | 24.3303 | 24.3178 | 24.2019 | 23.9596 | 22.8461 | 21.818 | 20.8148 | 25.0842 | 25.0842 | 25.0842 | 25.0842 | 25.0842 | 25.0842 | 25.0842 | 25.0842 | 25.0842 | 25.0825 | 25.0687 | 24.1982 | 23.2423 | 22.3095
|  | BOWERDEAN | FS |  |  |  |  | 26.0076 | 25.9802 | 25.9796 | 25.9787 | 25.9774 | 25.9752 | 25.9729 | 25.963 | 25.952 | 25.94 | 25.927 | 25.8937 | 25.7083 | 25.2862 | 24.3943 | 24.3652 | 24.3628 | 24.3598 | 24.3545 | 24.3453 | 24.3363 | 24.3186 | 24.2999 | 24.2802 | 24.2594 | 24.0742 | 23.1691 | 22.0587 | 25.0813 | 25.0539 | 25.0532 | 25.0524 | 25.0511 | 25.0488 | 25.0466 | 25.0367 | 25.0257 | 25.0137 | 25.0007 | 24.965 | 24.4773 | 23.416
BRAMLEY (FLEE) | BRACKNELL MAIN | BRACKNELL | MINIMUM HEADROOM | SU 86075 69397 | NO | NO | 1.145 | 92.9479 | 92.7843 | 92.7223 | 92.6323 | 92.5292 | 92.4145 | 92.2852 | 92.1799 | 92.0713 | 91.9602 | 91.8451 | 91.1609 | 90.1071 | 88.1458 | 90.6103 | 90.4558 | 90.4035 | 90.3311 | 90.2416 | 90.133 | 90.0095 | 89.9105 | 89.8081 | 89.7032 | 89.594 | 88.9392 | 87.9154 | 85.9833 | 92.3472 | 92.1926 | 92.1404 | 92.0598 | 91.96 | 91.8485 | 91.7223 | 91.6203 | 91.5149 | 91.407 | 91.2951 | 90.6263 | 89.0386 | 86.0466
|  | BRACKNELL | CT |  |  |  |  | 92.9479 | 92.878 | 92.8216 | 92.7412 | 92.647 | 92.5394 | 92.4159 | 92.3231 | 92.2266 | 92.1286 | 92.028 | 91.4137 | 90.4515 | 88.98 | 90.6103 | 90.5495 | 90.5026 | 90.4398 | 90.3592 | 90.2578 | 90.1402 | 90.0536 | 89.9633 | 89.8714 | 89.7768 | 89.1918 | 88.2594 | 86.8172 | 92.3472 | 92.2863 | 92.2395 | 92.1686 | 92.0777 | 91.9733 | 91.853 | 91.7634 | 91.6701 | 91.5753 | 91.4779 | 90.8789 | 89.3945 | 86.8912
|  | BRACKNELL | LW |  |  |  |  | 92.9479 | 92.7843 | 92.7223 | 92.6323 | 92.5292 | 92.4145 | 92.2852 | 92.1799 | 92.0713 | 91.9602 | 91.8451 | 91.1609 | 90.1071 | 88.1458 | 90.6103 | 90.4558 | 90.4035 | 90.3311 | 90.2416 | 90.133 | 90.0095 | 89.9105 | 89.8081 | 89.7032 | 89.594 | 88.9392 | 87.9154 | 85.9833 | 92.3472 | 92.1926 | 92.1404 | 92.0598 | 91.96 | 91.8485 | 91.7223 | 91.6203 | 91.5149 | 91.407 | 91.2951 | 90.6263 | 89.0386 | 86.0466
|  | BRACKNELL | ST |  |  |  |  | 92.9654 | 92.9644 | 92.9633 | 92.9514 | 92.9396 | 92.9283 | 92.9173 | 92.9053 | 92.8935 | 92.8821 | 92.8709 | 92.8176 | 92.7664 | 92.7168 | 90.6129 | 90.6129 | 90.6129 | 90.6129 | 90.6129 | 90.6129 | 90.6129 | 90.6129 | 90.6071 | 90.5998 | 90.5927 | 90.559 | 90.5265 | 90.4951 | 92.3497 | 92.3497 | 92.3497 | 92.3497 | 92.3497 | 92.3497 | 92.3442 | 92.3345 | 92.325 | 92.3157 | 92.3067 | 92.2636 | 92.2222 | 92.1822
|  | BRACKNELL | FS |  |  |  |  | 92.9638 | 92.9394 | 92.9379 | 92.9358 | 92.9308 | 92.9209 | 92.9111 | 92.8934 | 92.8749 | 92.8555 | 92.8353 | 92.7626 | 92.5606 | 92.1659 | 90.6104 | 90.5868 | 90.5862 | 90.5855 | 90.5843 | 90.5824 | 90.5805 | 90.5719 | 90.5624 | 90.5521 | 90.5409 | 90.4872 | 90.3006 | 89.9206 | 92.3473 | 92.3236 | 92.323 | 92.3223 | 92.3212 | 92.3192 | 92.3173 | 92.3087 | 92.2993 | 92.2826 | 92.2641 | 92.1998 | 92.0058 | 91.6189
MELKSHAM GSP | NORRINGTON | BRADFORD-ON-AVON | MINIMUM HEADROOM | ST 81260 60564 | NO | YES | 1.8474 | 24.54 | 24.4314 | 24.3849 | 24.317 | 24.2391 | 24.1533 | 24.057 | 23.8785 | 23.6156 | 23.3544 | 23.0915 | 21.7629 | 20.1937 | 18.0419 | 23.0244 | 22.8067 | 22.6352 | 22.3593 | 22.0703 | 21.7756 | 21.4673 | 21.1673 | 20.8692 | 20.5735 | 20.2765 | 18.7887 | 17.0613 | 14.7556 | 23.4686 | 23.273 | 23.1337 | 22.9113 | 22.6671 | 22.3731 | 22.0655 | 21.7662 | 21.4688 | 21.1739 | 20.8775 | 19.3929 | 17.6687 | 15.3661
|  | BRADFORD-ON-AVON | CT |  |  |  |  | 24.54 | 24.4826 | 24.4344 | 24.3679 | 24.2911 | 24.2039 | 24.105 | 23.9551 | 23.6921 | 23.4347 | 23.1796 | 21.881 | 20.3555 | 18.4965 | 23.0244 | 22.8672 | 22.7 | 22.4304 | 22.1476 | 21.8558 | 21.5491 | 21.249 | 20.9505 | 20.6588 | 20.3702 | 18.9151 | 17.2358 | 15.2263 | 23.4686 | 23.3311 | 23.1945 | 22.9772 | 22.7444 | 22.4532 | 22.1472 | 21.8478 | 21.5501 | 21.259 | 20.9712 | 19.5192 | 17.843 | 15.8365
|  | BRADFORD-ON-AVON | LW |  |  |  |  | 24.5465 | 24.4314 | 24.3849 | 24.317 | 24.2391 | 24.1533 | 24.057 | 23.8785 | 23.6156 | 23.3544 | 23.0915 | 21.7629 | 20.1937 | 18.0419 | 23.0309 | 22.8067 | 22.6352 | 22.3593 | 22.0703 | 21.7756 | 21.4673 | 21.1673 | 20.8692 | 20.5735 | 20.2765 | 18.7887 | 17.0613 | 14.7556 | 23.4719 | 23.273 | 23.1337 | 22.9113 | 22.6671 | 22.3731 | 22.0655 | 21.7662 | 21.4688 | 21.1739 | 20.8775 | 19.3929 | 17.6687 | 15.3661
|  | BRADFORD-ON-AVON | ST |  |  |  |  | 24.5635 | 24.5617 | 24.5596 | 24.5486 | 24.5366 | 24.5249 | 24.5132 | 24.5005 | 24.4881 | 24.4761 | 24.4643 | 24.0311 | 23.4726 | 22.931 | 23.0448 | 23.0434 | 23.0418 | 23.0092 | 22.8596 | 22.7134 | 22.5676 | 22.409 | 22.2534 | 22.1026 | 21.9557 | 21.2653 | 20.6097 | 19.974 | 23.6062 | 23.587 | 23.5661 | 23.4535 | 23.3394 | 23.2278 | 23.1165 | 22.9955 | 22.8504 | 22.7001 | 22.5536 | 21.8654 | 21.2117 | 20.5778
|  | BRADFORD-ON-AVON | FS |  |  |  |  | 24.5644 | 24.5473 | 24.5456 | 24.5434 | 24.5388 | 24.5306 | 24.5224 | 24.5087 | 24.4945 | 24.4797 | 24.4644 | 24.4053 | 24.0884 | 23.4608 | 23.0452 | 23.0284 | 23.027 | 23.0252 | 23.0216 | 23.0131 | 22.9191 | 22.8081 | 22.697 | 22.5858 | 22.4745 | 21.9453 | 21.3631 | 20.6667 | 23.623 | 23.5951 | 23.5816 | 23.563 | 23.5238 | 23.4518 | 23.3799 | 23.2939 | 23.2078 | 23.1214 | 23.0349 | 22.543 | 21.9623 | 21.2673
BRAMLEY (BASI) | BASINGSTOKE T1B & T2B | BRAMLEY GREEN | MINIMUM HEADROOM | SU 67431 58511 | NO | YES | 21.1537 | -4.9544 | -4.9967 | -5.011 | -5.0308 | -5.0543 | -5.0807 | -5.1111 | -5.1346 | -5.1588 | -5.1836 | -5.2094 | -5.3628 | -5.6025 | -6.2106 | -5.0597 | -5.1019 | -5.1162 | -5.1361 | -5.1595 | -5.186 | -5.2223 | -5.3181 | -5.4122 | -5.5053 | -5.5979 | -6.0627 | -6.6064 | -7.3504 | -6.5224 | -6.603 | -6.6593 | -6.752 | -6.8476 | -6.9427 | -7.0419 | -7.1376 | -7.2316 | -7.3246 | -7.4171 | -7.8813 | -8.4243 | -9.1679
|  | BRAMLEY GREEN | CT |  |  |  |  | -4.9544 | -4.9722 | -4.9859 | -5.0043 | -5.0267 | -5.0529 | -5.0835 | -5.1049 | -5.1271 | -5.1495 | -5.1727 | -5.3151 | -5.5398 | -6.0263 | -5.0597 | -5.0775 | -5.0911 | -5.1095 | -5.132 | -5.1581 | -5.1891 | -5.2828 | -5.3759 | -5.4667 | -5.5558 | -6.0053 | -6.53 | -7.1637 | -6.5216 | -6.5767 | -6.6315 | -6.7218 | -6.8155 | -6.9103 | -7.0088 | -7.1024 | -7.1953 | -7.286 | -7.3749 | -7.8239 | -8.348 | -8.9811
|  | BRAMLEY GREEN | LW |  |  |  |  | -4.9544 | -4.9967 | -5.011 | -5.0308 | -5.0543 | -5.0807 | -5.1111 | -5.1346 | -5.1588 | -5.1836 | -5.2094 | -5.3628 | -5.6025 | -6.2106 | -5.0596 | -5.1019 | -5.1162 | -5.1361 | -5.1595 | -5.186 | -5.2223 | -5.3181 | -5.4122 | -5.5053 | -5.5979 | -6.0627 | -6.6064 | -7.3504 | -6.5224 | -6.603 | -6.6593 | -6.752 | -6.8476 | -6.9427 | -7.0419 | -7.1376 | -7.2316 | -7.3246 | -7.4171 | -7.8813 | -8.4243 | -9.1679
|  | BRAMLEY GREEN | ST |  |  |  |  | -4.9537 | -4.9537 | -4.9537 | -4.9537 | -4.9537 | -4.9537 | -4.9537 | -4.9537 | -4.9537 | -4.9537 | -4.9537 | -4.9537 | -4.9537 | -4.9537 | -5.0589 | -5.0589 | -5.0589 | -5.0589 | -5.0589 | -5.0589 | -5.0589 | -5.0589 | -5.0589 | -5.0589 | -5.0589 | -5.2262 | -5.4109 | -5.5849 | -6.4613 | -6.467 | -6.4725 | -6.5204 | -6.5687 | -6.6147 | -6.6602 | -6.7083 | -6.7551 | -6.8006 | -6.8446 | -7.0456 | -7.23 | -7.4036
|  | BRAMLEY GREEN | FS |  |  |  |  | -4.9543 | -4.9601 | -4.9603 | -4.9604 | -4.9607 | -4.9612 | -4.9617 | -4.9638 | -4.9661 | -4.9687 | -4.9714 | -4.9785 | -5.0173 | -5.102 | -5.0596 | -5.0654 | -5.0655 | -5.0657 | -5.066 | -5.0665 | -5.0669 | -5.0691 | -5.0714 | -5.0739 | -5.0767 | -5.0838 | -5.2254 | -5.4446 | -6.4525 | -6.4616 | -6.4653 | -6.4708 | -6.4858 | -6.5165 | -6.5463 | -6.5825 | -6.6186 | -6.6548 | -6.691 | -6.8611 | -7.0448 | -7.2638
LOVEDEAN GSP | PORTSMOUTH BSP | BRANDON ROAD | MINIMUM HEADROOM | SZ 64712 98665 | NO | NO | 0.15474 | 35.9057 | 35.7371 | 35.6705 | 35.5747 | 35.4648 | 35.3412 | 35.2007 | 35.0847 | 34.9643 | 34.8411 | 34.7129 | 33.5704 | 31.1963 | 27.7943 | 34.2531 | 34.0968 | 34.0438 | 33.9705 | 33.8837 | 33.7804 | 33.6446 | 33.5333 | 33.4177 | 33.2992 | 32.8867 | 30.6655 | 27.9999 | 24.2858 | 35.1235 | 34.9565 | 34.8918 | 34.7991 | 34.6924 | 34.572 | 34.4348 | 34.3222 | 34.2051 | 34.0853 | 33.8321 | 31.5613 | 28.8453 | 25.102
|  | BRANDON ROAD | CT |  |  |  |  | 35.9064 | 35.8369 | 35.7795 | 35.6979 | 35.6023 | 35.4917 | 35.3637 | 35.2643 | 35.1601 | 35.0545 | 34.9458 | 33.9754 | 31.7632 | 28.9776 | 34.2534 | 34.1954 | 34.1508 | 34.0909 | 34.0176 | 33.9296 | 33.8066 | 33.712 | 33.6127 | 33.5118 | 33.1835 | 31.0888 | 28.5944 | 25.5115 | 35.1241 | 35.0562 | 35.0005 | 34.9219 | 34.8294 | 34.7219 | 34.5971 | 34.5011 | 34.4004 | 34.2981 | 34.1311 | 31.9877 | 29.4446 | 26.3271
|  | BRANDON ROAD | LW |  |  |  |  | 35.9057 | 35.7371 | 35.6705 | 35.5747 | 35.4648 | 35.3412 | 35.2007 | 35.0847 | 34.9643 | 34.8411 | 34.7129 | 33.5704 | 31.1963 | 27.7943 | 34.2532 | 34.0968 | 34.0438 | 33.9705 | 33.8837 | 33.7804 | 33.6446 | 33.5333 | 33.4177 | 33.2992 | 32.8867 | 30.6655 | 27.9999 | 24.2858 | 35.1235 | 34.9565 | 34.8918 | 34.7991 | 34.6924 | 34.572 | 34.4348 | 34.3222 | 34.2051 | 34.0853 | 33.8321 | 31.5613 | 28.8453 | 25.102
|  | BRANDON ROAD | ST |  |  |  |  | 35.9242 | 35.9212 | 35.918 | 35.9036 | 35.8888 | 35.8742 | 35.8594 | 35.8433 | 35.8273 | 35.8118 | 35.7966 | 35.7243 | 35.6548 | 35.2756 | 34.2558 | 34.2558 | 34.2558 | 34.2558 | 34.2558 | 34.2558 | 34.2558 | 34.2558 | 34.2558 | 34.2514 | 34.2391 | 34.1809 | 33.3453 | 32.3875 | 35.1398 | 35.1372 | 35.1345 | 35.122 | 35.1093 | 35.0967 | 35.0839 | 35.07 | 35.0562 | 35.0429 | 35.0298 | 34.9674 | 34.2742 | 33.2862
|  | BRANDON ROAD | FS |  |  |  |  | 35.9226 | 35.8947 | 35.8921 | 35.8887 | 35.8822 | 35.8706 | 35.859 | 35.8389 | 35.8178 | 35.7958 | 35.7728 | 35.6892 | 35.4601 | 35.0104 | 34.2531 | 34.227 | 34.2263 | 34.2256 | 34.2243 | 34.2222 | 34.22 | 34.2106 | 34.2001 | 34.1888 | 34.1764 | 34.131 | 33.9117 | 33.2805 | 35.1381 | 35.1104 | 35.108 | 35.105 | 35.0993 | 35.0889 | 35.0787 | 35.06 | 35.0404 | 35.0198 | 34.9983 | 34.9218 | 34.6997 | 34.2292
BRAMLEY (FLEE) | MAIDENHEAD BSP | BRAYWICK ROAD | MINIMUM HEADROOM | SU 88887 80726 | NO | YES | 0.62211 | 23.5853 | 23.464 | 23.4093 | 23.3325 | 23.2447 | 23.1479 | 23.0386 | 22.9464 | 22.8529 | 22.759 | 22.6626 | 21.2243 | 19.1468 | 16.5424 | 23.4089 | 23.2934 | 23.2458 | 23.179 | 23.1019 | 23.0164 | 22.9194 | 22.8393 | 22.7563 | 22.5306 | 22.0463 | 19.8539 | 17.5223 | 14.6583 | 23.8813 | 23.7764 | 23.7408 | 23.6916 | 23.6333 | 23.5673 | 23.4916 | 23.4329 | 23.3723 | 23.3103 | 23.2457 | 21.3144 | 18.9722 | 16.1077
|  | BRAYWICK ROAD | CT |  |  |  |  | 23.5866 | 23.5289 | 23.4786 | 23.4083 | 23.3258 | 23.2325 | 23.1253 | 23.0385 | 22.9501 | 22.863 | 22.7753 | 21.5749 | 19.6537 | 17.4419 | 23.4096 | 23.3571 | 23.313 | 23.2519 | 23.1795 | 23.0968 | 23.0013 | 22.9269 | 22.8506 | 22.7714 | 22.3213 | 20.241 | 18.0888 | 15.6374 | 23.8813 | 23.8379 | 23.8044 | 23.7595 | 23.7046 | 23.6405 | 23.5653 | 23.5126 | 23.4579 | 23.4023 | 23.3451 | 21.7045 | 19.5388 | 17.0869
|  | BRAYWICK ROAD | LW |  |  |  |  | 23.5853 | 23.464 | 23.4093 | 23.3325 | 23.2447 | 23.1479 | 23.0386 | 22.9464 | 22.8529 | 22.759 | 22.6626 | 21.2243 | 19.1468 | 16.5424 | 23.4089 | 23.2934 | 23.2458 | 23.179 | 23.1019 | 23.0164 | 22.9194 | 22.8393 | 22.7563 | 22.5306 | 22.0463 | 19.8539 | 17.5223 | 14.6583 | 23.8814 | 23.7764 | 23.7408 | 23.6916 | 23.6333 | 23.5673 | 23.4916 | 23.4329 | 23.3723 | 23.3103 | 23.2457 | 21.3144 | 18.9722 | 16.1077
|  | BRAYWICK ROAD | ST |  |  |  |  | 23.6022 | 23.5959 | 23.589 | 23.5726 | 23.5554 | 23.5378 | 23.5194 | 23.4995 | 23.4797 | 23.461 | 23.4428 | 23.3608 | 23.287 | 22.8295 | 23.4202 | 23.4162 | 23.4118 | 23.4014 | 23.3904 | 23.3793 | 23.3676 | 23.3549 | 23.3424 | 23.3305 | 23.3189 | 23.2649 | 22.5121 | 21.5557 | 23.8832 | 23.8832 | 23.8832 | 23.8832 | 23.8832 | 23.8832 | 23.8832 | 23.8832 | 23.8832 | 23.8832 | 23.8832 | 23.8832 | 23.8832 | 23.0243
|  | BRAYWICK ROAD | FS |  |  |  |  | 23.6053 | 23.5871 | 23.5831 | 23.5783 | 23.5714 | 23.5611 | 23.5509 | 23.5355 | 23.5195 | 23.5029 | 23.4856 | 23.4181 | 23.2757 | 23.0164 | 23.4216 | 23.4046 | 23.402 | 23.3988 | 23.3942 | 23.3872 | 23.3803 | 23.3685 | 23.3562 | 23.3433 | 23.3298 | 23.2803 | 23.154 | 22.9106 | 23.8816 | 23.8669 | 23.8665 | 23.8661 | 23.8654 | 23.8642 | 23.863 | 23.8576 | 23.8517 | 23.8453 | 23.8383 | 23.8204 | 23.722 | 23.5063
EALING GSP | EALING 22kV | BRENTFORD | MINIMUM HEADROOM | TQ 17659 78277 | NO | YES | 0.18316 | 38.4768 | 38.2927 | 38.2303 | 38.1439 | 38.0417 | 37.9253 | 37.7911 | 37.6745 | 37.5206 | 37.3047 | 36.6513 | 33.5997 | 30.2292 | 25.8554 | 37.2545 | 37.0558 | 36.9768 | 36.8657 | 36.7371 | 36.5935 | 36.4299 | 36.2961 | 35.7786 | 35.0408 | 34.2981 | 30.8561 | 27.1119 | 22.3706 | 37.7926 | 37.6084 | 37.5381 | 37.4202 | 37.2844 | 37.1333 | 36.9616 | 36.7863 | 36.0229 | 35.2777 | 34.5276 | 31.0532 | 27.2778 | 22.506
|  | BRENTFORD | CT |  |  |  |  | 38.4768 | 38.4007 | 38.3422 | 38.2636 | 38.1674 | 38.0545 | 37.9215 | 37.8281 | 37.6871 | 37.5435 | 37.0323 | 34.1345 | 30.9921 | 27.2875 | 37.2555 | 37.1667 | 37.0932 | 36.9916 | 36.8707 | 36.7318 | 36.5708 | 36.4473 | 36.1391 | 35.4182 | 34.7131 | 31.4407 | 27.9499 | 23.9026 | 37.7926 | 37.7165 | 37.6558 | 37.5478 | 37.4202 | 37.2741 | 37.1054 | 36.9736 | 36.386 | 35.6577 | 34.9454 | 31.6419 | 28.1221 | 24.0463
|  | BRENTFORD | LW |  |  |  |  | 38.477 | 38.2927 | 38.2303 | 38.1439 | 38.0417 | 37.9253 | 37.7911 | 37.6745 | 37.5206 | 37.3047 | 36.6513 | 33.5997 | 30.2292 | 25.8554 | 37.2545 | 37.0558 | 36.9768 | 36.8657 | 36.7371 | 36.5935 | 36.4299 | 36.2961 | 35.7786 | 35.0408 | 34.2981 | 30.8561 | 27.1119 | 22.3706 | 37.7927 | 37.6084 | 37.5381 | 37.4202 | 37.2844 | 37.1333 | 36.9616 | 36.7863 | 36.0229 | 35.2777 | 34.5276 | 31.0532 | 27.2778 | 22.506
|  | BRENTFORD | ST |  |  |  |  | 38.48 | 38.48 | 38.48 | 38.48 | 38.48 | 38.48 | 38.48 | 38.48 | 38.48 | 38.48 | 38.48 | 38.4146 | 37.4761 | 36.2066 | 37.2719 | 37.2668 | 37.261 | 37.246 | 37.2304 | 37.2146 | 37.1982 | 37.1804 | 37.1627 | 37.146 | 37.1297 | 36.5762 | 35.0723 | 33.5917 | 37.7958 | 37.7958 | 37.7958 | 37.7958 | 37.7929 | 37.7727 | 37.7518 | 37.729 | 37.7066 | 37.6852 | 37.6644 | 36.8193 | 35.2976 | 33.7995
|  | BRENTFORD | FS |  |  |  |  | 38.4771 | 38.4493 | 38.4486 | 38.4478 | 38.4465 | 38.4442 | 38.4419 | 38.4318 | 38.4207 | 38.4086 | 38.3954 | 38.3617 | 38.1749 | 37.728 | 37.2727 | 37.242 | 37.2383 | 37.2338 | 37.2269 | 37.216 | 37.2052 | 37.1857 | 37.1651 | 37.1434 | 37.1206 | 37.0402 | 36.8114 | 36.2899 | 37.7929 | 37.7651 | 37.7644 | 37.7636 | 37.7622 | 37.76 | 37.7577 | 37.7476 | 37.7258 | 37.7015 | 37.6761 | 37.5829 | 37.3425 | 36.5381
EALING GSP |  | BRIDGE ROAD | MINIMUM HEADROOM | TQ 14778 75741 | NO | YES | 1.7895 | 87.543 | 87.256 | 87.1317 | 86.9558 | 86.7537 | 86.528 | 86.2717 | 86.0577 | 85.8378 | 85.6147 | 85.3837 | 83.8488 | 79.1374 | 72.7236 | 84.7972 | 84.513 | 84.4014 | 84.2443 | 84.0623 | 83.8574 | 83.6233 | 83.4319 | 83.2342 | 83.0327 | 82.2408 | 77.5467 | 72.2029 | 65.2246 | 86.1992 | 85.9091 | 85.7907 | 85.6235 | 85.4307 | 85.2147 | 84.9687 | 84.7651 | 83.8104 | 82.8028 | 81.7877 | 76.9789 | 71.6107 | 64.6435
|  | BRIDGE ROAD | CT |  |  |  |  | 87.5431 | 87.4256 | 87.3169 | 87.164 | 86.9843 | 86.7781 | 86.5395 | 86.3495 | 86.1531 | 85.9567 | 85.7566 | 84.5872 | 80.3865 | 75.0651 | 84.7987 | 84.6806 | 84.5832 | 84.4479 | 84.2872 | 84.1007 | 83.8836 | 83.7165 | 83.5427 | 83.3677 | 82.8881 | 78.4725 | 73.5567 | 67.7048 | 86.2011 | 86.0778 | 85.9743 | 85.8296 | 85.6587 | 85.4616 | 85.233 | 85.0536 | 84.3731 | 83.3998 | 82.4445 | 77.9183 | 72.9624 | 67.121
|  | BRIDGE ROAD | LW |  |  |  |  | 87.543 | 87.256 | 87.1317 | 86.9558 | 86.7537 | 86.528 | 86.2717 | 86.0577 | 85.8378 | 85.6147 | 85.3837 | 83.8488 | 79.1374 | 72.7236 | 84.7972 | 84.513 | 84.4014 | 84.2443 | 84.0623 | 83.8574 | 83.6233 | 83.4319 | 83.2342 | 83.0327 | 82.2408 | 77.5467 | 72.2029 | 65.2246 | 86.1992 | 85.9091 | 85.7907 | 85.6235 | 85.4307 | 85.2147 | 84.9687 | 84.7651 | 83.8104 | 82.8028 | 81.7877 | 76.9789 | 71.6107 | 64.6435
|  | BRIDGE ROAD | ST |  |  |  |  | 87.5474 | 87.5474 | 87.5474 | 87.5328 | 87.5001 | 87.4669 | 87.4326 | 87.3951 | 87.358 | 87.3225 | 87.2879 | 87.1286 | 86.9812 | 86.8348 | 84.8209 | 84.8144 | 84.8071 | 84.7872 | 84.7665 | 84.7455 | 84.7237 | 84.7 | 84.6764 | 84.6539 | 84.632 | 84.531 | 83.246 | 81.2149 | 86.2289 | 86.2203 | 86.2108 | 86.1847 | 86.1576 | 86.13 | 86.1015 | 86.0704 | 86.0396 | 86.0101 | 85.9814 | 84.8807 | 82.7729 | 80.6776
|  | BRIDGE ROAD | FS |  |  |  |  | 87.543 | 87.5014 | 87.5004 | 87.4992 | 87.4972 | 87.4888 | 87.4668 | 87.431 | 87.3936 | 87.3545 | 87.3138 | 87.1615 | 86.7844 | 86.0617 | 84.8206 | 84.7753 | 84.7704 | 84.7644 | 84.755 | 84.7397 | 84.7245 | 84.6963 | 84.6665 | 84.6351 | 84.6021 | 84.487 | 84.1446 | 83.4564 | 86.2298 | 86.1834 | 86.1773 | 86.1698 | 86.158 | 86.1391 | 86.1203 | 86.088 | 86.0541 | 86.0186 | 85.9814 | 85.8464 | 85.4854 | 84.0973
LOVEDEAN GSP | HAVANT | BROCKHAMPTON | MINIMUM HEADROOM | SU 70868 05828 | NO | NO | 0.83158 | 33.4311 | 33.4003 | 33.3899 | 33.3755 | 33.3585 | 33.3389 | 33.3163 | 33.2987 | 33.2803 | 33.2614 | 33.2415 | 33.1196 | 32.9223 | 32.539 | 30.5217 | 30.4493 | 30.3913 | 30.2998 | 30.2036 | 30.1051 | 30.0013 | 29.9004 | 29.7994 | 29.6996 | 29.5996 | 29.0986 | 28.5231 | 27.7681 | 33.8626 | 33.8319 | 33.8215 | 33.8071 | 33.7825 | 33.6894 | 33.5913 | 33.4961 | 33.4009 | 33.3067 | 33.2123 | 32.7375 | 32.1882 | 31.4589
|  | BROCKHAMPTON | CT |  |  |  |  | 33.4311 | 33.4189 | 33.4095 | 33.3969 | 33.3816 | 33.3633 | 33.3418 | 33.3265 | 33.3105 | 33.2941 | 33.277 | 33.1685 | 32.9886 | 32.7034 | 30.5235 | 30.4723 | 30.4182 | 30.3312 | 30.2393 | 30.144 | 30.0431 | 29.9436 | 29.8441 | 29.7477 | 29.6523 | 29.1725 | 28.6255 | 27.9773 | 33.8626 | 33.8505 | 33.8411 | 33.8285 | 33.8131 | 33.7273 | 33.6319 | 33.5383 | 33.4446 | 33.3537 | 33.2638 | 32.8097 | 32.2881 | 31.6651
|  | BROCKHAMPTON | LW |  |  |  |  | 33.4311 | 33.4003 | 33.3899 | 33.3755 | 33.3585 | 33.3389 | 33.3163 | 33.2987 | 33.2803 | 33.2614 | 33.2415 | 33.1196 | 32.9223 | 32.539 | 30.5217 | 30.4493 | 30.3913 | 30.2998 | 30.2036 | 30.1051 | 30.0013 | 29.9004 | 29.7994 | 29.6996 | 29.5996 | 29.0986 | 28.5231 | 27.7681 | 33.8627 | 33.8319 | 33.8215 | 33.8071 | 33.7825 | 33.6894 | 33.5913 | 33.4961 | 33.4009 | 33.3067 | 33.2123 | 32.7375 | 32.1882 | 31.4589
|  | BROCKHAMPTON | ST |  |  |  |  | 33.4316 | 33.4316 | 33.4316 | 33.4316 | 33.4316 | 33.4316 | 33.4316 | 33.4316 | 33.4316 | 33.4316 | 33.4316 | 33.4316 | 33.4316 | 33.4316 | 30.5783 | 30.5679 | 30.5566 | 30.5068 | 30.4563 | 30.4062 | 30.355 | 30.2999 | 30.2455 | 30.1928 | 30.1407 | 29.8962 | 29.6641 | 29.4346 | 33.8632 | 33.8632 | 33.8632 | 33.8632 | 33.8632 | 33.8632 | 33.8632 | 33.8632 | 33.8266 | 33.7775 | 33.7291 | 33.5015 | 33.2854 | 33.0718
|  | BROCKHAMPTON | FS |  |  |  |  | 33.4311 | 33.4262 | 33.4261 | 33.426 | 33.4257 | 33.4253 | 33.4249 | 33.4232 | 33.4212 | 33.4191 | 33.4168 | 33.4109 | 33.3779 | 33.3048 | 30.5829 | 30.5715 | 30.5646 | 30.5555 | 30.538 | 30.5061 | 30.4743 | 30.4366 | 30.3987 | 30.3609 | 30.3221 | 30.1389 | 29.9362 | 29.6972 | 33.8626 | 33.8578 | 33.8577 | 33.8575 | 33.8573 | 33.8569 | 33.8565 | 33.8547 | 33.8528 | 33.8507 | 33.8484 | 33.7259 | 33.535 | 33.3075
LOVEDEAN GSP | FAREHAM T1A T2A (90MVAS) | BROCKHURST | MINIMUM HEADROOM | SU 59381 02061 | NO | NO | 0.17368 | 35.8766 | 35.7815 | 35.749 | 35.7041 | 35.6509 | 35.5893 | 35.5179 | 35.4621 | 35.4034 | 35.3427 | 35.2789 | 33.9648 | 32.2248 | 29.8582 | 36.9503 | 36.8552 | 36.8227 | 36.7778 | 36.7246 | 36.6539 | 36.5697 | 36.4906 | 36.1559 | 35.8258 | 35.4925 | 33.857 | 31.9288 | 29.3745 | 37.7292 | 37.6341 | 37.6017 | 37.5567 | 37.5035 | 37.442 | 37.3706 | 37.3147 | 37.2004 | 36.867 | 36.5304 | 34.8987 | 33.004 | 30.4666
|  | BROCKHURST | CT |  |  |  |  | 35.8766 | 35.841 | 35.8136 | 35.7767 | 35.7317 | 35.6776 | 35.6134 | 35.5669 | 35.5173 | 35.4663 | 35.4133 | 34.2697 | 32.6618 | 30.705 | 36.9503 | 36.9147 | 36.8872 | 36.8504 | 36.8054 | 36.7457 | 36.6691 | 36.6094 | 36.347 | 36.0293 | 35.7153 | 34.1819 | 32.3956 | 30.2605 | 37.7292 | 37.6936 | 37.6662 | 37.6294 | 37.5843 | 37.5303 | 37.466 | 37.4195 | 37.37 | 37.0715 | 36.7543 | 35.2187 | 33.4681 | 31.349
|  | BROCKHURST | LW |  |  |  |  | 35.8774 | 35.7815 | 35.749 | 35.7041 | 35.6509 | 35.5893 | 35.5179 | 35.4621 | 35.4034 | 35.3427 | 35.2789 | 33.9648 | 32.2248 | 29.8582 | 36.951 | 36.8552 | 36.8227 | 36.7778 | 36.7246 | 36.6539 | 36.5697 | 36.4906 | 36.1559 | 35.8258 | 35.4925 | 33.857 | 31.9288 | 29.3745 | 37.73 | 37.6341 | 37.6017 | 37.5567 | 37.5035 | 37.442 | 37.3706 | 37.3147 | 37.2004 | 36.867 | 36.5304 | 34.8987 | 33.004 | 30.4666
|  | BROCKHURST | ST |  |  |  |  | 35.8789 | 35.8789 | 35.8789 | 35.8789 | 35.8789 | 35.8789 | 35.8789 | 35.8789 | 35.8789 | 35.8789 | 35.8789 | 35.8789 | 35.805 | 35.173 | 36.9526 | 36.9526 | 36.9526 | 36.9526 | 36.9526 | 36.9526 | 36.9526 | 36.9526 | 36.9499 | 36.9422 | 36.9347 | 36.5208 | 35.815 | 35.1015 | 37.7316 | 37.7316 | 37.7316 | 37.7316 | 37.7316 | 37.7316 | 37.7316 | 37.7316 | 37.7316 | 37.7316 | 37.7316 | 37.5639 | 36.8495 | 36.1344
|  | BROCKHURST | FS |  |  |  |  | 35.8773 | 35.8613 | 35.8609 | 35.8605 | 35.8597 | 35.8584 | 35.8571 | 35.8513 | 35.8449 | 35.8379 | 35.8304 | 35.811 | 35.7017 | 35.4574 | 36.951 | 36.935 | 36.9346 | 36.9341 | 36.9334 | 36.9321 | 36.9308 | 36.925 | 36.9186 | 36.9116 | 36.9041 | 36.875 | 36.7439 | 36.0914 | 37.7299 | 37.7139 | 37.7136 | 37.7131 | 37.7123 | 37.711 | 37.7097 | 37.7039 | 37.6975 | 37.6906 | 37.683 | 37.6636 | 37.5543 | 37.1344
MELKSHAM GSP | NORRINGTON | BROMHAM | MINIMUM HEADROOM | ST 98670 65994 | YES | YES | 0.54316 | 5.0101 | 4.9784 | 4.9546 | 4.9163 | 4.8762 | 4.8348 | 4.7901 | 4.7475 | 4.7047 | 4.6626 | 4.6203 | 4.3989 | 4.1278 | 3.7472 | 4.2699 | 4.232 | 4.202 | 4.1529 | 4.1018 | 4.0496 | 3.9937 | 3.9396 | 3.8855 | 3.8325 | 3.7793 | 3.5065 | 3.1834 | 2.7517 | 4.2115 | 4.1741 | 4.1445 | 4.0962 | 4.0459 | 3.9945 | 3.9394 | 3.8862 | 3.8329 | 3.7806 | 3.7282 | 3.4591 | 3.1398 | 2.7117
|  | BROMHAM | CT |  |  |  |  | 5.0101 | 4.9854 | 4.9612 | 4.9229 | 4.8826 | 4.8409 | 4.7959 | 4.7538 | 4.7106 | 4.6682 | 4.6258 | 4.4054 | 4.1388 | 3.8081 | 4.2699 | 4.2396 | 4.2093 | 4.1604 | 4.1095 | 4.0571 | 4.001 | 3.9474 | 3.8929 | 3.8396 | 3.7863 | 3.5156 | 3.1984 | 2.8176 | 4.2115 | 4.1817 | 4.1518 | 4.1037 | 4.0535 | 4.0019 | 3.9466 | 3.8938 | 3.8401 | 3.7876 | 3.7351 | 3.468 | 3.1545 | 2.7773
|  | BROMHAM | LW |  |  |  |  | 5.0129 | 4.9784 | 4.9546 | 4.9163 | 4.8762 | 4.8348 | 4.7901 | 4.7475 | 4.7047 | 4.6626 | 4.6203 | 4.3989 | 4.1278 | 3.7472 | 4.2724 | 4.232 | 4.202 | 4.1529 | 4.1018 | 4.0496 | 3.9937 | 3.9396 | 3.8855 | 3.8325 | 3.7793 | 3.5065 | 3.1834 | 2.7517 | 4.214 | 4.1741 | 4.1445 | 4.0962 | 4.0459 | 3.9945 | 3.9394 | 3.8862 | 3.8329 | 3.7806 | 3.7282 | 3.4591 | 3.1398 | 2.7117
|  | BROMHAM | ST |  |  |  |  | 5.0353 | 5.0321 | 5.0283 | 5.0094 | 4.9905 | 4.9716 | 4.953 | 4.9319 | 4.9113 | 4.8915 | 4.8721 | 4.7799 | 4.6921 | 4.6055 | 4.3025 | 4.2981 | 4.2929 | 4.2668 | 4.2409 | 4.2149 | 4.1893 | 4.1608 | 4.1327 | 4.1059 | 4.0796 | 3.9545 | 3.8354 | 3.7181 | 4.2436 | 4.2393 | 4.2342 | 4.2087 | 4.1833 | 4.1577 | 4.1327 | 4.1047 | 4.0771 | 4.0508 | 4.025 | 3.9023 | 3.7854 | 3.6703
|  | BROMHAM | FS |  |  |  |  | 5.0377 | 5.0325 | 5.0299 | 5.0267 | 5.0205 | 5.0082 | 4.9959 | 4.9816 | 4.9673 | 4.9529 | 4.9385 | 4.8707 | 4.7895 | 4.687 | 4.3058 | 4.2997 | 4.2962 | 4.2919 | 4.2834 | 4.2666 | 4.2498 | 4.2305 | 4.2113 | 4.192 | 4.1727 | 4.0809 | 3.9764 | 3.8515 | 4.2469 | 4.2408 | 4.2374 | 4.2332 | 4.2248 | 4.2083 | 4.1918 | 4.173 | 4.1541 | 4.1351 | 4.1162 | 4.0261 | 3.9233 | 3.8
BRAMLEY (BASI) | BASINGSTOKE T3 & T4 | BROOK STREET | MINIMUM HEADROOM | SU 63480 52228 | NO | YES | 0.52632 | 33.5661 | 33.517 | 33.4962 | 33.4663 | 33.4322 | 33.3942 | 33.3513 | 33.3151 | 33.2779 | 33.2401 | 33.201 | 32.9742 | 32.1738 | 31.0362 | 32.8337 | 32.7865 | 32.7679 | 32.7414 | 32.7109 | 32.6765 | 32.6373 | 32.6051 | 32.5718 | 32.5378 | 32.5024 | 32.2938 | 31.9726 | 31.194 | 33.0934 | 33.0447 | 33.0245 | 32.9954 | 32.9621 | 32.9249 | 32.8828 | 32.8476 | 32.8113 | 32.7744 | 32.7361 | 32.0652 | 31.147 | 29.9561
|  | BROOK STREET | CT |  |  |  |  | 33.5664 | 33.5448 | 33.5264 | 33.5001 | 33.4695 | 33.4345 | 33.3942 | 33.362 | 33.3287 | 33.2952 | 33.2609 | 33.0589 | 32.356 | 31.3928 | 32.8339 | 32.814 | 32.7976 | 32.7746 | 32.7474 | 32.7159 | 32.6794 | 32.6512 | 32.6217 | 32.592 | 32.5615 | 32.3768 | 32.0867 | 31.4912 | 33.0937 | 33.0725 | 33.0545 | 33.029 | 32.9992 | 32.965 | 32.9256 | 32.8943 | 32.8619 | 32.8292 | 32.7958 | 32.1978 | 31.336 | 30.3216
|  | BROOK STREET | LW |  |  |  |  | 33.5661 | 33.517 | 33.4962 | 33.4663 | 33.4322 | 33.3942 | 33.3513 | 33.3151 | 33.2779 | 33.2401 | 33.201 | 32.9742 | 32.1738 | 31.0362 | 32.8337 | 32.7865 | 32.7679 | 32.7414 | 32.7109 | 32.6765 | 32.6373 | 32.6051 | 32.5718 | 32.5378 | 32.5024 | 32.2938 | 31.9726 | 31.194 | 33.0934 | 33.0447 | 33.0245 | 32.9954 | 32.9621 | 32.9249 | 32.8828 | 32.8476 | 32.8113 | 32.7744 | 32.7361 | 32.0652 | 31.147 | 29.9561
|  | BROOK STREET | ST |  |  |  |  | 33.5728 | 33.5712 | 33.5694 | 33.5635 | 33.5574 | 33.5513 | 33.5451 | 33.5383 | 33.5316 | 33.5251 | 33.5187 | 33.4887 | 33.4601 | 33.4314 | 32.8382 | 32.8372 | 32.8361 | 32.8323 | 32.8285 | 32.8246 | 32.8206 | 32.8163 | 32.8121 | 32.808 | 32.8039 | 32.7849 | 32.7668 | 32.7488 | 33.0996 | 33.0982 | 33.0965 | 33.0911 | 33.0856 | 33.08 | 33.0742 | 33.068 | 33.0619 | 33.0559 | 33.05 | 33.0226 | 32.9609 | 32.5845
|  | BROOK STREET | FS |  |  |  |  | 33.573 | 33.5648 | 33.5637 | 33.5622 | 33.5597 | 33.5554 | 33.5512 | 33.5445 | 33.5375 | 33.5303 | 33.5227 | 33.4936 | 33.4256 | 33.2979 | 32.8381 | 32.8303 | 32.8295 | 32.8285 | 32.8268 | 32.8238 | 32.821 | 32.8157 | 32.8103 | 32.8045 | 32.7985 | 32.7769 | 32.716 | 32.5954 | 33.0997 | 33.0917 | 33.0906 | 33.0893 | 33.0869 | 33.083 | 33.0791 | 33.0727 | 33.066 | 33.0591 | 33.0519 | 33.0245 | 32.9581 | 32.8321
MELKSHAM GSP | FROME BSP | BRUTON | MINIMUM HEADROOM | ST 69094 35148 | NO | YES | 0.85368 | 9.1009 | 9.0863 | 9.0731 | 9.0575 | 9.04 | 9.0203 | 8.9983 | 8.9799 | 8.9592 | 8.9373 | 8.915 | 8.7276 | 8.3346 | 7.8288 | 7.4872 | 7.4449 | 7.4053 | 7.3425 | 7.2758 | 7.2066 | 7.1332 | 7.0609 | 6.9868 | 6.9129 | 6.84 | 6.4602 | 6.018 | 5.458 | 8.2354 | 8.1938 | 8.1549 | 8.0932 | 8.0278 | 7.9599 | 7.8879 | 7.817 | 7.7442 | 7.6717 | 7.6001 | 7.2266 | 6.7905 | 6.2372
|  | BRUTON | CT |  |  |  |  | 9.1009 | 9.0864 | 9.0731 | 9.0575 | 9.04 | 9.0203 | 8.9983 | 8.9799 | 8.9592 | 8.9373 | 8.915 | 8.7276 | 8.3346 | 7.852 | 7.4872 | 7.4469 | 7.4058 | 7.3425 | 7.2758 | 7.2066 | 7.1332 | 7.0609 | 6.9868 | 6.9129 | 6.84 | 6.4602 | 6.018 | 5.486 | 8.2354 | 8.1957 | 8.1553 | 8.0932 | 8.0278 | 7.9599 | 7.8879 | 7.817 | 7.7442 | 7.6717 | 7.6001 | 7.2266 | 6.7905 | 6.2647
|  | BRUTON | LW |  |  |  |  | 9.1102 | 9.0863 | 9.0763 | 9.0633 | 9.0485 | 9.031 | 9.0112 | 8.9942 | 8.9758 | 8.9569 | 8.9365 | 8.7527 | 8.3653 | 7.8288 | 7.4956 | 7.4449 | 7.4053 | 7.3438 | 7.278 | 7.21 | 7.1388 | 7.0679 | 6.9961 | 6.9252 | 6.8533 | 6.4827 | 6.0446 | 5.458 | 8.2437 | 8.1938 | 8.1549 | 8.0946 | 8.0302 | 7.9635 | 7.8937 | 7.8242 | 7.7537 | 7.6842 | 7.6136 | 7.2493 | 6.8176 | 6.2372
|  | BRUTON | ST |  |  |  |  | 9.1139 | 9.1131 | 9.1122 | 9.1114 | 9.1105 | 9.1097 | 9.1088 | 9.108 | 9.1063 | 9.1046 | 9.1029 | 9.092 | 9.0794 | 9.0285 | 7.5355 | 7.5291 | 7.5219 | 7.4888 | 7.4558 | 7.4228 | 7.3903 | 7.3543 | 7.318 | 7.2841 | 7.2506 | 7.0863 | 6.9259 | 6.7646 | 8.2827 | 8.2764 | 8.2694 | 8.2371 | 8.205 | 8.1728 | 8.1411 | 8.1061 | 8.0707 | 8.0376 | 8.0049 | 7.8446 | 7.688 | 7.5305
|  | BRUTON | FS |  |  |  |  | 9.1144 | 9.1108 | 9.1107 | 9.1106 | 9.1104 | 9.1101 | 9.1098 | 9.1085 | 9.1071 | 9.1055 | 9.1038 | 9.0961 | 9.0675 | 9.0091 | 7.5372 | 7.5292 | 7.5246 | 7.5189 | 7.5073 | 7.486 | 7.4646 | 7.4393 | 7.414 | 7.3887 | 7.3633 | 7.239 | 7.0999 | 6.9301 | 8.2844 | 8.2765 | 8.272 | 8.2665 | 8.2552 | 8.2344 | 8.2136 | 8.1889 | 8.1642 | 8.1395 | 8.1147 | 7.9934 | 7.8572 | 7.6903
COWLEY GSP | WITNEY BSP | BURFORD | MINIMUM HEADROOM | SP 25671 12529 | NO | YES | 0.041053 | 7.7113 | 7.6951 | 7.6896 | 7.682 | 7.673 | 7.6627 | 7.6509 | 7.6417 | 7.6321 | 7.6223 | 7.6121 | 7.4654 | 7.1965 | 6.8397 | 6.8481 | 6.8319 | 6.8264 | 6.8188 | 6.8098 | 6.7995 | 6.7877 | 6.7785 | 6.7568 | 6.7033 | 6.65 | 6.3846 | 6.0809 | 5.69 | 7.3323 | 7.3161 | 7.3106 | 7.303 | 7.294 | 7.2838 | 7.2719 | 7.2627 | 7.2532 | 7.2434 | 7.2332 | 7.1711 | 6.9648 | 6.5739
|  | BURFORD | CT |  |  |  |  | 7.7113 | 7.7046 | 7.6994 | 7.6924 | 7.6839 | 7.6739 | 7.6621 | 7.6538 | 7.6451 | 7.6363 | 7.6272 | 7.4947 | 7.2368 | 6.9285 | 6.8481 | 6.8414 | 6.8362 | 6.8292 | 6.8207 | 6.8107 | 6.7989 | 6.7906 | 6.777 | 6.7246 | 6.6732 | 6.4158 | 6.124 | 5.7823 | 7.3323 | 7.3256 | 7.3204 | 7.3134 | 7.3049 | 7.2949 | 7.2831 | 7.2748 | 7.2662 | 7.2574 | 7.2482 | 7.191 | 7.008 | 6.6662
|  | BURFORD | LW |  |  |  |  | 7.7113 | 7.6951 | 7.6896 | 7.682 | 7.673 | 7.6627 | 7.6509 | 7.6417 | 7.6321 | 7.6223 | 7.6121 | 7.4654 | 7.1965 | 6.8397 | 6.8482 | 6.8319 | 6.8264 | 6.8188 | 6.8098 | 6.7995 | 6.7877 | 6.7785 | 6.7568 | 6.7033 | 6.65 | 6.3846 | 6.0809 | 5.69 | 7.3324 | 7.3161 | 7.3106 | 7.303 | 7.294 | 7.2838 | 7.2719 | 7.2627 | 7.2532 | 7.2434 | 7.2332 | 7.1711 | 6.9648 | 6.5739
|  | BURFORD | ST |  |  |  |  | 7.7116 | 7.7116 | 7.7116 | 7.7116 | 7.7116 | 7.7116 | 7.7116 | 7.7116 | 7.7116 | 7.7116 | 7.7116 | 7.7116 | 7.7116 | 7.63 | 6.8484 | 6.8484 | 6.8484 | 6.8484 | 6.8484 | 6.8484 | 6.8484 | 6.8484 | 6.8484 | 6.8484 | 6.8484 | 6.8019 | 6.6746 | 6.5499 | 7.3326 | 7.3326 | 7.3326 | 7.3326 | 7.3326 | 7.3326 | 7.3326 | 7.3326 | 7.3326 | 7.3326 | 7.3326 | 7.3326 | 7.3326 | 7.3326
|  | BURFORD | FS |  |  |  |  | 7.7113 | 7.7089 | 7.7088 | 7.7087 | 7.7086 | 7.7084 | 7.7082 | 7.7073 | 7.7063 | 7.7053 | 7.7041 | 7.7011 | 7.6845 | 7.6481 | 6.8482 | 6.8457 | 6.8456 | 6.8456 | 6.8454 | 6.8452 | 6.845 | 6.8442 | 6.8432 | 6.8421 | 6.8409 | 6.8379 | 6.8214 | 6.7155 | 7.3324 | 7.3299 | 7.3299 | 7.3298 | 7.3297 | 7.3295 | 7.3293 | 7.3284 | 7.3274 | 7.3263 | 7.3251 | 7.3221 | 7.3056 | 7.2691
MANNINGTON GSP | WAREHAM | BUSHEY | MINIMUM HEADROOM | SY 97671 83532 | YES | YES | 0.042105 | 4.9311 | 4.9127 | 4.8985 | 4.8754 | 4.8511 | 4.8266 | 4.8008 | 4.7751 | 4.7493 | 4.7244 | 4.6993 | 4.5688 | 4.4173 | 4.2214 | 4.9268 | 4.9067 | 4.8906 | 4.8645 | 4.8369 | 4.8093 | 4.7803 | 4.7512 | 4.722 | 4.6938 | 4.6656 | 4.519 | 4.3513 | 4.1395 | 5.5414 | 5.523 | 5.5087 | 5.4856 | 5.4611 | 5.4365 | 5.4106 | 5.3847 | 5.3589 | 5.3338 | 5.3086 | 5.1775 | 5.0255 | 4.8289
|  | BUSHEY | CT |  |  |  |  | 4.9311 | 4.9182 | 4.9042 | 4.8816 | 4.8577 | 4.8336 | 4.8088 | 4.7837 | 4.7585 | 4.7342 | 4.7099 | 4.5844 | 4.439 | 4.2707 | 4.9268 | 4.9123 | 4.8965 | 4.8708 | 4.8437 | 4.8164 | 4.7886 | 4.76 | 4.7315 | 4.7039 | 4.6764 | 4.5352 | 4.3737 | 4.1901 | 5.5414 | 5.5285 | 5.5145 | 5.4918 | 5.4678 | 5.4435 | 5.4186 | 5.3934 | 5.3681 | 5.3436 | 5.3192 | 5.1931 | 5.0471 | 4.8783
|  | BUSHEY | LW |  |  |  |  | 4.9311 | 4.9127 | 4.8985 | 4.8754 | 4.8511 | 4.8266 | 4.8008 | 4.7751 | 4.7493 | 4.7244 | 4.6993 | 4.5688 | 4.4173 | 4.2214 | 4.9268 | 4.9067 | 4.8906 | 4.8645 | 4.8369 | 4.8093 | 4.7803 | 4.7512 | 4.722 | 4.6938 | 4.6656 | 4.519 | 4.3513 | 4.1395 | 5.5414 | 5.523 | 5.5087 | 5.4856 | 5.4611 | 5.4365 | 5.4106 | 5.3847 | 5.3589 | 5.3338 | 5.3086 | 5.1775 | 5.0255 | 4.8289
|  | BUSHEY | ST |  |  |  |  | 4.9464 | 4.9446 | 4.942 | 4.9285 | 4.9151 | 4.9012 | 4.8874 | 4.8732 | 4.8592 | 4.8453 | 4.8315 | 4.7666 | 4.7044 | 4.6431 | 4.9446 | 4.9425 | 4.9394 | 4.9238 | 4.9082 | 4.8921 | 4.8761 | 4.8596 | 4.8433 | 4.8272 | 4.8112 | 4.7359 | 4.6637 | 4.5925 | 5.5569 | 5.555 | 5.5524 | 5.5389 | 5.5254 | 5.5114 | 5.4976 | 5.4833 | 5.4691 | 5.4551 | 5.4413 | 5.376 | 5.3134 | 5.2518
|  | BUSHEY | FS |  |  |  |  | 4.9466 | 4.9436 | 4.9417 | 4.9388 | 4.9339 | 4.9244 | 4.915 | 4.9047 | 4.8943 | 4.8839 | 4.8735 | 4.8234 | 4.7707 | 4.7056 | 4.9448 | 4.9415 | 4.9394 | 4.936 | 4.9302 | 4.9193 | 4.9084 | 4.8965 | 4.8845 | 4.8725 | 4.8606 | 4.8027 | 4.7428 | 4.6703 | 5.5571 | 5.5541 | 5.5522 | 5.5492 | 5.5443 | 5.5348 | 5.5253 | 5.5149 | 5.5045 | 5.494 | 5.4836 | 5.4332 | 5.3802 | 5.3149
FAWLEY GSP | LANGLEY BSP | BUTTS ASH | MINIMUM HEADROOM | SU 41923 05772 | NO | YES | 0.073684 | 28.4077 | 28.2874 | 28.2464 | 28.1896 | 28.1223 | 28.045 | 27.9553 | 27.8854 | 27.8121 | 27.7365 | 27.6564 | 27.1614 | 26.3569 | 24.6631 | 26.6709 | 26.5505 | 26.5095 | 26.4467 | 26.3695 | 26.2823 | 26.0314 | 25.7254 | 25.4196 | 25.1168 | 24.811 | 23.2425 | 21.3532 | 18.7157 | 28.134 | 28.0137 | 27.9727 | 27.9159 | 27.8487 | 27.7713 | 27.6816 | 27.4675 | 27.1678 | 26.8708 | 26.5709 | 25.0303 | 23.1691 | 20.5594
|  | BUTTS ASH | CT |  |  |  |  | 28.4077 | 28.3602 | 28.3235 | 28.2744 | 28.2146 | 28.1435 | 28.0594 | 27.9996 | 27.9363 | 27.8713 | 27.8038 | 27.3714 | 26.6475 | 25.4598 | 26.6709 | 26.6234 | 26.5867 | 26.5326 | 26.4631 | 26.3823 | 26.1729 | 25.8752 | 25.5775 | 25.2861 | 24.9967 | 23.5098 | 21.7296 | 19.529 | 28.134 | 28.0865 | 28.0498 | 28.0008 | 27.941 | 27.8698 | 27.7857 | 27.6164 | 27.3248 | 27.0393 | 26.7556 | 25.2961 | 23.5433 | 21.3699
|  | BUTTS ASH | LW |  |  |  |  | 28.4085 | 28.2874 | 28.2464 | 28.1896 | 28.1223 | 28.045 | 27.9553 | 27.8854 | 27.8121 | 27.7365 | 27.6564 | 27.1614 | 26.3569 | 24.6631 | 26.6717 | 26.5505 | 26.5095 | 26.4467 | 26.3695 | 26.2823 | 26.0314 | 25.7254 | 25.4196 | 25.1168 | 24.811 | 23.2425 | 21.3532 | 18.7157 | 28.1348 | 28.0137 | 27.9727 | 27.9159 | 27.8487 | 27.7713 | 27.6816 | 27.4675 | 27.1678 | 26.8708 | 26.5709 | 25.0303 | 23.1691 | 20.5594
|  | BUTTS ASH | ST |  |  |  |  | 28.4105 | 28.4105 | 28.4105 | 28.4105 | 28.4105 | 28.4105 | 28.4105 | 28.4105 | 28.4105 | 28.4105 | 28.4105 | 28.4105 | 28.4105 | 28.4105 | 26.6737 | 26.6737 | 26.6737 | 26.6737 | 26.6737 | 26.6737 | 26.6683 | 26.6614 | 26.6546 | 26.648 | 26.5712 | 25.8834 | 25.2278 | 24.5813 | 28.1368 | 28.1368 | 28.1368 | 28.1368 | 28.1368 | 28.1368 | 28.1368 | 28.1368 | 28.1368 | 28.1368 | 28.1368 | 27.635 | 26.9965 | 26.3667
|  | BUTTS ASH | FS |  |  |  |  | 28.4085 | 28.3889 | 28.3884 | 28.3878 | 28.3868 | 28.3852 | 28.3836 | 28.3765 | 28.3687 | 28.3601 | 28.3508 | 28.327 | 28.1934 | 27.8959 | 26.6716 | 26.652 | 26.6515 | 26.651 | 26.65 | 26.6484 | 26.6468 | 26.6397 | 26.6319 | 26.6189 | 26.6049 | 26.4908 | 25.8617 | 25.0787 | 28.1348 | 28.1152 | 28.1147 | 28.1141 | 28.1132 | 28.1116 | 28.11 | 28.1029 | 28.095 | 28.0865 | 28.0772 | 28.0533 | 27.6083 | 26.8379
MELKSHAM GSP | CHIPPENHAM | CALNE | MINIMUM HEADROOM | SU 00521 72497 | NO | YES | 0.41684 | 21.6075 | 21.4905 | 21.4428 | 21.3745 | 21.2962 | 21.2086 | 21.1093 | 21.0269 | 20.7394 | 20.4375 | 20.1326 | 18.6215 | 16.8427 | 14.4017 | 19.6858 | 19.5794 | 19.5431 | 19.4928 | 19.4333 | 19.3648 | 19.2854 | 19.2235 | 19.1586 | 19.0909 | 19.0198 | 18.5812 | 16.8431 | 14.2243 | 21.2227 | 21.1162 | 21.0799 | 21.0296 | 20.9701 | 20.9016 | 20.8223 | 20.7603 | 20.6955 | 20.6277 | 20.5567 | 20.1181 | 18.1604 | 15.5026
|  | CALNE | CT |  |  |  |  | 21.6075 | 21.5561 | 21.5129 | 21.4522 | 21.3812 | 21.2997 | 21.2057 | 21.1319 | 20.9013 | 20.611 | 20.3241 | 18.8962 | 17.2337 | 15.1993 | 19.6858 | 19.6437 | 19.6111 | 19.5675 | 19.5145 | 19.4514 | 19.3768 | 19.3238 | 19.2676 | 19.21 | 19.1501 | 18.7668 | 17.2571 | 15.0521 | 21.2227 | 21.1805 | 21.1479 | 21.1044 | 21.0513 | 20.9883 | 20.9137 | 20.8606 | 20.8044 | 20.7468 | 20.687 | 20.3036 | 18.5795 | 16.3372
|  | CALNE | LW |  |  |  |  | 21.6078 | 21.4905 | 21.4428 | 21.3745 | 21.2962 | 21.2086 | 21.1093 | 21.0269 | 20.7394 | 20.4375 | 20.1326 | 18.6215 | 16.8427 | 14.4017 | 19.6867 | 19.5794 | 19.5431 | 19.4928 | 19.4333 | 19.3648 | 19.2854 | 19.2235 | 19.1586 | 19.0909 | 19.0198 | 18.5812 | 16.8431 | 14.2243 | 21.2235 | 21.1162 | 21.0799 | 21.0296 | 20.9701 | 20.9016 | 20.8223 | 20.7603 | 20.6955 | 20.6277 | 20.5567 | 20.1181 | 18.1604 | 15.5026
|  | CALNE | ST |  |  |  |  | 21.6147 | 21.6147 | 21.6147 | 21.6041 | 21.5924 | 21.5808 | 21.5689 | 21.5559 | 21.543 | 21.5307 | 21.5186 | 21.1532 | 20.5185 | 19.8902 | 19.6884 | 19.6884 | 19.6884 | 19.6884 | 19.6884 | 19.6884 | 19.6884 | 19.6884 | 19.6884 | 19.6884 | 19.6884 | 19.6884 | 19.6884 | 19.6884 | 21.2253 | 21.2253 | 21.2253 | 21.2253 | 21.2253 | 21.2253 | 21.2253 | 21.2253 | 21.2253 | 21.2253 | 21.2253 | 21.2253 | 21.2253 | 21.2253
|  | CALNE | FS |  |  |  |  | 21.6129 | 21.5956 | 21.5951 | 21.5946 | 21.5923 | 21.5837 | 21.5752 | 21.5609 | 21.546 | 21.5304 | 21.5142 | 21.4542 | 21.2989 | 20.6094 | 19.6866 | 19.6692 | 19.6688 | 19.6683 | 19.6675 | 19.666 | 19.6646 | 19.6583 | 19.6514 | 19.6438 | 19.6356 | 19.6145 | 19.4962 | 19.2329 | 21.2234 | 21.2061 | 21.2057 | 21.2052 | 21.2043 | 21.2029 | 21.2015 | 21.1952 | 21.1882 | 21.1807 | 21.1724 | 21.1513 | 21.0331 | 20.7697
BRAMLEY (FLEE) | CAMBERLEY MAIN | CAMBERLEY | MINIMUM HEADROOM | SU 86584 59452 | NO | NO | 0.711 | 90.0658 | 89.9455 | 89.9047 | 89.8483 | 89.7815 | 89.7054 | 89.6177 | 89.5495 | 89.4789 | 89.4063 | 89.3304 | 88.8706 | 87.8885 | 85.6129 | 88.9816 | 88.8613 | 88.8205 | 88.7641 | 88.6972 | 88.6212 | 88.5335 | 88.4653 | 88.3947 | 88.3221 | 88.2462 | 86.8788 | 85.1686 | 82.8121 | 89.0372 | 88.9099 | 88.8617 | 88.7923 | 88.7125 | 88.6238 | 88.5236 | 88.4424 | 88.3588 | 88.2736 | 88.1854 | 87.5582 | 85.8528 | 83.476
|  | CAMBERLEY | CT |  |  |  |  | 90.0658 | 90.0159 | 89.9774 | 89.9258 | 89.8626 | 89.7884 | 89.7012 | 89.6398 | 89.5757 | 89.5103 | 89.4428 | 89.0197 | 88.1256 | 86.1936 | 88.9816 | 88.9317 | 88.8932 | 88.8416 | 88.7784 | 88.7042 | 88.617 | 88.5556 | 88.4915 | 88.4261 | 88.3586 | 87.0567 | 85.4095 | 83.3972 | 89.0372 | 88.9806 | 88.9348 | 88.8704 | 88.7944 | 88.7078 | 88.6081 | 88.5336 | 88.4565 | 88.3786 | 88.2988 | 87.736 | 86.0934 | 84.0636
|  | CAMBERLEY | LW |  |  |  |  | 90.066 | 89.9455 | 89.9047 | 89.8483 | 89.7815 | 89.7054 | 89.6177 | 89.5495 | 89.4789 | 89.4063 | 89.3304 | 88.8706 | 87.8885 | 85.6129 | 88.9817 | 88.8613 | 88.8205 | 88.7641 | 88.6972 | 88.6212 | 88.5335 | 88.4653 | 88.3947 | 88.3221 | 88.2462 | 86.8788 | 85.1686 | 82.8121 | 89.0372 | 88.9099 | 88.8617 | 88.7923 | 88.7125 | 88.6238 | 88.5236 | 88.4424 | 88.3588 | 88.2736 | 88.1854 | 87.5582 | 85.8528 | 83.476
|  | CAMBERLEY | ST |  |  |  |  | 90.0679 | 90.0679 | 90.0679 | 90.0679 | 90.0679 | 90.0679 | 90.0679 | 90.0679 | 90.0679 | 90.0679 | 90.0679 | 90.0679 | 90.0679 | 90.0679 | 88.9837 | 88.9837 | 88.9837 | 88.9837 | 88.9837 | 88.9837 | 88.9837 | 88.9837 | 88.9837 | 88.9837 | 88.9837 | 88.9837 | 88.7396 | 88.1577 | 89.0497 | 89.0485 | 89.0473 | 89.0387 | 89.0301 | 89.0219 | 89.0137 | 89.0048 | 88.996 | 88.9876 | 88.9793 | 88.9404 | 88.9038 | 88.8368
|  | CAMBERLEY | FS |  |  |  |  | 90.066 | 90.0479 | 90.0474 | 90.0469 | 90.046 | 90.0445 | 90.043 | 90.0364 | 90.0292 | 90.0212 | 90.0126 | 89.9905 | 89.8683 | 89.5989 | 88.9818 | 88.9636 | 88.9632 | 88.9627 | 88.9618 | 88.9603 | 88.9588 | 88.9522 | 88.945 | 88.937 | 88.9284 | 88.9063 | 88.7841 | 88.5147 | 89.0488 | 89.0299 | 89.0286 | 89.0268 | 89.0232 | 89.0162 | 89.0092 | 88.9963 | 88.9827 | 88.9684 | 88.9535 | 88.9006 | 88.7496 | 88.4527
WILLESDEN GSP |  | CANAL BANK 11kV | MINIMUM HEADROOM | TQ 20927 83082 | NO | NO | 2.1642 | 47.3566 | 125.4459 | 125.4422 | 125.4372 | 125.4312 | 125.4242 | 125.4161 | 125.4097 | 125.4029 | 125.3959 | 125.3885 | 125.3417 | 125.2635 | 125.1089 | 51.4198 | 129.509 | 129.5054 | 129.5003 | 129.4944 | 129.4874 | 129.4792 | 129.4729 | 129.4661 | 129.4591 | 129.4517 | 129.4049 | 129.3267 | 129.1721 | 50.8303 | 128.9196 | 128.9159 | 128.9109 | 128.9049 | 128.8979 | 128.8898 | 128.8834 | 128.8766 | 128.8696 | 128.8622 | 128.8154 | 128.7372 | 128.5826
|  | CANAL BANK 11kV | CT |  |  |  |  | 47.3567 | 125.453 | 125.4501 | 125.4463 | 125.4416 | 125.4358 | 125.429 | 125.424 | 125.4187 | 125.4132 | 125.4075 | 125.3693 | 125.3021 | 125.1935 | 51.4198 | 129.5161 | 129.5133 | 129.5094 | 129.5047 | 129.499 | 129.4921 | 129.4872 | 129.4819 | 129.4764 | 129.4706 | 129.4324 | 129.3653 | 129.2567 | 50.8304 | 128.9266 | 128.9238 | 128.9199 | 128.9152 | 128.9095 | 128.9026 | 128.8977 | 128.8924 | 128.8869 | 128.8812 | 128.8429 | 128.7758 | 128.6672
|  | CANAL BANK 11kV | LW |  |  |  |  | 47.3567 | 125.4459 | 125.4422 | 125.4372 | 125.4312 | 125.4242 | 125.4161 | 125.4097 | 125.4029 | 125.3959 | 125.3885 | 125.3417 | 125.2635 | 125.1089 | 51.4198 | 129.509 | 129.5054 | 129.5003 | 129.4944 | 129.4874 | 129.4792 | 129.4729 | 129.4661 | 129.4591 | 129.4517 | 129.4049 | 129.3267 | 129.1721 | 50.8303 | 128.9196 | 128.9159 | 128.9109 | 128.9049 | 128.8979 | 128.8898 | 128.8834 | 128.8766 | 128.8696 | 128.8622 | 128.8154 | 128.7372 | 128.5826
|  | CANAL BANK 11kV | ST |  |  |  |  | 47.3568 | 125.4568 | 125.4568 | 125.4568 | 125.4568 | 125.4568 | 125.4568 | 125.4568 | 125.4568 | 125.4568 | 125.4568 | 125.4568 | 125.4568 | 125.4568 | 51.42 | 129.52 | 129.52 | 129.52 | 129.52 | 129.52 | 129.52 | 129.52 | 129.52 | 129.52 | 129.52 | 129.52 | 129.52 | 129.52 | 50.8305 | 128.9305 | 128.9305 | 128.9305 | 128.9305 | 128.9305 | 128.9305 | 128.9305 | 128.9305 | 128.9305 | 128.9305 | 128.9305 | 128.9305 | 128.9305
|  | CANAL BANK 11kV | FS |  |  |  |  | 47.3566 | 125.4548 | 125.4547 | 125.4547 | 125.4546 | 125.4544 | 125.4543 | 125.4536 | 125.4528 | 125.452 | 125.4511 | 125.4488 | 125.4358 | 125.4064 | 51.4198 | 129.5179 | 129.5179 | 129.5178 | 129.5177 | 129.5176 | 129.5174 | 129.5167 | 129.516 | 129.5152 | 129.5143 | 129.512 | 129.4989 | 129.4696 | 50.8303 | 128.9284 | 128.9284 | 128.9283 | 128.9282 | 128.9281 | 128.9279 | 128.9273 | 128.9265 | 128.9257 | 128.9248 | 128.9225 | 128.9094 | 128.8801
WILLESDEN GSP | ACTON LANE | CANAL BANK 6.6kV | MINIMUM HEADROOM | TQ 20927 83082 | YES | YES | 0 | 24.082 | 24.0782 | 24.0761 | 24.0728 | 24.0693 | 24.0655 | 24.0613 | 24.0575 | 24.0536 | 24.0496 | 24.0456 | 24.0142 | 23.8789 | 23.7245 | 24.0421 | 24.0394 | 24.0385 | 24.0373 | 24.0358 | 24.0341 | 24.0321 | 24.0305 | 24.0289 | 24.0272 | 24.0253 | 24.0138 | 23.845 | 23.6441 | 24.0824 | 24.0789 | 24.077 | 24.0741 | 24.071 | 24.0676 | 24.0638 | 24.0604 | 24.0569 | 24.0534 | 24.0498 | 23.9921 | 23.8128 | 23.6144
|  | CANAL BANK 6.6kV | CT |  |  |  |  | 24.0821 | 24.08 | 24.0781 | 24.0751 | 24.0719 | 24.0684 | 24.0646 | 24.0611 | 24.0576 | 24.054 | 24.0503 | 24.0223 | 23.8897 | 23.7465 | 24.0421 | 24.0412 | 24.0405 | 24.0395 | 24.0384 | 24.037 | 24.0353 | 24.0341 | 24.0328 | 24.0314 | 24.03 | 24.0206 | 23.8564 | 23.6666 | 24.0825 | 24.0807 | 24.079 | 24.0764 | 24.0736 | 24.0705 | 24.0671 | 24.064 | 24.0609 | 24.0577 | 24.0545 | 24.0007 | 23.8241 | 23.6369
|  | CANAL BANK 6.6kV | LW |  |  |  |  | 24.082 | 24.0782 | 24.0761 | 24.0728 | 24.0693 | 24.0655 | 24.0613 | 24.0575 | 24.0536 | 24.0496 | 24.0456 | 24.0142 | 23.8789 | 23.7245 | 24.0421 | 24.0394 | 24.0385 | 24.0373 | 24.0358 | 24.0341 | 24.0321 | 24.0305 | 24.0289 | 24.0272 | 24.0253 | 24.0138 | 23.845 | 23.6441 | 24.0824 | 24.0789 | 24.077 | 24.0741 | 24.071 | 24.0676 | 24.0638 | 24.0604 | 24.0569 | 24.0534 | 24.0498 | 23.9921 | 23.8128 | 23.6144
|  | CANAL BANK 6.6kV | ST |  |  |  |  | 24.0836 | 24.0833 | 24.083 | 24.0815 | 24.08 | 24.0785 | 24.0771 | 24.0755 | 24.074 | 24.0724 | 24.0709 | 24.0632 | 24.0555 | 24.0058 | 24.0421 | 24.0421 | 24.0421 | 24.0421 | 24.0421 | 24.0421 | 24.0421 | 24.0421 | 24.0421 | 24.0421 | 24.0421 | 24.0421 | 24.0421 | 24.0038 | 24.0837 | 24.0835 | 24.0832 | 24.082 | 24.0808 | 24.0796 | 24.0784 | 24.0772 | 24.0759 | 24.0747 | 24.0735 | 24.0672 | 24.061 | 23.9698
|  | CANAL BANK 6.6kV | FS |  |  |  |  | 24.0836 | 24.0829 | 24.0826 | 24.0823 | 24.0817 | 24.0807 | 24.0798 | 24.0785 | 24.0772 | 24.076 | 24.0747 | 24.0687 | 24.0602 | 24.0476 | 24.0421 | 24.0416 | 24.0416 | 24.0416 | 24.0415 | 24.0415 | 24.0415 | 24.0413 | 24.0411 | 24.0409 | 24.0407 | 24.0401 | 24.0369 | 24.0297 | 24.0837 | 24.0831 | 24.0828 | 24.0825 | 24.0821 | 24.0813 | 24.0805 | 24.0794 | 24.0784 | 24.0773 | 24.0762 | 24.0713 | 24.0638 | 24.0522
COWLEY GSP | WITNEY BSP | CARTERTON | MINIMUM HEADROOM | SP 28261 07823 | NO | YES | 10.8242 | 25.6997 | 25.6065 | 25.5746 | 25.5305 | 25.4783 | 25.4184 | 25.3492 | 25.2953 | 25.239 | 25.181 | 25.1194 | 24.7418 | 24.1333 | 22.1866 | 23.5905 | 23.3611 | 23.1752 | 22.8946 | 22.5935 | 22.2791 | 21.9396 | 21.6115 | 21.2852 | 20.965 | 20.6417 | 19.0896 | 17.3308 | 15.0185 | 25.1548 | 25.0532 | 24.9711 | 24.7251 | 24.4603 | 24.1831 | 23.8831 | 23.5951 | 23.3083 | 23.0264 | 22.7413 | 21.2449 | 19.5197 | 17.2406
|  | CARTERTON | CT |  |  |  |  | 25.6997 | 25.6616 | 25.6321 | 25.5927 | 25.5448 | 25.4881 | 25.4213 | 25.3738 | 25.3239 | 25.2727 | 25.2197 | 24.8834 | 24.3281 | 22.8743 | 23.5988 | 23.439 | 23.2701 | 23.0079 | 22.7239 | 22.4227 | 22.0957 | 21.7695 | 21.445 | 21.1335 | 20.827 | 19.3551 | 17.7142 | 15.7585 | 25.1548 | 25.1096 | 25.0605 | 24.831 | 24.5814 | 24.316 | 24.027 | 23.7415 | 23.4571 | 23.1836 | 22.9142 | 21.5067 | 19.8976 | 17.9733
|  | CARTERTON | LW |  |  |  |  | 25.7006 | 25.6065 | 25.5746 | 25.5305 | 25.4783 | 25.4184 | 25.3492 | 25.2953 | 25.239 | 25.181 | 25.1194 | 24.7418 | 24.1333 | 22.1866 | 23.5905 | 23.3611 | 23.1752 | 22.8946 | 22.5935 | 22.2791 | 21.9396 | 21.6115 | 21.2852 | 20.965 | 20.6417 | 19.0896 | 17.3308 | 15.0185 | 25.1551 | 25.0532 | 24.9711 | 24.7251 | 24.4603 | 24.1831 | 23.8831 | 23.5951 | 23.3083 | 23.0264 | 22.7413 | 21.2449 | 19.5197 | 17.2406
|  | CARTERTON | ST |  |  |  |  | 25.7021 | 25.7021 | 25.7021 | 25.7021 | 25.7021 | 25.7021 | 25.7021 | 25.7021 | 25.7021 | 25.7021 | 25.7021 | 25.7021 | 25.7021 | 25.7021 | 23.7411 | 23.6993 | 23.6524 | 23.5067 | 23.3561 | 23.2041 | 23.048 | 22.878 | 22.7093 | 22.5483 | 22.3915 | 21.6674 | 20.9957 | 20.333 | 25.1653 | 25.1628 | 25.1601 | 25.1517 | 25.143 | 25.0144 | 24.8812 | 24.736 | 24.5919 | 24.4545 | 24.3206 | 23.7023 | 23.1234 | 22.48
|  | CARTERTON | FS |  |  |  |  | 25.7005 | 25.6857 | 25.6853 | 25.6849 | 25.6841 | 25.6829 | 25.6817 | 25.6763 | 25.6704 | 25.6639 | 25.6568 | 25.6387 | 25.5378 | 25.314 | 23.7676 | 23.7284 | 23.7021 | 23.6688 | 23.6154 | 23.5262 | 23.4373 | 23.3336 | 23.2289 | 23.1232 | 23.0165 | 22.5168 | 21.9693 | 21.3043 | 25.1653 | 25.149 | 25.1472 | 25.1448 | 25.1411 | 25.1348 | 25.1285 | 25.1174 | 25.031 | 24.9398 | 24.8476 | 24.4183 | 23.9361 | 23.3355
AXMINSTER | YEOVIL BSP | CASTLE CARY | MINIMUM HEADROOM | ST 64534 31039 | NO | YES | 0.19368 | 15.5107 | 15.4436 | 15.3915 | 15.3111 | 15.2257 | 15.1371 | 15.0421 | 14.9494 | 14.8574 | 14.7662 | 14.6748 | 14.2221 | 13.7014 | 13.0013 | 14.7889 | 14.7153 | 14.6559 | 14.5641 | 14.4667 | 14.366 | 14.2584 | 14.1526 | 14.0476 | 13.9438 | 13.8399 | 13.3293 | 12.7518 | 11.9956 | 14.9991 | 14.9267 | 14.8686 | 14.7788 | 14.6834 | 14.5849 | 14.4795 | 14.376 | 14.2733 | 14.1717 | 14.0699 | 13.5695 | 13.0019 | 12.2555
|  | CASTLE CARY | CT |  |  |  |  | 15.5123 | 15.4657 | 15.4178 | 15.3415 | 15.2601 | 15.1744 | 15.0827 | 14.9916 | 14.9011 | 14.8132 | 14.7261 | 14.2957 | 13.8055 | 13.2144 | 14.7907 | 14.7381 | 14.6834 | 14.5961 | 14.5031 | 14.4056 | 14.3017 | 14.1973 | 14.0938 | 13.9934 | 13.894 | 13.4073 | 12.8627 | 12.2175 | 15.0009 | 14.9494 | 14.8959 | 14.8105 | 14.7195 | 14.6241 | 14.5223 | 14.4203 | 14.319 | 14.2208 | 14.1236 | 13.6467 | 13.1116 | 12.4759
|  | CASTLE CARY | LW |  |  |  |  | 15.5107 | 15.4436 | 15.3915 | 15.3111 | 15.2257 | 15.1371 | 15.0421 | 14.9494 | 14.8574 | 14.7662 | 14.6748 | 14.2221 | 13.7014 | 13.0013 | 14.7889 | 14.7153 | 14.6559 | 14.5641 | 14.4667 | 14.366 | 14.2584 | 14.1526 | 14.0476 | 13.9438 | 13.8399 | 13.3293 | 12.7518 | 11.9956 | 14.9991 | 14.9267 | 14.8686 | 14.7788 | 14.6834 | 14.5849 | 14.4795 | 14.376 | 14.2733 | 14.1717 | 14.0699 | 13.5695 | 13.0019 | 12.2555
|  | CASTLE CARY | ST |  |  |  |  | 15.5556 | 15.5459 | 15.534 | 15.491 | 15.4474 | 15.4042 | 15.36 | 15.3117 | 15.264 | 15.2177 | 15.1727 | 14.9621 | 14.7635 | 14.5678 | 14.8415 | 14.8301 | 14.8161 | 14.7657 | 14.7145 | 14.6637 | 14.6118 | 14.5551 | 14.4991 | 14.4447 | 14.392 | 14.1447 | 13.9115 | 13.6818 | 15.0504 | 15.0393 | 15.0257 | 14.9765 | 14.9267 | 14.8772 | 14.8267 | 14.7714 | 14.7169 | 14.6639 | 14.6126 | 14.3717 | 14.1446 | 13.9208
|  | CASTLE CARY | FS |  |  |  |  | 15.5617 | 15.5506 | 15.544 | 15.5346 | 15.5189 | 15.4919 | 15.4649 | 15.4335 | 15.4019 | 15.3703 | 15.3387 | 15.1889 | 15.0195 | 14.8138 | 14.8487 | 14.8365 | 14.8288 | 14.8178 | 14.7994 | 14.7678 | 14.7362 | 14.6995 | 14.6628 | 14.6261 | 14.5894 | 14.4145 | 14.2213 | 13.9923 | 15.0575 | 15.0454 | 15.0379 | 15.0272 | 15.0093 | 14.9784 | 14.9476 | 14.9119 | 14.8761 | 14.8403 | 14.8044 | 14.6339 | 14.4449 | 14.2201
LALEHAM | STAINES | CAUSEWAY | MINIMUM HEADROOM | TQ 02763 71680 | NO | YES | 0.35579 | 60.2639 | 60.1809 | 60.1528 | 60.1139 | 60.0679 | 60.0152 | 59.9544 | 59.9071 | 59.8578 | 59.8071 | 59.754 | 59.321 | 57.6363 | 55.4751 | 59.3331 | 59.2409 | 59.2023 | 59.1476 | 59.0848 | 59.0148 | 58.9353 | 58.6462 | 58.2657 | 57.8933 | 57.519 | 55.7798 | 53.8862 | 51.5183 | 60.4162 | 60.3238 | 60.2848 | 60.2296 | 60.1663 | 60.0958 | 59.7974 | 59.4138 | 59.0332 | 58.6607 | 58.2862 | 56.5466 | 54.6526 | 52.2842
|  | CAUSEWAY | CT |  |  |  |  | 60.2639 | 60.2303 | 60.2046 | 60.1699 | 60.1276 | 60.0776 | 60.0186 | 59.977 | 59.9333 | 59.8886 | 59.8424 | 59.5497 | 58.0178 | 56.1803 | 59.3337 | 59.2921 | 59.2568 | 59.2075 | 59.1495 | 59.0829 | 59.0059 | 58.8263 | 58.4459 | 58.0823 | 57.7266 | 56.0725 | 54.3073 | 52.2761 | 60.4168 | 60.3749 | 60.3394 | 60.2897 | 60.2311 | 60.164 | 59.9764 | 59.5939 | 59.2134 | 58.8497 | 58.4939 | 56.8394 | 55.0737 | 53.0422
|  | CAUSEWAY | LW |  |  |  |  | 60.2639 | 60.1809 | 60.1528 | 60.1139 | 60.0679 | 60.0152 | 59.9544 | 59.9071 | 59.8578 | 59.8071 | 59.754 | 59.321 | 57.6363 | 55.4751 | 59.3331 | 59.2409 | 59.2023 | 59.1476 | 59.0848 | 59.0148 | 58.9353 | 58.6462 | 58.2657 | 57.8933 | 57.519 | 55.7798 | 53.8862 | 51.5183 | 60.4162 | 60.3238 | 60.2848 | 60.2296 | 60.1663 | 60.0958 | 59.7974 | 59.4138 | 59.0332 | 58.6607 | 58.2862 | 56.5466 | 54.6526 | 52.2842
|  | CAUSEWAY | ST |  |  |  |  | 60.2653 | 60.2653 | 60.2653 | 60.2653 | 60.2653 | 60.2653 | 60.2653 | 60.2653 | 60.2653 | 60.2653 | 60.2653 | 60.2653 | 60.2653 | 60.2653 | 59.3435 | 59.3403 | 59.3367 | 59.3271 | 59.3171 | 59.3068 | 59.2963 | 59.2848 | 59.2733 | 59.2624 | 59.2518 | 58.573 | 57.7718 | 56.9783 | 60.4232 | 60.4232 | 60.4198 | 60.4099 | 60.3996 | 60.3891 | 60.3782 | 60.3663 | 60.3545 | 60.3433 | 60.2087 | 59.3405 | 58.539 | 57.7452
|  | CAUSEWAY | FS |  |  |  |  | 60.2639 | 60.251 | 60.2507 | 60.2503 | 60.2497 | 60.2486 | 60.2476 | 60.2429 | 60.2377 | 60.2321 | 60.226 | 60.2103 | 60.1231 | 59.93 | 59.3444 | 59.3296 | 59.3274 | 59.3246 | 59.3204 | 59.3137 | 59.3072 | 59.2964 | 59.2851 | 59.2732 | 59.2608 | 59.2149 | 59.0998 | 58.441 | 60.4218 | 60.4089 | 60.4086 | 60.4079 | 60.4035 | 60.3967 | 60.39 | 60.379 | 60.3675 | 60.3554 | 60.3429 | 60.296 | 59.8931 | 59.2085
BRAMLEY (FLEE) | READING TOWN BSP | CAVERSHAM | MINIMUM HEADROOM | SU 71512 75747 | NO | YES | 0.53474 | 33.1826 | 33.0264 | 32.9675 | 32.8826 | 32.7851 | 32.6774 | 32.5562 | 32.4583 | 32.3581 | 32.2562 | 32.1509 | 31.5375 | 29.9652 | 27.6201 | 32.0473 | 31.8938 | 31.8377 | 31.637 | 31.3373 | 31.0352 | 30.7239 | 30.4279 | 30.1339 | 29.8436 | 29.5544 | 28.0713 | 26.2889 | 23.7709 | 32.6101 | 32.4622 | 32.4122 | 32.1991 | 31.9026 | 31.6036 | 31.2953 | 31.0025 | 30.7115 | 30.4242 | 30.1379 | 28.6686 | 26.8997 | 24.3946
|  | CAVERSHAM | CT |  |  |  |  | 33.1826 | 33.1141 | 33.0589 | 32.981 | 32.8893 | 32.7854 | 32.6664 | 32.5777 | 32.4866 | 32.3947 | 32.3008 | 31.7387 | 30.2639 | 28.3341 | 32.0473 | 31.9814 | 31.9289 | 31.7429 | 31.4506 | 31.1541 | 30.8466 | 30.5591 | 30.2742 | 29.9947 | 29.7185 | 28.2962 | 26.5952 | 24.494 | 32.6101 | 32.5496 | 32.5031 | 32.3049 | 32.0158 | 31.7223 | 31.4178 | 31.1334 | 30.8516 | 30.575 | 30.3018 | 28.8931 | 27.2054 | 25.117
|  | CAVERSHAM | LW |  |  |  |  | 33.1826 | 33.0264 | 32.9675 | 32.8826 | 32.7851 | 32.6774 | 32.5562 | 32.4583 | 32.3581 | 32.2562 | 32.1509 | 31.5375 | 29.9652 | 27.6201 | 32.0473 | 31.8938 | 31.8377 | 31.637 | 31.3373 | 31.0352 | 30.7239 | 30.4279 | 30.1339 | 29.8436 | 29.5544 | 28.0713 | 26.2889 | 23.7709 | 32.6102 | 32.4622 | 32.4122 | 32.1991 | 31.9026 | 31.6036 | 31.2953 | 31.0025 | 30.7115 | 30.4242 | 30.1379 | 28.6686 | 26.8997 | 24.3946
|  | CAVERSHAM | ST |  |  |  |  | 33.198 | 33.1969 | 33.1958 | 33.1855 | 33.1752 | 33.1654 | 33.1559 | 33.1456 | 33.1356 | 33.1259 | 33.1166 | 33.0737 | 33.0342 | 32.9972 | 32.0586 | 32.0579 | 32.0571 | 32.0501 | 32.0431 | 32.0364 | 31.9566 | 31.8106 | 31.6688 | 31.5324 | 31.4004 | 30.7941 | 30.2359 | 29.7121 | 32.6126 | 32.6126 | 32.6126 | 32.6126 | 32.6126 | 32.6126 | 32.5179 | 32.3741 | 32.2344 | 32.1 | 31.97 | 31.3726 | 30.8226 | 30.3065
|  | CAVERSHAM | FS |  |  |  |  | 33.1975 | 33.176 | 33.1747 | 33.1729 | 33.1687 | 33.1605 | 33.1523 | 33.1373 | 33.1215 | 33.105 | 33.0878 | 33.0265 | 32.8549 | 32.5196 | 32.0576 | 32.0364 | 32.0353 | 32.0338 | 32.0307 | 32.0245 | 32.0184 | 32.0058 | 31.9924 | 31.939 | 31.8246 | 31.2906 | 30.6883 | 29.9548 | 32.6104 | 32.5897 | 32.5892 | 32.5885 | 32.5875 | 32.5858 | 32.5841 | 32.5766 | 32.5683 | 32.4998 | 32.387 | 31.8605 | 31.265 | 30.5378
MANNINGTON GSP | BOURNEMOUTH | CENTRAL | MINIMUM HEADROOM | SZ 10293 91931 | NO | NO | 0.16 | 38.0073 | 37.8417 | 37.7759 | 37.6786 | 37.5679 | 37.443 | 37.3017 | 37.1836 | 37.06 | 36.9326 | 36.7995 | 35.2132 | 32.9051 | 29.4423 | 36.2581 | 36.1032 | 36.0507 | 35.9779 | 35.8917 | 35.7908 | 35.6731 | 35.5805 | 35.4822 | 35.3801 | 35.2723 | 34.5859 | 32.8037 | 29.1251 | 37.816 | 37.6611 | 37.6086 | 37.5358 | 37.4496 | 37.3487 | 37.231 | 37.1384 | 37.0401 | 36.938 | 36.8301 | 36.1438 | 33.7345 | 30.0966
|  | CENTRAL | CT |  |  |  |  | 38.0076 | 37.9453 | 37.892 | 37.8137 | 37.7233 | 37.6186 | 37.4981 | 37.4031 | 37.3021 | 37.1983 | 37.0907 | 35.6409 | 33.5076 | 30.7339 | 36.2589 | 36.2068 | 36.1668 | 36.113 | 36.0472 | 35.9664 | 35.8695 | 35.8 | 35.7244 | 35.6459 | 35.5634 | 35.0115 | 33.4068 | 30.4162 | 37.8168 | 37.7647 | 37.7247 | 37.6709 | 37.6051 | 37.5243 | 37.4274 | 37.3579 | 37.2822 | 37.2038 | 37.1213 | 36.5694 | 34.3376 | 31.3878
|  | CENTRAL | LW |  |  |  |  | 38.0073 | 37.8417 | 37.7759 | 37.6786 | 37.5679 | 37.443 | 37.3017 | 37.1836 | 37.06 | 36.9326 | 36.7995 | 35.2132 | 32.9051 | 29.4423 | 36.2585 | 36.1032 | 36.0507 | 35.9779 | 35.8917 | 35.7908 | 35.6731 | 35.5805 | 35.4822 | 35.3801 | 35.2723 | 34.5859 | 32.8037 | 29.1251 | 37.8164 | 37.6611 | 37.6086 | 37.5358 | 37.4496 | 37.3487 | 37.231 | 37.1384 | 37.0401 | 36.938 | 36.8301 | 36.1438 | 33.7345 | 30.0966
|  | CENTRAL | ST |  |  |  |  | 38.0258 | 38.0246 | 38.0235 | 38.0104 | 37.9958 | 37.9794 | 37.9632 | 37.9453 | 37.9276 | 37.91 | 37.8926 | 37.8056 | 37.3748 | 36.6374 | 36.2611 | 36.2611 | 36.2611 | 36.2611 | 36.2611 | 36.2611 | 36.2611 | 36.2611 | 36.2611 | 36.2611 | 36.2611 | 36.2611 | 36.2611 | 36.2611 | 37.8189 | 37.8189 | 37.8189 | 37.8189 | 37.8189 | 37.8189 | 37.8189 | 37.8189 | 37.8189 | 37.8189 | 37.8189 | 37.8189 | 37.8189 | 37.6016
|  | CENTRAL | FS |  |  |  |  | 38.0216 | 37.993 | 37.9912 | 37.9886 | 37.9826 | 37.9706 | 37.9571 | 37.9328 | 37.9076 | 37.8814 | 37.8543 | 37.7519 | 37.4888 | 36.7224 | 36.2581 | 36.2304 | 36.2297 | 36.2289 | 36.2275 | 36.2253 | 36.223 | 36.2129 | 36.2019 | 36.1897 | 36.1766 | 36.1428 | 35.9503 | 35.516 | 37.816 | 37.7883 | 37.7876 | 37.7868 | 37.7854 | 37.7832 | 37.7809 | 37.7708 | 37.7598 | 37.7476 | 37.7345 | 37.7007 | 37.5081 | 37.0739
NURSLING GSP | SOUTHAMPTON (2 X 60) | CENTRAL BRIDGE | MINIMUM HEADROOM | SU 42591 11255 | NO | YES | 0.37368 | 45.9466 | 45.8837 | 45.8515 | 45.8056 | 45.7083 | 45.5838 | 45.4459 | 45.3149 | 45.1033 | 44.8626 | 44.6193 | 43.4277 | 42.1 | 40.4268 | 44.3923 | 44.3363 | 44.3124 | 44.2786 | 44.2396 | 44.1957 | 44.1454 | 44.1031 | 44.0594 | 44.0148 | 43.9684 | 42.9766 | 41.4738 | 39.6207 | 45.537 | 45.4797 | 45.4542 | 45.4181 | 45.3768 | 45.3303 | 45.2772 | 45.2321 | 45.1177 | 44.8436 | 44.5667 | 43.2753 | 41.8652 | 40.1094
|  | CENTRAL BRIDGE | CT |  |  |  |  | 45.9479 | 45.9186 | 45.8913 | 45.8521 | 45.7818 | 45.6667 | 45.5377 | 45.4112 | 45.2407 | 45.0085 | 44.7806 | 43.6694 | 42.4511 | 41.0426 | 44.3929 | 44.3698 | 44.3498 | 44.3217 | 44.2886 | 44.2502 | 44.2053 | 44.1689 | 44.1309 | 44.0928 | 44.0538 | 43.2162 | 41.8597 | 40.2832 | 45.5378 | 45.5134 | 45.4921 | 45.4619 | 45.4266 | 45.3856 | 45.3381 | 45.2988 | 45.258 | 45.001 | 44.741 | 43.5276 | 42.2324 | 40.7467
|  | CENTRAL BRIDGE | LW |  |  |  |  | 45.9466 | 45.8837 | 45.8515 | 45.8056 | 45.7083 | 45.5838 | 45.4459 | 45.3149 | 45.1033 | 44.8626 | 44.6193 | 43.4277 | 42.1 | 40.4268 | 44.3923 | 44.3363 | 44.3124 | 44.2786 | 44.2396 | 44.1957 | 44.1454 | 44.1031 | 44.0594 | 44.0148 | 43.9684 | 42.9766 | 41.4738 | 39.6207 | 45.537 | 45.4797 | 45.4542 | 45.4181 | 45.3768 | 45.3303 | 45.2772 | 45.2321 | 45.1177 | 44.8436 | 44.5667 | 43.2753 | 41.8652 | 40.1094
|  | CENTRAL BRIDGE | ST |  |  |  |  | 45.9597 | 45.9545 | 45.9487 | 45.9351 | 45.9208 | 45.9061 | 45.8907 | 45.8329 | 45.7719 | 45.7136 | 45.6562 | 45.2597 | 44.7258 | 44.1534 | 44.3988 | 44.3964 | 44.3937 | 44.3874 | 44.3807 | 44.3739 | 44.3668 | 44.359 | 44.3512 | 44.3437 | 44.3364 | 44.3021 | 44.1199 | 43.6826 | 45.5447 | 45.5418 | 45.5385 | 45.5309 | 45.5228 | 45.5145 | 45.5058 | 45.4963 | 45.4868 | 45.4777 | 45.4688 | 45.2593 | 44.64 | 44.0178
|  | CENTRAL BRIDGE | FS |  |  |  |  | 45.9614 | 45.9499 | 45.9466 | 45.9426 | 45.9368 | 45.928 | 45.9194 | 45.9073 | 45.895 | 45.8822 | 45.869 | 45.7129 | 45.5027 | 45.1475 | 44.3991 | 44.3892 | 44.3875 | 44.3856 | 44.3826 | 44.3782 | 44.3738 | 44.3665 | 44.359 | 44.3511 | 44.3428 | 44.3119 | 44.2337 | 44.082 | 45.5453 | 45.5351 | 45.5331 | 45.5308 | 45.5273 | 45.5221 | 45.5168 | 45.5087 | 45.5003 | 45.4914 | 45.4822 | 45.4469 | 45.3645 | 45.1654
CHICKERELL GSP | CHICKERELL BSP | CERNE ABBAS | MINIMUM HEADROOM | ST 66140 01039 | YES | YES | 0.0063158 | 3.0204 | 4.4088 | 4.4014 | 4.3892 | 4.3766 | 4.3632 | 4.3494 | 4.3357 | 4.3221 | 4.3085 | 4.2949 | 4.2258 | 4.1439 | 4.028 | 2.7742 | 4.1613 | 4.1524 | 4.1378 | 4.1228 | 4.107 | 4.0908 | 4.0745 | 4.0582 | 4.042 | 4.0258 | 3.945 | 3.8517 | 3.7247 | 2.8374 | 4.2246 | 4.2157 | 4.2011 | 4.1862 | 4.1703 | 4.1542 | 4.1379 | 4.1216 | 4.1055 | 4.0894 | 4.0087 | 3.9155 | 3.7887
|  | CERNE ABBAS | CT |  |  |  |  | 3.0204 | 4.4126 | 4.4052 | 4.3932 | 4.3807 | 4.3674 | 4.3536 | 4.3402 | 4.3268 | 4.3135 | 4.3003 | 4.2344 | 4.1546 | 4.0555 | 2.7742 | 4.1651 | 4.1563 | 4.1418 | 4.127 | 4.1112 | 4.095 | 4.0789 | 4.0629 | 4.047 | 4.0313 | 3.9539 | 3.8627 | 3.7526 | 2.8374 | 4.2283 | 4.2195 | 4.2051 | 4.1903 | 4.1745 | 4.1584 | 4.1423 | 4.1263 | 4.1105 | 4.0948 | 4.0176 | 3.9266 | 3.8167
|  | CERNE ABBAS | LW |  |  |  |  | 3.0204 | 4.4088 | 4.4014 | 4.3892 | 4.3766 | 4.3632 | 4.3494 | 4.3357 | 4.3221 | 4.3085 | 4.2949 | 4.2258 | 4.1439 | 4.028 | 2.7742 | 4.1613 | 4.1524 | 4.1378 | 4.1228 | 4.107 | 4.0908 | 4.0745 | 4.0582 | 4.042 | 4.0258 | 3.945 | 3.8517 | 3.7247 | 2.8374 | 4.2246 | 4.2157 | 4.2011 | 4.1862 | 4.1703 | 4.1542 | 4.1379 | 4.1216 | 4.1055 | 4.0894 | 4.0087 | 3.9155 | 3.7887
|  | CERNE ABBAS | ST |  |  |  |  | 3.0289 | 4.4286 | 4.4277 | 4.4208 | 4.414 | 4.4075 | 4.4011 | 4.3944 | 4.3879 | 4.3814 | 4.3752 | 4.3456 | 4.3174 | 4.2904 | 2.7849 | 4.1846 | 4.1834 | 4.1747 | 4.1661 | 4.1579 | 4.1498 | 4.1413 | 4.133 | 4.1249 | 4.117 | 4.0795 | 4.0438 | 4.0097 | 2.8481 | 4.2478 | 4.2466 | 4.2379 | 4.2294 | 4.2211 | 4.2131 | 4.2046 | 4.1963 | 4.1882 | 4.1804 | 4.143 | 4.1074 | 4.0734
|  | CERNE ABBAS | FS |  |  |  |  | 3.0294 | 4.4283 | 4.428 | 4.4275 | 4.4254 | 4.4215 | 4.4177 | 4.4131 | 4.4085 | 4.4039 | 4.3993 | 4.3778 | 4.3524 | 4.3204 | 2.7856 | 4.1844 | 4.1841 | 4.1835 | 4.1808 | 4.176 | 4.1711 | 4.1654 | 4.1597 | 4.154 | 4.1483 | 4.1213 | 4.0909 | 4.0543 | 2.8488 | 4.2476 | 4.2473 | 4.2467 | 4.244 | 4.2392 | 4.2344 | 4.2287 | 4.223 | 4.2173 | 4.2116 | 4.1847 | 4.1543 | 4.1178
IVER 132KV | CHALVEY BSP | CHALVEY | MINIMUM HEADROOM | SU 96669 79364 | NO | NO | 6.474 | 88.3723 | 88.1313 | 88.0287 | 87.8836 | 87.7167 | 87.5285 | 87.3138 | 87.1331 | 86.9462 | 86.7559 | 86.5581 | 85.1957 | 80.8822 | 75.0851 | 85.4485 | 85.2213 | 85.1296 | 85.0006 | 84.851 | 84.6809 | 84.4856 | 84.3247 | 84.1574 | 83.986 | 83.8074 | 80.6297 | 75.9137 | 69.655 | 87.1958 | 86.9806 | 86.9077 | 86.8066 | 86.6648 | 86.486 | 86.2815 | 86.1112 | 85.9346 | 85.7542 | 85.2102 | 81.0737 | 76.3773 | 70.1194
|  | CHALVEY | CT |  |  |  |  | 88.3747 | 88.2748 | 88.189 | 88.068 | 87.9259 | 87.7609 | 87.569 | 87.4137 | 87.2515 | 87.0887 | 86.9222 | 85.9333 | 82.0835 | 77.3114 | 85.4491 | 85.363 | 85.2868 | 85.1809 | 85.0551 | 84.9072 | 84.734 | 84.5988 | 84.4566 | 84.3126 | 84.1645 | 81.5118 | 77.1883 | 72.0054 | 87.1964 | 87.1192 | 87.0597 | 86.9799 | 86.8713 | 86.7153 | 86.5332 | 86.3884 | 86.2367 | 86.0838 | 85.8185 | 81.9535 | 77.6483 | 72.4674
|  | CHALVEY | LW |  |  |  |  | 88.3723 | 88.1313 | 88.0287 | 87.8836 | 87.7167 | 87.5285 | 87.3138 | 87.1331 | 86.9462 | 86.7559 | 86.5581 | 85.1957 | 80.8822 | 75.0851 | 85.4488 | 85.2213 | 85.1296 | 85.0006 | 84.851 | 84.6809 | 84.4856 | 84.3247 | 84.1574 | 83.986 | 83.8074 | 80.6297 | 75.9137 | 69.655 | 87.1961 | 86.9806 | 86.9077 | 86.8066 | 86.6648 | 86.486 | 86.2815 | 86.1112 | 85.9346 | 85.7542 | 85.2102 | 81.0737 | 76.3773 | 70.1194
|  | CHALVEY | ST |  |  |  |  | 88.4012 | 88.392 | 88.3817 | 88.3549 | 88.3268 | 88.2981 | 88.2682 | 88.2355 | 88.2029 | 88.1716 | 88.141 | 87.9984 | 87.8644 | 87.7297 | 85.4523 | 85.4523 | 85.4523 | 85.4432 | 85.4254 | 85.4072 | 85.3883 | 85.3675 | 85.3469 | 85.3271 | 85.3076 | 85.2173 | 85.1324 | 83.5677 | 87.1997 | 87.1997 | 87.1997 | 87.1997 | 87.1997 | 87.1997 | 87.1997 | 87.1823 | 87.156 | 87.1308 | 87.106 | 86.9908 | 85.8637 | 84.0077
|  | CHALVEY | FS |  |  |  |  | 88.4017 | 88.3596 | 88.3531 | 88.3453 | 88.3332 | 88.314 | 88.2948 | 88.2633 | 88.2304 | 88.1961 | 88.1603 | 88.0267 | 87.6887 | 87.0342 | 85.4485 | 85.4116 | 85.4108 | 85.4097 | 85.4079 | 85.3999 | 85.3866 | 85.3618 | 85.3356 | 85.3079 | 85.2788 | 85.1778 | 84.8708 | 84.2479 | 87.1958 | 87.159 | 87.1581 | 87.157 | 87.1552 | 87.1522 | 87.1492 | 87.1359 | 87.1212 | 87.1051 | 87.0876 | 86.9836 | 86.6618 | 86.0239
NURSLING GSP | VELMORE BSP | CHANDLERS FORD | MINIMUM HEADROOM | SU 43494 21552 | NO | YES | 0.30947 | 34.1844 | 34.0304 | 33.9691 | 33.8816 | 33.7813 | 33.6701 | 33.5448 | 33.442 | 33.3369 | 33.2302 | 33.1202 | 31.7021 | 29.7148 | 26.9827 | 33.225 | 33.0748 | 33.0176 | 32.9367 | 32.8431 | 32.7389 | 32.3913 | 31.9904 | 31.5928 | 31.2029 | 30.8128 | 28.9098 | 26.7329 | 23.8171 | 33.5723 | 33.43 | 33.2 | 32.844 | 32.4679 | 32.0799 | 31.6692 | 31.273 | 30.88 | 30.4946 | 30.109 | 28.2261 | 26.0688 | 23.1719
|  | CHANDLERS FORD | CT |  |  |  |  | 34.1848 | 34.1159 | 34.059 | 33.9789 | 33.8848 | 33.7779 | 33.6551 | 33.561 | 33.4644 | 33.3675 | 33.2688 | 31.9925 | 30.1191 | 27.8343 | 33.2253 | 33.1598 | 33.1067 | 33.033 | 32.9454 | 32.8451 | 32.5702 | 32.1755 | 31.7839 | 31.4054 | 31.0334 | 29.2165 | 27.1617 | 24.7008 | 33.5723 | 33.5141 | 33.3203 | 32.9825 | 32.6233 | 32.2478 | 31.847 | 31.4571 | 31.0701 | 30.6961 | 30.3284 | 28.5311 | 26.495 | 24.0523
|  | CHANDLERS FORD | LW |  |  |  |  | 34.1844 | 34.0304 | 33.9691 | 33.8816 | 33.7813 | 33.6701 | 33.5448 | 33.442 | 33.3369 | 33.2302 | 33.1202 | 31.7021 | 29.7148 | 26.9827 | 33.225 | 33.0748 | 33.0176 | 32.9367 | 32.8431 | 32.7389 | 32.3913 | 31.9904 | 31.5928 | 31.2029 | 30.8128 | 28.9098 | 26.7329 | 23.8171 | 33.5724 | 33.43 | 33.2 | 32.844 | 32.4679 | 32.0799 | 31.6692 | 31.273 | 30.88 | 30.4946 | 30.109 | 28.2261 | 26.0688 | 23.1719
|  | CHANDLERS FORD | ST |  |  |  |  | 34.2012 | 34.1983 | 34.1951 | 34.182 | 34.1687 | 34.1555 | 34.1423 | 34.1278 | 34.1136 | 34.1001 | 34.0869 | 34.0268 | 33.9719 | 33.431 | 33.2373 | 33.2353 | 33.2331 | 33.2242 | 33.2151 | 33.2061 | 33.1971 | 33.1872 | 33.1776 | 33.1683 | 33.0698 | 32.2206 | 31.4437 | 30.6927 | 33.5747 | 33.5747 | 33.5747 | 33.5747 | 33.4848 | 33.3014 | 33.1171 | 32.9156 | 32.718 | 32.5289 | 32.3456 | 31.5088 | 30.7433 | 30.0034
|  | CHANDLERS FORD | FS |  |  |  |  | 34.2016 | 34.1793 | 34.1769 | 34.1739 | 34.1684 | 34.1588 | 34.1492 | 34.1328 | 34.1156 | 34.0975 | 34.0788 | 34.0099 | 33.8316 | 33.4888 | 33.2369 | 33.2151 | 33.2133 | 33.211 | 33.207 | 33.1999 | 33.1928 | 33.1792 | 33.1649 | 33.1497 | 33.1338 | 33.0789 | 32.4346 | 31.59 | 33.5726 | 33.5519 | 33.5514 | 33.5508 | 33.5498 | 33.5481 | 33.5464 | 33.4477 | 33.3143 | 33.1798 | 33.0452 | 32.4105 | 31.7164 | 30.8796
NURSLING GSP | SOUTHAMPTON (2 X 60) | CHAPEL | MINIMUM HEADROOM | SU 42849 11983 | NO | YES | 0.0052632 | 18.2787 | 18.2439 | 18.2283 | 18.2057 | 18.18 | 18.1512 | 18.1185 | 18.0904 | 18.0526 | 18.0015 | 17.898 | 17.33 | 16.6034 | 15.6477 | 17.8152 | 17.7854 | 17.7753 | 17.7613 | 17.7447 | 17.7253 | 17.7025 | 17.6846 | 17.6656 | 17.6458 | 17.6249 | 17.4912 | 17.1707 | 16.1648 | 18.8468 | 18.817 | 18.8069 | 18.7929 | 18.7763 | 18.7568 | 18.7341 | 18.7162 | 18.6972 | 18.6774 | 18.6564 | 18.5228 | 18.2973 | 17.7274
|  | CHAPEL | CT |  |  |  |  | 18.279 | 18.2648 | 18.2521 | 18.2338 | 18.2127 | 18.1884 | 18.1603 | 18.1367 | 18.108 | 18.0619 | 17.9793 | 17.4556 | 16.7847 | 15.9869 | 17.8154 | 17.8056 | 17.798 | 17.7879 | 17.7755 | 17.7602 | 17.7418 | 17.7286 | 17.7142 | 17.6992 | 17.6834 | 17.5771 | 17.358 | 16.5119 | 18.847 | 18.8371 | 18.8296 | 18.8195 | 18.8071 | 18.7918 | 18.7734 | 18.7602 | 18.7458 | 18.7308 | 18.715 | 18.6087 | 18.4185 | 18.0809
|  | CHAPEL | LW |  |  |  |  | 18.2787 | 18.2439 | 18.2283 | 18.2057 | 18.18 | 18.1512 | 18.1185 | 18.0904 | 18.0526 | 18.0015 | 17.898 | 17.33 | 16.6034 | 15.6477 | 17.8153 | 17.7854 | 17.7753 | 17.7613 | 17.7447 | 17.7253 | 17.7025 | 17.6846 | 17.6656 | 17.6458 | 17.6249 | 17.4912 | 17.1707 | 16.1648 | 18.8469 | 18.817 | 18.8069 | 18.7929 | 18.7763 | 18.7568 | 18.7341 | 18.7162 | 18.6972 | 18.6774 | 18.6564 | 18.5228 | 18.2973 | 17.7274
|  | CHAPEL | ST |  |  |  |  | 18.2845 | 18.2829 | 18.2812 | 18.2758 | 18.2701 | 18.2644 | 18.2585 | 18.252 | 18.2456 | 18.2393 | 18.2331 | 18.1767 | 17.9352 | 17.6563 | 17.8158 | 17.8158 | 17.8158 | 17.8158 | 17.8158 | 17.8158 | 17.8158 | 17.8158 | 17.8158 | 17.8158 | 17.8158 | 17.8158 | 17.8158 | 17.8158 | 18.8474 | 18.8474 | 18.8474 | 18.8474 | 18.8474 | 18.8474 | 18.8474 | 18.8474 | 18.8474 | 18.8474 | 18.8474 | 18.8474 | 18.8474 | 18.8474
|  | CHAPEL | FS |  |  |  |  | 18.2845 | 18.2781 | 18.2769 | 18.2755 | 18.2731 | 18.2692 | 18.2652 | 18.2593 | 18.2533 | 18.2469 | 18.2404 | 18.2145 | 18.1577 | 18.0087 | 17.8152 | 17.8098 | 17.8097 | 17.8095 | 17.8093 | 17.8088 | 17.8084 | 17.8064 | 17.8042 | 17.8019 | 17.7993 | 17.7927 | 17.7551 | 17.6701 | 18.8468 | 18.8414 | 18.8413 | 18.8411 | 18.8408 | 18.8404 | 18.84 | 18.838 | 18.8358 | 18.8335 | 18.8309 | 18.8243 | 18.7867 | 18.7017
COWLEY GSP | YARNTON BSP | CHARLBURY | MINIMUM HEADROOM | SP 36034 18376 | NO | YES | 4.6884 | 12.3519 | 12.3023 | 12.2852 | 12.2615 | 12.2334 | 12.2016 | 12.1648 | 12.1363 | 12.1068 | 12.0614 | 11.961 | 11.4457 | 10.8227 | 9.9143 | 11.088 | 10.985 | 10.9104 | 10.7899 | 10.6649 | 10.5373 | 10.4049 | 10.2756 | 10.1479 | 10.0218 | 9.8951 | 9.2577 | 8.5147 | 7.5069 | 11.5499 | 11.454 | 11.3871 | 11.2795 | 11.1674 | 11.0525 | 10.9329 | 10.8152 | 10.6889 | 10.5643 | 10.439 | 9.808 | 9.0715 | 8.0698
|  | CHARLBURY | CT |  |  |  |  | 12.3519 | 12.3307 | 12.3143 | 12.2924 | 12.2647 | 12.2324 | 12.1945 | 12.1677 | 12.1397 | 12.1047 | 12.0079 | 11.511 | 10.9129 | 10.1503 | 11.088 | 11.0161 | 10.945 | 10.8289 | 10.7061 | 10.5798 | 10.4471 | 10.3196 | 10.1925 | 10.0683 | 9.9458 | 9.3289 | 8.6136 | 7.7485 | 11.5499 | 11.4847 | 11.4209 | 11.3174 | 11.2072 | 11.0935 | 10.9735 | 10.859 | 10.7334 | 10.6106 | 10.4894 | 9.8789 | 9.1699 | 8.3108
|  | CHARLBURY | LW |  |  |  |  | 12.3529 | 12.3023 | 12.2852 | 12.2615 | 12.2334 | 12.2016 | 12.1648 | 12.1363 | 12.1068 | 12.0614 | 11.961 | 11.4457 | 10.8227 | 9.9143 | 11.088 | 10.985 | 10.9104 | 10.7899 | 10.6649 | 10.5373 | 10.4049 | 10.2756 | 10.1479 | 10.0218 | 9.8951 | 9.2577 | 8.5147 | 7.5069 | 11.55 | 11.454 | 11.3871 | 11.2795 | 11.1674 | 11.0525 | 10.9329 | 10.8152 | 10.6889 | 10.5643 | 10.439 | 9.808 | 9.0715 | 8.0698
|  | CHARLBURY | ST |  |  |  |  | 12.3537 | 12.3537 | 12.3537 | 12.3537 | 12.3537 | 12.3537 | 12.3537 | 12.3537 | 12.3537 | 12.3537 | 12.3537 | 12.3537 | 12.1789 | 11.9933 | 11.1629 | 11.1532 | 11.1429 | 11.079 | 11.0146 | 10.9519 | 10.8899 | 10.8227 | 10.7569 | 10.6935 | 10.6316 | 10.3451 | 10.0783 | 9.822 | 11.615 | 11.6066 | 11.5977 | 11.5423 | 11.4865 | 11.4322 | 11.3784 | 11.3202 | 11.2631 | 11.2082 | 11.1546 | 10.8869 | 10.624 | 10.3714
|  | CHARLBURY | FS |  |  |  |  | 12.3529 | 12.3453 | 12.3451 | 12.3449 | 12.3445 | 12.3439 | 12.3433 | 12.3406 | 12.3375 | 12.3342 | 12.3306 | 12.3214 | 12.2706 | 12.1095 | 11.1732 | 11.1593 | 11.1516 | 11.1417 | 11.1206 | 11.0798 | 11.0392 | 10.9908 | 10.9425 | 10.894 | 10.8456 | 10.6161 | 10.363 | 10.0569 | 11.6238 | 11.6108 | 11.6041 | 11.5954 | 11.5771 | 11.5417 | 11.5064 | 11.4641 | 11.4218 | 11.3794 | 11.3369 | 11.1368 | 10.9033 | 10.6
CHICKERELL GSP | CHICKERELL BSP | CHARMINSTER | MINIMUM HEADROOM | SY 67309 93186 | NO | YES | 0.29263 | 17.5305 | 17.4568 | 17.2804 | 16.9873 | 16.6609 | 16.3096 | 15.901 | 15.4955 | 15.0941 | 14.7039 | 14.3106 | 12.5825 | 10.8034 | 8.6858 | 15.9287 | 15.6656 | 15.4014 | 15.0429 | 14.6441 | 14.2153 | 13.7352 | 13.2677 | 12.8007 | 12.3472 | 11.8902 | 9.8945 | 7.8637 | 5.4955 | 15.9169 | 15.7211 | 15.5376 | 15.1976 | 14.7945 | 14.3611 | 13.8759 | 13.4036 | 12.9365 | 12.4829 | 12.0258 | 10.0295 | 7.9981 | 5.6293
|  | CHARMINSTER | CT |  |  |  |  | 17.5305 | 17.4922 | 17.3783 | 17.1191 | 16.8191 | 16.489 | 16.1101 | 15.6981 | 15.2907 | 14.9081 | 14.5359 | 12.8998 | 11.2703 | 9.4487 | 15.9473 | 15.7511 | 15.5234 | 15.1989 | 14.8328 | 14.4305 | 13.9734 | 13.4982 | 13.0256 | 12.5805 | 12.1479 | 10.2585 | 8.4011 | 6.3529 | 15.9288 | 15.7887 | 15.6297 | 15.3552 | 14.9851 | 14.5784 | 14.1165 | 13.6361 | 13.1614 | 12.7162 | 12.2835 | 10.3935 | 8.5357 | 6.4869
|  | CHARMINSTER | LW |  |  |  |  | 17.5315 | 17.4568 | 17.2804 | 16.9873 | 16.6609 | 16.3096 | 15.901 | 15.4955 | 15.0941 | 14.7039 | 14.3106 | 12.5825 | 10.8034 | 8.6858 | 15.9287 | 15.6656 | 15.4014 | 15.0429 | 14.6441 | 14.2153 | 13.7352 | 13.2677 | 12.8007 | 12.3472 | 11.8902 | 9.8945 | 7.8637 | 5.4955 | 15.9169 | 15.7211 | 15.5376 | 15.1976 | 14.7945 | 14.3611 | 13.8759 | 13.4036 | 12.9365 | 12.4829 | 12.0258 | 10.0295 | 7.9981 | 5.6293
|  | CHARMINSTER | ST |  |  |  |  | 17.5439 | 17.5373 | 17.5299 | 17.5155 | 17.3691 | 17.1993 | 17.0187 | 16.8218 | 16.6255 | 16.4407 | 16.253 | 15.3866 | 14.6107 | 13.8325 | 16.0589 | 15.9822 | 15.8815 | 15.6934 | 15.4914 | 15.2796 | 15.0543 | 14.8087 | 14.5639 | 14.3332 | 14.1078 | 13.0925 | 12.1779 | 11.2606 | 16.0183 | 15.9562 | 15.886 | 15.7603 | 15.6253 | 15.4359 | 15.2079 | 14.9594 | 14.7116 | 14.4782 | 14.2502 | 13.2283 | 12.3134 | 11.3957
|  | CHARMINSTER | FS |  |  |  |  | 17.5473 | 17.5345 | 17.5306 | 17.5261 | 17.5203 | 17.5125 | 17.5047 | 17.4273 | 17.3442 | 17.251 | 17.1563 | 16.7115 | 16.2673 | 15.7135 | 16.1077 | 16.0567 | 16.0134 | 15.9624 | 15.8899 | 15.789 | 15.6891 | 15.5776 | 15.4651 | 15.3499 | 15.2328 | 14.6807 | 14.1416 | 13.5176 | 16.0582 | 16.0146 | 15.9791 | 15.9387 | 15.888 | 15.8203 | 15.7533 | 15.6777 | 15.6014 | 15.5072 | 15.3888 | 14.8302 | 14.2856 | 13.6557
LOVEDEAN GSP | CHICHESTER & HUNSTON | CHICHESTER | MINIMUM HEADROOM | SU 92198 07420 | NO | YES | 4.515 | 23.8718 | 23.7636 | 23.7267 | 23.6755 | 23.615 | 23.5455 | 23.4651 | 23.4015 | 23.3351 | 23.2667 | 23.195 | 21.4315 | 19.1766 | 16.2246 | 21.8192 | 21.7109 | 21.674 | 21.6229 | 21.5128 | 21.0188 | 20.4758 | 19.9474 | 19.4242 | 18.9125 | 18.3964 | 16.0202 | 13.4458 | 10.2078 | 23.3982 | 23.2899 | 23.253 | 22.9084 | 22.4542 | 21.9721 | 21.4421 | 20.9268 | 20.4164 | 19.9171 | 19.4135 | 17.0918 | 14.5574 | 11.3229
|  | CHICHESTER | CT |  |  |  |  | 23.8718 | 23.8282 | 23.7945 | 23.7495 | 23.6946 | 23.6296 | 23.5529 | 23.4984 | 23.4408 | 23.3819 | 23.3207 | 21.83 | 19.7532 | 17.2787 | 21.8192 | 21.7756 | 21.7419 | 21.6969 | 21.642 | 21.2645 | 20.7453 | 20.2177 | 19.6933 | 19.1956 | 18.7083 | 16.4654 | 14.0923 | 11.3463 | 23.3982 | 23.3546 | 23.3208 | 23.0888 | 22.6678 | 22.2132 | 21.7064 | 21.1922 | 20.6809 | 20.1955 | 19.7202 | 17.5293 | 15.2031 | 12.4603
|  | CHICHESTER | LW |  |  |  |  | 23.8727 | 23.7636 | 23.7267 | 23.6755 | 23.615 | 23.5455 | 23.4651 | 23.4015 | 23.3351 | 23.2667 | 23.195 | 21.4315 | 19.1766 | 16.2246 | 21.82 | 21.7109 | 21.674 | 21.6229 | 21.5128 | 21.0188 | 20.4758 | 19.9474 | 19.4242 | 18.9125 | 18.3964 | 16.0202 | 13.4458 | 10.2078 | 23.399 | 23.2899 | 23.253 | 22.9084 | 22.4542 | 21.9721 | 21.4421 | 20.9268 | 20.4164 | 19.9171 | 19.4135 | 17.0918 | 14.5574 | 11.3229
|  | CHICHESTER | ST |  |  |  |  | 23.8745 | 23.8745 | 23.8745 | 23.8745 | 23.8745 | 23.8745 | 23.8745 | 23.8745 | 23.8745 | 23.8745 | 23.8745 | 23.8745 | 23.8745 | 23.0906 | 21.8218 | 21.8218 | 21.8218 | 21.8218 | 21.8218 | 21.8218 | 21.8218 | 21.8218 | 21.5606 | 21.3013 | 21.0482 | 19.8942 | 18.8409 | 17.7914 | 23.4008 | 23.4008 | 23.4008 | 23.4008 | 23.4008 | 23.2828 | 23.0388 | 22.7721 | 22.5079 | 22.2559 | 22.0099 | 20.8884 | 19.8646 | 18.8446
|  | CHICHESTER | FS |  |  |  |  | 23.8726 | 23.8552 | 23.8548 | 23.8543 | 23.8535 | 23.852 | 23.8506 | 23.8443 | 23.8373 | 23.8297 | 23.8215 | 23.8003 | 23.6821 | 23.4193 | 21.82 | 21.8026 | 21.8022 | 21.8017 | 21.8008 | 21.7994 | 21.798 | 21.7917 | 21.7847 | 21.7771 | 21.7689 | 21.4621 | 20.7114 | 19.8116 | 23.399 | 23.3816 | 23.3811 | 23.3806 | 23.3798 | 23.3783 | 23.3769 | 23.3706 | 23.3637 | 23.2497 | 23.1023 | 22.4101 | 21.6772 | 20.7952
CHICKERELL GSP | CHICKERELL BSP | CHICKERELL | MINIMUM HEADROOM | SY 65479 80511 | NO | YES | 0.851 | 28.7199 | 28.6064 | 28.5073 | 28.3649 | 28.2092 | 28.0301 | 27.8305 | 27.6365 | 27.4435 | 27.248 | 27.0449 | 26.1004 | 25.0721 | 23.7807 | 28.6694 | 28.532 | 28.405 | 28.2221 | 28.0226 | 27.8099 | 27.5764 | 27.3484 | 27.1218 | 26.8996 | 26.6751 | 25.6364 | 24.5169 | 23.1343 | 28.7003 | 28.5725 | 28.4568 | 28.2903 | 28.1084 | 27.9142 | 27.701 | 27.4933 | 27.2868 | 27.084 | 26.879 | 25.8677 | 24.7701 | 23.4093
|  | CHICKERELL | CT |  |  |  |  | 28.7231 | 28.642 | 28.5528 | 28.4209 | 28.2755 | 28.1108 | 27.9198 | 27.7251 | 27.5313 | 27.3436 | 27.151 | 26.2512 | 25.2905 | 24.1823 | 28.6747 | 28.5728 | 28.4589 | 28.2895 | 28.1034 | 27.9019 | 27.6786 | 27.4493 | 27.2213 | 27.003 | 26.7899 | 25.7999 | 24.7543 | 23.5612 | 28.7048 | 28.6112 | 28.5073 | 28.353 | 28.1834 | 27.9995 | 27.7955 | 27.5868 | 27.3792 | 27.1803 | 26.9859 | 26.0281 | 25.0029 | 23.8301
|  | CHICKERELL | LW |  |  |  |  | 28.7199 | 28.6064 | 28.5073 | 28.3649 | 28.2092 | 28.0301 | 27.8305 | 27.6365 | 27.4435 | 27.248 | 27.0449 | 26.1004 | 25.0721 | 23.7807 | 28.6694 | 28.532 | 28.405 | 28.2221 | 28.0226 | 27.8099 | 27.5764 | 27.3484 | 27.1218 | 26.8996 | 26.6751 | 25.6364 | 24.5169 | 23.1343 | 28.7003 | 28.5725 | 28.4568 | 28.2903 | 28.1084 | 27.9142 | 27.701 | 27.4933 | 27.2868 | 27.084 | 26.879 | 25.8677 | 24.7701 | 23.4093
|  | CHICKERELL | ST |  |  |  |  | 28.7874 | 28.7594 | 28.7276 | 28.654 | 28.5766 | 28.4963 | 28.412 | 28.3203 | 28.2229 | 28.1258 | 28.0308 | 27.5947 | 27.1644 | 26.7282 | 28.7586 | 28.7214 | 28.6791 | 28.5812 | 28.4782 | 28.3716 | 28.2597 | 28.1381 | 28.0165 | 27.8999 | 27.786 | 27.2629 | 26.7779 | 26.2889 | 28.7807 | 28.7472 | 28.7092 | 28.6211 | 28.5285 | 28.4324 | 28.3317 | 28.2221 | 28.1126 | 28.0077 | 27.905 | 27.4339 | 26.9906 | 26.5143
|  | CHICKERELL | FS |  |  |  |  | 28.804 | 28.7814 | 28.7637 | 28.7434 | 28.7152 | 28.6724 | 28.6297 | 28.5798 | 28.5299 | 28.4798 | 28.429 | 28.1821 | 27.8941 | 27.5455 | 28.7807 | 28.7528 | 28.7293 | 28.7024 | 28.6649 | 28.6082 | 28.5515 | 28.486 | 28.4204 | 28.3548 | 28.2882 | 27.9722 | 27.6358 | 27.238 | 28.8006 | 28.7748 | 28.7537 | 28.7295 | 28.6957 | 28.6446 | 28.5936 | 28.5344 | 28.4751 | 28.4158 | 28.3555 | 28.0703 | 27.7629 | 27.3945
AXMINSTER | YEOVIL BSP | CHILTON CANTELO | MINIMUM HEADROOM | ST 57910 21616 | NO | YES | 8.0863 | 5.3949 | 5.3664 | 5.3548 | 5.3381 | 5.3188 | 5.277 | 5.1131 | 4.9539 | 4.7962 | 4.6425 | 4.4869 | 3.7745 | 3.0087 | 2.0472 | 3.3056 | 3.1968 | 3.0941 | 2.9489 | 2.7899 | 2.6204 | 2.4329 | 2.2502 | 2.0693 | 1.8932 | 1.7151 | 0.90613 | 0.04841 | -1.0044 | 4.4129 | 4.322 | 4.2405 | 4.1252 | 3.9987 | 3.8635 | 3.7138 | 3.569 | 3.4253 | 3.2852 | 3.1432 | 2.4894 | 1.7792 | 0.87314
|  | CHILTON CANTELO | CT |  |  |  |  | 5.3949 | 5.3797 | 5.3675 | 5.3519 | 5.3325 | 5.3101 | 5.1847 | 5.024 | 4.8639 | 4.7118 | 4.5629 | 3.8809 | 3.1686 | 2.3468 | 3.3104 | 3.2292 | 3.1377 | 3.0052 | 2.8571 | 2.6954 | 2.5146 | 2.3299 | 2.1461 | 1.9718 | 1.8013 | 1.0272 | 0.23102 | -0.6739 | 4.4158 | 4.3499 | 4.2769 | 4.1716 | 4.0534 | 3.9242 | 3.7794 | 3.6332 | 3.4875 | 3.3488 | 3.2129 | 2.5869 | 1.9253 | 1.154
|  | CHILTON CANTELO | LW |  |  |  |  | 5.3983 | 5.3664 | 5.3548 | 5.3381 | 5.3188 | 5.277 | 5.1131 | 4.9539 | 4.7962 | 4.6425 | 4.4869 | 3.7745 | 3.0087 | 2.0472 | 3.3056 | 3.1968 | 3.0941 | 2.9489 | 2.7899 | 2.6204 | 2.4329 | 2.2502 | 2.0693 | 1.8932 | 1.7151 | 0.90613 | 0.04841 | -1.0044 | 4.4129 | 4.322 | 4.2405 | 4.1252 | 3.9987 | 3.8635 | 3.7138 | 3.569 | 3.4253 | 3.2852 | 3.1432 | 2.4894 | 1.7792 | 0.87314
|  | CHILTON CANTELO | ST |  |  |  |  | 5.4005 | 5.4005 | 5.4005 | 5.4005 | 5.4005 | 5.4005 | 5.4005 | 5.4005 | 5.4005 | 5.3661 | 5.2921 | 4.9534 | 4.6424 | 4.3298 | 3.3726 | 3.3403 | 3.3045 | 3.2301 | 3.1513 | 3.0694 | 2.9838 | 2.8895 | 2.7961 | 2.707 | 2.6205 | 2.2251 | 1.8628 | 1.4987 | 4.4648 | 4.4401 | 4.4126 | 4.3555 | 4.2951 | 4.2322 | 4.1665 | 4.0942 | 4.0224 | 3.9541 | 3.8877 | 3.5834 | 3.3034 | 3.0221
|  | CHILTON CANTELO | FS |  |  |  |  | 5.4 | 5.395 | 5.3948 | 5.3947 | 5.3944 | 5.394 | 5.3936 | 5.3918 | 5.3898 | 5.3876 | 5.3852 | 5.3791 | 5.2421 | 4.994 | 3.3936 | 3.3711 | 3.3524 | 3.3314 | 3.3027 | 3.2611 | 3.2195 | 3.1736 | 3.1268 | 3.079 | 3.0312 | 2.8041 | 2.5714 | 2.294 | 4.4808 | 4.4624 | 4.448 | 4.4319 | 4.4098 | 4.3777 | 4.3458 | 4.3101 | 4.2737 | 4.2365 | 4.1993 | 4.0236 | 3.8371 | 3.6067
BRAMLEY (BASI) | BASINGSTOKE T1B & T2B | CHINEHAM | MINIMUM HEADROOM | SU 65105 55805 | NO | YES | 0 | 34.188 | 34.1069 | 34.0794 | 34.0413 | 33.9962 | 33.9452 | 33.8866 | 33.8412 | 33.7943 | 33.7463 | 33.6963 | 33.3967 | 32.9256 | 32.026 | 33.1354 | 33.0542 | 33.0268 | 32.8511 | 32.5884 | 32.3144 | 32.0193 | 31.7353 | 31.4544 | 31.1798 | 30.9051 | 29.6233 | 28.215 | 26.4043 | 33.2843 | 33.1958 | 33.1601 | 33.1095 | 33.0514 | 32.987 | 32.8628 | 32.6357 | 32.4105 | 32.1899 | 31.9687 | 30.921 | 29.7324 | 27.9828
|  | CHINEHAM | CT |  |  |  |  | 34.188 | 34.1538 | 34.1275 | 34.0922 | 34.049 | 33.9986 | 33.9394 | 33.898 | 33.855 | 33.8113 | 33.7663 | 33.4878 | 33.0448 | 32.355 | 33.1354 | 33.1012 | 33.0749 | 32.9495 | 32.7005 | 32.4372 | 32.1508 | 31.8671 | 31.5864 | 31.3188 | 31.0574 | 29.8353 | 28.5161 | 26.9735 | 33.2847 | 33.2441 | 33.2103 | 33.1633 | 33.1077 | 33.0445 | 32.9717 | 32.7495 | 32.5255 | 32.3113 | 32.1014 | 31.1041 | 29.9937 | 28.545
|  | CHINEHAM | LW |  |  |  |  | 34.1881 | 34.1069 | 34.0794 | 34.0413 | 33.9962 | 33.9452 | 33.8866 | 33.8412 | 33.7943 | 33.7463 | 33.6963 | 33.3967 | 32.9256 | 32.026 | 33.1355 | 33.0542 | 33.0268 | 32.8511 | 32.5884 | 32.3144 | 32.0193 | 31.7353 | 31.4544 | 31.1798 | 30.9051 | 29.6233 | 28.215 | 26.4043 | 33.2843 | 33.1958 | 33.1601 | 33.1095 | 33.0514 | 32.987 | 32.8628 | 32.6357 | 32.4105 | 32.1899 | 31.9687 | 30.921 | 29.7324 | 27.9828
|  | CHINEHAM | ST |  |  |  |  | 34.1895 | 34.1895 | 34.1895 | 34.1895 | 34.1895 | 34.1895 | 34.1895 | 34.1895 | 34.1895 | 34.1895 | 34.1895 | 34.1895 | 34.1895 | 34.1895 | 33.1368 | 33.1368 | 33.1368 | 33.1368 | 33.1368 | 33.1209 | 32.9862 | 32.8407 | 32.6976 | 32.5618 | 32.4293 | 31.8382 | 31.3067 | 30.7908 | 33.2933 | 33.291 | 33.2884 | 33.2808 | 33.2729 | 33.265 | 33.2569 | 33.2482 | 33.2396 | 33.2314 | 33.2235 | 32.797 | 32.3922 | 31.9992
|  | CHINEHAM | FS |  |  |  |  | 34.1883 | 34.1767 | 34.1764 | 34.1761 | 34.1755 | 34.1746 | 34.1736 | 34.1694 | 34.1648 | 34.1597 | 34.1543 | 34.1402 | 34.063 | 33.8938 | 33.1356 | 33.1241 | 33.1238 | 33.1234 | 33.1229 | 33.1219 | 33.121 | 33.1168 | 33.1122 | 33.0905 | 33.0046 | 32.599 | 32.1713 | 31.6638 | 33.2941 | 33.2812 | 33.2796 | 33.2775 | 33.2743 | 33.269 | 33.2637 | 33.2547 | 33.2452 | 33.2353 | 33.2249 | 33.1873 | 33.0206 | 32.5937
COWLEY GSP | YARNTON BSP | CHIPPING NORTON | MINIMUM HEADROOM | SP 31382 26792 | NO | YES | 0.33789 | 18.4788 | 18.4185 | 18.3917 | 18.3538 | 18.3105 | 18.1738 | 17.9575 | 17.7483 | 17.5405 | 17.3371 | 17.1319 | 16.1498 | 15.029 | 13.6058 | 18.6761 | 18.6182 | 18.5943 | 18.4284 | 18.1968 | 17.9528 | 17.6862 | 17.4264 | 17.1686 | 16.9167 | 16.6629 | 15.4918 | 14.229 | 12.6652 | 19.2191 | 19.1666 | 19.1488 | 19.1241 | 19.095 | 18.8574 | 18.5968 | 18.3429 | 18.0909 | 17.8448 | 17.5967 | 16.4506 | 15.212 | 13.6721
|  | CHIPPING NORTON | CT |  |  |  |  | 18.4793 | 18.4513 | 18.427 | 18.3928 | 18.3527 | 18.2694 | 18.0621 | 17.8537 | 17.6466 | 17.4484 | 17.2546 | 16.3302 | 15.2891 | 14.0778 | 18.6764 | 18.6506 | 18.6288 | 18.5131 | 18.2965 | 18.0643 | 17.8088 | 17.549 | 17.2911 | 17.0449 | 16.8046 | 15.6909 | 14.5174 | 13.1749 | 19.2191 | 19.1979 | 19.1816 | 19.1596 | 19.1328 | 18.967 | 18.7173 | 18.4635 | 18.2115 | 17.971 | 17.7361 | 16.6465 | 15.4956 | 14.1754
|  | CHIPPING NORTON | LW |  |  |  |  | 18.4788 | 18.4185 | 18.3917 | 18.3538 | 18.3105 | 18.1738 | 17.9575 | 17.7483 | 17.5405 | 17.3371 | 17.1319 | 16.1498 | 15.029 | 13.6058 | 18.6761 | 18.6182 | 18.5943 | 18.4284 | 18.1968 | 17.9528 | 17.6862 | 17.4264 | 17.1686 | 16.9167 | 16.6629 | 15.4918 | 14.229 | 12.6652 | 19.2191 | 19.1666 | 19.1488 | 19.1241 | 19.095 | 18.8574 | 18.5968 | 18.3429 | 18.0909 | 17.8448 | 17.5967 | 16.4506 | 15.212 | 13.6721
|  | CHIPPING NORTON | ST |  |  |  |  | 18.4871 | 18.4843 | 18.4811 | 18.4731 | 18.4648 | 18.4562 | 18.4473 | 18.4377 | 18.4129 | 18.3109 | 18.2114 | 17.7548 | 17.3348 | 16.9132 | 18.682 | 18.6801 | 18.6779 | 18.6725 | 18.6668 | 18.6176 | 18.4905 | 18.3524 | 18.2147 | 18.0839 | 17.9562 | 17.3705 | 16.8316 | 16.2971 | 19.22 | 19.22 | 19.22 | 19.22 | 19.22 | 19.22 | 19.22 | 19.22 | 19.1167 | 18.9892 | 18.8649 | 18.2943 | 17.7695 | 17.2488
|  | CHIPPING NORTON | FS |  |  |  |  | 18.4882 | 18.4783 | 18.4764 | 18.474 | 18.4706 | 18.4653 | 18.4601 | 18.452 | 18.4436 | 18.4349 | 18.4258 | 18.3492 | 18.0364 | 17.6567 | 18.6825 | 18.6732 | 18.6718 | 18.6701 | 18.6676 | 18.6638 | 18.66 | 18.6536 | 18.6468 | 18.592 | 18.5133 | 18.1428 | 17.7572 | 17.3048 | 19.2191 | 19.211 | 19.2108 | 19.2105 | 19.2101 | 19.2095 | 19.2088 | 19.2058 | 19.2026 | 19.199 | 19.1951 | 19.0457 | 18.6687 | 18.2248
COWLEY GSP | HIGH WYCOMBE BSP | CHISBRIDGE | MINIMUM HEADROOM | SU 80226 89155 | NO | YES | 0.058947 | 8.27 | 8.2483 | 8.2364 | 8.218 | 8.198 | 8.177 | 8.1549 | 8.1346 | 8.1142 | 8.0938 | 8.0731 | 7.9626 | 7.8183 | 7.5901 | 8.4542 | 8.4376 | 8.4313 | 8.4224 | 8.4121 | 8.4006 | 8.3877 | 8.3772 | 8.3665 | 8.3555 | 8.3442 | 8.2781 | 8.1777 | 7.9921 | 7.7016 | 7.6685 | 7.6442 | 7.6046 | 7.5632 | 7.5211 | 7.4784 | 7.4363 | 7.3945 | 7.3529 | 7.3115 | 7.1023 | 6.8604 | 6.5375
|  | CHISBRIDGE | CT |  |  |  |  | 8.27 | 8.2574 | 8.2461 | 8.2281 | 8.2085 | 8.1879 | 8.1656 | 8.1461 | 8.1265 | 8.1068 | 8.0871 | 7.9813 | 7.8435 | 7.6579 | 8.4542 | 8.4467 | 8.4407 | 8.4323 | 8.4223 | 8.4109 | 8.3979 | 8.3882 | 8.3782 | 8.3681 | 8.3577 | 8.2956 | 8.2007 | 8.0565 | 7.7016 | 7.6776 | 7.6544 | 7.6153 | 7.5743 | 7.5332 | 7.4903 | 7.449 | 7.4079 | 7.3672 | 7.3267 | 7.1235 | 6.8906 | 6.613
|  | CHISBRIDGE | LW |  |  |  |  | 8.27 | 8.2483 | 8.2364 | 8.218 | 8.198 | 8.177 | 8.1549 | 8.1346 | 8.1142 | 8.0938 | 8.0731 | 7.9626 | 7.8183 | 7.5901 | 8.4542 | 8.4376 | 8.4313 | 8.4224 | 8.4121 | 8.4006 | 8.3877 | 8.3772 | 8.3665 | 8.3555 | 8.3442 | 8.2781 | 8.1777 | 7.9921 | 7.7016 | 7.6685 | 7.6442 | 7.6046 | 7.5632 | 7.5211 | 7.4784 | 7.4363 | 7.3945 | 7.3529 | 7.3115 | 7.1023 | 6.8604 | 6.5375
|  | CHISBRIDGE | ST |  |  |  |  | 8.2793 | 8.2784 | 8.2772 | 8.2695 | 8.2618 | 8.2545 | 8.2473 | 8.2394 | 8.2317 | 8.2242 | 8.2171 | 8.1836 | 8.1516 | 8.1209 | 8.4557 | 8.4556 | 8.4554 | 8.4544 | 8.4533 | 8.4523 | 8.4513 | 8.4502 | 8.4491 | 8.4481 | 8.4471 | 8.4424 | 8.438 | 8.4337 | 7.7281 | 7.7255 | 7.722 | 7.6996 | 7.6773 | 7.6558 | 7.6348 | 7.6119 | 7.5895 | 7.5675 | 7.5469 | 7.4491 | 7.3559 | 7.2666
|  | CHISBRIDGE | FS |  |  |  |  | 8.28 | 8.2769 | 8.276 | 8.2748 | 8.2723 | 8.2674 | 8.2625 | 8.2562 | 8.2498 | 8.2433 | 8.2367 | 8.2071 | 8.1665 | 8.1087 | 8.4556 | 8.4532 | 8.453 | 8.4528 | 8.4524 | 8.4515 | 8.4507 | 8.4491 | 8.4474 | 8.4456 | 8.4437 | 8.4372 | 8.4183 | 8.381 | 7.7308 | 7.7261 | 7.7236 | 7.7203 | 7.7132 | 7.6993 | 7.6854 | 7.6684 | 7.6515 | 7.6345 | 7.6176 | 7.5367 | 7.4478 | 7.3444
MINETY GSP | TOOTHILL BSP | CHISLEDON | MINIMUM HEADROOM | SU 18894 79934 | NO | YES | 0.40316 | 15.7753 | 15.7477 | 15.7383 | 15.5641 | 15.1395 | 14.6706 | 14.1286 | 13.6039 | 13.0201 | 12.4189 | 11.8115 | 9.323 | 6.9708 | 4.4507 | 15.6296 | 15.4982 | 15.3616 | 14.8653 | 14.2668 | 13.6064 | 12.8427 | 12.1018 | 11.3721 | 10.6691 | 9.959 | 7.0559 | 4.3236 | 1.4216 | 15.5998 | 15.4587 | 15.076 | 14.5957 | 14.043 | 13.3992 | 12.6549 | 11.9328 | 11.2215 | 10.5364 | 9.8442 | 7.0137 | 4.3479 | 1.5128
|  | CHISLEDON | CT |  |  |  |  | 15.7753 | 15.7638 | 15.755 | 15.7432 | 15.3837 | 14.9531 | 14.4457 | 13.9084 | 13.3689 | 12.7794 | 12.2111 | 9.8967 | 7.8286 | 5.665 | 15.6439 | 15.5497 | 15.437 | 15.1389 | 14.6069 | 14.0006 | 13.2863 | 12.5269 | 11.7777 | 11.0882 | 10.4237 | 7.7234 | 5.3228 | 2.8259 | 15.6023 | 15.576 | 15.2651 | 14.8487 | 14.3585 | 13.7837 | 13.0874 | 12.3473 | 11.6172 | 10.9452 | 10.2976 | 7.6648 | 5.3224 | 2.8838
|  | CHISLEDON | LW |  |  |  |  | 15.7753 | 15.7477 | 15.7383 | 15.5641 | 15.1395 | 14.6706 | 14.1286 | 13.6039 | 13.0201 | 12.4189 | 11.8115 | 9.323 | 6.9708 | 4.4507 | 15.6296 | 15.4982 | 15.3616 | 14.8653 | 14.2668 | 13.6064 | 12.8427 | 12.1018 | 11.3721 | 10.6691 | 9.959 | 7.0559 | 4.3236 | 1.4216 | 15.5998 | 15.4587 | 15.076 | 14.5957 | 14.043 | 13.3992 | 12.6549 | 11.9328 | 11.2215 | 10.5364 | 9.8442 | 7.0137 | 4.3479 | 1.5128
|  | CHISLEDON | ST |  |  |  |  | 15.7758 | 15.7758 | 15.7758 | 15.7758 | 15.7758 | 15.6969 | 15.4474 | 15.1748 | 14.9015 | 14.6466 | 14.398 | 13.2661 | 12.1186 | 10.9527 | 15.6794 | 15.6222 | 15.5576 | 15.4726 | 15.3584 | 15.033 | 14.6776 | 14.2892 | 13.8998 | 13.5367 | 13.1826 | 11.6373 | 10.2901 | 8.9213 | 15.6091 | 15.5988 | 15.5785 | 15.3291 | 15.053 | 14.754 | 14.4272 | 14.0665 | 13.6872 | 13.3335 | 12.9886 | 11.4834 | 10.1711 | 8.8378
|  | CHISLEDON | FS |  |  |  |  | 15.7753 | 15.7712 | 15.7711 | 15.7709 | 15.7707 | 15.7704 | 15.77 | 15.7685 | 15.7668 | 15.765 | 15.763 | 15.3298 | 14.9061 | 14.4174 | 15.7157 | 15.6804 | 15.6488 | 15.6146 | 15.5775 | 15.5373 | 15.4976 | 15.4546 | 15.4109 | 15.3409 | 15.1958 | 14.5177 | 13.9261 | 13.2563 | 15.6153 | 15.6055 | 15.5998 | 15.5935 | 15.5866 | 15.5294 | 15.4138 | 15.2904 | 15.1654 | 15.0361 | 14.9026 | 14.2788 | 13.7116 | 13.0575
BRAMLEY (FLEE) | BRACKNELL RESERVE | CHOBHAM | MINIMUM HEADROOM | SU 97173 63223 | NO | NO | 0.24632 | 14.1629 | 27.0885 | 27.0633 | 27.0284 | 26.9871 | 26.9404 | 26.8867 | 26.8452 | 26.8024 | 26.7586 | 26.713 | 25.9517 | 24.7485 | 23.1807 | 13.424 | 26.3441 | 26.3127 | 26.2683 | 26.2008 | 25.9497 | 25.6802 | 25.4203 | 25.1625 | 24.9106 | 24.6577 | 23.4636 | 22.1487 | 20.4724 | 13.9945 | 26.9201 | 26.8949 | 26.86 | 26.6905 | 26.4386 | 26.1681 | 25.9072 | 25.6484 | 25.3956 | 25.1418 | 23.9435 | 22.6246 | 20.9444
|  | CHOBHAM | CT |  |  |  |  | 14.1629 | 27.1316 | 27.1076 | 27.0753 | 27.0358 | 26.9898 | 26.9359 | 26.8981 | 26.859 | 26.8192 | 26.7783 | 26.115 | 24.9832 | 23.6483 | 13.4242 | 26.388 | 26.3583 | 26.3171 | 26.2681 | 26.0522 | 25.7903 | 25.5297 | 25.2729 | 25.026 | 24.784 | 23.6382 | 22.4011 | 20.9635 | 13.9945 | 26.9632 | 26.9392 | 26.9069 | 26.7854 | 26.5413 | 26.2784 | 26.0169 | 25.7591 | 25.5112 | 25.2683 | 24.1185 | 22.8776 | 21.4363
|  | CHOBHAM | LW |  |  |  |  | 14.163 | 27.0885 | 27.0633 | 27.0284 | 26.9871 | 26.9404 | 26.8867 | 26.8452 | 26.8024 | 26.7586 | 26.713 | 25.9517 | 24.7485 | 23.1807 | 13.424 | 26.3441 | 26.3127 | 26.2683 | 26.2008 | 25.9497 | 25.6802 | 25.4203 | 25.1625 | 24.9106 | 24.6577 | 23.4636 | 22.1487 | 20.4724 | 13.9946 | 26.9201 | 26.8949 | 26.86 | 26.6905 | 26.4386 | 26.1681 | 25.9072 | 25.6484 | 25.3956 | 25.1418 | 23.9435 | 22.6246 | 20.9444
|  | CHOBHAM | ST |  |  |  |  | 14.1642 | 27.1642 | 27.1642 | 27.1642 | 27.1642 | 27.1642 | 27.1642 | 27.1642 | 27.1642 | 27.1642 | 27.1642 | 27.1642 | 27.1642 | 26.9124 | 13.4315 | 26.4298 | 26.428 | 26.4221 | 26.416 | 26.4099 | 26.4038 | 26.3971 | 26.3015 | 26.1733 | 26.0483 | 25.4794 | 24.9615 | 24.4584 | 13.9958 | 26.9958 | 26.9958 | 26.9958 | 26.9958 | 26.9958 | 26.9958 | 26.9256 | 26.791 | 26.6622 | 26.5366 | 25.9651 | 25.4449 | 24.9396
|  | CHOBHAM | FS |  |  |  |  | 14.1631 | 27.1527 | 27.1524 | 27.1521 | 27.1516 | 27.1508 | 27.1499 | 27.1461 | 27.142 | 27.1374 | 27.1325 | 27.1198 | 27.0504 | 26.8985 | 13.4319 | 26.4205 | 26.4193 | 26.4178 | 26.4152 | 26.4109 | 26.4066 | 26.3989 | 26.3909 | 26.3824 | 26.3736 | 26.1721 | 25.7548 | 25.268 | 13.9947 | 26.9843 | 26.984 | 26.9837 | 26.9832 | 26.9824 | 26.9815 | 26.9777 | 26.9736 | 26.969 | 26.9641 | 26.6612 | 26.2422 | 25.7539
COWLEY GSP | DRAYTON BSP | CHOLSEY | MINIMUM HEADROOM | SU 58223 84685 | NO | YES | 0.31474 | 16.3941 | 16.3152 | 16.2661 | 16.1876 | 16.1043 | 16.0187 | 15.928 | 15.8441 | 15.7604 | 15.6771 | 15.5935 | 15.1644 | 14.6388 | 13.8627 | 14.3512 | 14.2516 | 14.1798 | 14.0624 | 13.9399 | 13.8159 | 13.6866 | 13.5632 | 13.4407 | 13.3193 | 13.1984 | 12.5957 | 11.902 | 10.9645 | 16.3207 | 16.2212 | 16.1496 | 16.0325 | 15.9102 | 15.7865 | 15.6575 | 15.5344 | 15.4122 | 15.2911 | 15.1704 | 14.5691 | 13.8765 | 12.9403
|  | CHOLSEY | CT |  |  |  |  | 16.3952 | 16.346 | 16.2987 | 16.2229 | 16.1418 | 16.0571 | 15.9671 | 15.8846 | 15.8027 | 15.7225 | 15.6431 | 15.232 | 14.7286 | 14.0843 | 14.353 | 14.284 | 14.2147 | 14.1008 | 13.9812 | 13.8585 | 13.7306 | 13.6079 | 13.4868 | 13.3689 | 13.2529 | 12.672 | 12.0039 | 11.2014 | 16.3224 | 16.2535 | 16.1845 | 16.0708 | 15.9515 | 15.829 | 15.7015 | 15.5791 | 15.4583 | 15.3407 | 15.2249 | 14.6452 | 13.9784 | 13.177
|  | CHOLSEY | LW |  |  |  |  | 16.3941 | 16.3152 | 16.2661 | 16.1876 | 16.1043 | 16.0187 | 15.928 | 15.8441 | 15.7604 | 15.6771 | 15.5935 | 15.1644 | 14.6388 | 13.8627 | 14.3512 | 14.2516 | 14.1798 | 14.0624 | 13.9399 | 13.8159 | 13.6866 | 13.5632 | 13.4407 | 13.3193 | 13.1984 | 12.5957 | 11.902 | 10.9645 | 16.3207 | 16.2212 | 16.1496 | 16.0325 | 15.9102 | 15.7865 | 15.6575 | 15.5344 | 15.4122 | 15.2911 | 15.1704 | 14.5691 | 13.8765 | 12.9403
|  | CHOLSEY | ST |  |  |  |  | 16.4379 | 16.4328 | 16.4266 | 16.3902 | 16.3535 | 16.3178 | 16.2826 | 16.245 | 16.2083 | 16.1725 | 16.1381 | 15.9811 | 15.8358 | 15.6981 | 14.4253 | 14.4164 | 14.406 | 14.3439 | 14.2814 | 14.2206 | 14.1607 | 14.0965 | 14.0339 | 13.9729 | 13.9144 | 13.6468 | 13.3992 | 13.1646 | 16.38 | 16.38 | 16.3753 | 16.3133 | 16.251 | 16.1905 | 16.1307 | 16.0668 | 16.0043 | 15.9435 | 15.8852 | 15.6184 | 15.3715 | 15.1377
|  | CHOLSEY | FS |  |  |  |  | 16.4436 | 16.4334 | 16.4299 | 16.4245 | 16.4127 | 16.39 | 16.3674 | 16.3396 | 16.3116 | 16.2836 | 16.2554 | 16.126 | 15.9692 | 15.7643 | 14.4354 | 14.423 | 14.4171 | 14.4081 | 14.3882 | 14.35 | 14.3118 | 14.2662 | 14.2206 | 14.175 | 14.1293 | 13.9149 | 13.6807 | 13.4039 | 16.3793 | 16.3722 | 16.3721 | 16.3719 | 16.3575 | 16.3194 | 16.2813 | 16.2359 | 16.1904 | 16.1449 | 16.0993 | 15.8855 | 15.6519 | 15.3756
MANNINGTON GSP | CHRISTCHURCH BSP | CHRISTCHURCH | MINIMUM HEADROOM | SZ 15698 93141 | NO | YES | 0.153 | 36.893 | 36.744 | 36.6919 | 36.6201 | 36.5352 | 36.4377 | 36.3249 | 36.2367 | 36.1428 | 36.0459 | 35.9444 | 35.3181 | 34.3033 | 32.1533 | 35.8403 | 35.6854 | 35.6269 | 35.5434 | 35.4471 | 35.3385 | 35.2149 | 35.115 | 35.0096 | 34.9015 | 34.7888 | 34.0315 | 31.745 | 28.4953 | 36.714 | 36.5651 | 36.513 | 36.4411 | 36.3563 | 36.2588 | 36.146 | 36.0578 | 35.9638 | 35.8669 | 35.7654 | 35.1392 | 33.7756 | 30.5634
|  | CHRISTCHURCH | CT |  |  |  |  | 36.893 | 36.8319 | 36.7844 | 36.7214 | 36.645 | 36.5544 | 36.4476 | 36.3704 | 36.2888 | 36.2052 | 36.1184 | 35.5622 | 34.6348 | 32.9883 | 35.8403 | 35.7733 | 35.7194 | 35.6448 | 35.5569 | 35.4552 | 35.3376 | 35.2488 | 35.1557 | 35.0608 | 34.963 | 34.2796 | 32.0819 | 29.3302 | 36.714 | 36.653 | 36.6055 | 36.5425 | 36.466 | 36.3755 | 36.2686 | 36.1914 | 36.1098 | 36.0262 | 35.9395 | 35.3833 | 34.1124 | 31.3983
|  | CHRISTCHURCH | LW |  |  |  |  | 36.8963 | 36.744 | 36.6919 | 36.6201 | 36.5352 | 36.4377 | 36.3249 | 36.2367 | 36.1428 | 36.0459 | 35.9444 | 35.3181 | 34.3033 | 32.1533 | 35.8436 | 35.6854 | 35.6269 | 35.5434 | 35.4471 | 35.3385 | 35.2149 | 35.115 | 35.0096 | 34.9015 | 34.7888 | 34.0315 | 31.745 | 28.4953 | 36.7173 | 36.5651 | 36.513 | 36.4411 | 36.3563 | 36.2588 | 36.146 | 36.0578 | 35.9638 | 35.8669 | 35.7654 | 35.1392 | 33.7756 | 30.5634
|  | CHRISTCHURCH | ST |  |  |  |  | 36.8996 | 36.8996 | 36.8996 | 36.8996 | 36.8996 | 36.8996 | 36.8996 | 36.8996 | 36.8996 | 36.8996 | 36.8996 | 36.8963 | 36.8921 | 36.8878 | 35.8568 | 35.8561 | 35.8553 | 35.8474 | 35.8396 | 35.832 | 35.8245 | 35.8163 | 35.8083 | 35.8004 | 35.7927 | 35.7519 | 35.7112 | 35.4784 | 36.7207 | 36.7207 | 36.7207 | 36.7207 | 36.7207 | 36.7207 | 36.7207 | 36.7207 | 36.7207 | 36.7207 | 36.7207 | 36.7173 | 36.7131 | 36.7089
|  | CHRISTCHURCH | FS |  |  |  |  | 36.8971 | 36.8726 | 36.872 | 36.8713 | 36.8701 | 36.8681 | 36.8661 | 36.8573 | 36.8475 | 36.8368 | 36.8252 | 36.7955 | 36.629 | 36.2585 | 35.8546 | 35.8296 | 35.8284 | 35.8267 | 35.8229 | 35.8155 | 35.8081 | 35.793 | 35.7771 | 35.7602 | 35.7425 | 35.6827 | 35.487 | 35.0881 | 36.7181 | 36.6937 | 36.6931 | 36.6924 | 36.6912 | 36.6892 | 36.6872 | 36.6783 | 36.6685 | 36.6579 | 36.6463 | 36.6166 | 36.4501 | 36.0796
LALEHAM | EAST BEDFONT A | CHURCH ROAD | MINIMUM HEADROOM | TQ 06820 71722 | NO | NO | 0.077895 | 15.1044 | 14.9932 | 14.9556 | 14.9034 | 14.8417 | 14.7713 | 14.69 | 14.6269 | 14.5612 | 14.4938 | 14.4232 | 13.994 | 13.3067 | 11.8788 | 15.0623 | 14.9511 | 14.9135 | 14.8613 | 14.7996 | 14.6812 | 14.3536 | 14.0357 | 13.7204 | 13.4092 | 13.0973 | 11.5506 | 9.7566 | 7.3523 | 15.0518 | 14.9406 | 14.9029 | 14.8508 | 14.789 | 14.7186 | 14.4512 | 14.1405 | 13.8321 | 13.5278 | 13.2227 | 11.7074 | 9.9445 | 7.5705
|  | CHURCH ROAD | CT |  |  |  |  | 15.1044 | 15.0587 | 15.0235 | 14.9763 | 14.9185 | 14.8505 | 14.7704 | 14.714 | 14.6549 | 14.5947 | 14.5324 | 14.1403 | 13.5009 | 12.4949 | 15.0623 | 15.0166 | 14.9814 | 14.9342 | 14.8764 | 14.8043 | 14.4833 | 14.1703 | 13.8588 | 13.5557 | 13.2566 | 11.7734 | 10.0658 | 8.0136 | 15.0518 | 15.006 | 14.9709 | 14.9236 | 14.8659 | 14.7979 | 14.5795 | 14.2737 | 13.9693 | 13.6731 | 13.3806 | 11.928 | 10.2505 | 8.2277
|  | CHURCH ROAD | LW |  |  |  |  | 15.1045 | 14.9932 | 14.9556 | 14.9034 | 14.8417 | 14.7713 | 14.69 | 14.6269 | 14.5612 | 14.4938 | 14.4232 | 13.994 | 13.3067 | 11.8788 | 15.0624 | 14.9511 | 14.9135 | 14.8613 | 14.7996 | 14.6812 | 14.3536 | 14.0357 | 13.7204 | 13.4092 | 13.0973 | 11.5506 | 9.7566 | 7.3523 | 15.0518 | 14.9406 | 14.9029 | 14.8508 | 14.789 | 14.7186 | 14.4512 | 14.1405 | 13.8321 | 13.5278 | 13.2227 | 11.7074 | 9.9445 | 7.5705
|  | CHURCH ROAD | ST |  |  |  |  | 15.1063 | 15.1063 | 15.1063 | 15.1063 | 15.1063 | 15.1063 | 15.1063 | 15.1063 | 15.1063 | 15.1063 | 15.1063 | 15.1063 | 15.1063 | 15.1063 | 15.0642 | 15.0642 | 15.0642 | 15.0642 | 15.0642 | 15.0642 | 15.0642 | 15.0642 | 15.0642 | 15.0158 | 14.8616 | 14.1493 | 13.4862 | 12.8401 | 15.0537 | 15.0537 | 15.0537 | 15.0537 | 15.0537 | 15.0537 | 15.0537 | 15.0537 | 15.0537 | 15.0537 | 14.9566 | 14.2643 | 13.6199 | 12.992
|  | CHURCH ROAD | FS |  |  |  |  | 15.1045 | 15.0875 | 15.0871 | 15.0866 | 15.0857 | 15.0844 | 15.083 | 15.0768 | 15.07 | 15.0625 | 15.0545 | 15.0338 | 14.919 | 14.6655 | 15.0624 | 15.0454 | 15.045 | 15.0445 | 15.0436 | 15.0423 | 15.0409 | 15.0347 | 15.0279 | 15.0204 | 15.0124 | 14.8693 | 14.2692 | 13.5464 | 15.0519 | 15.0349 | 15.0345 | 15.034 | 15.0331 | 15.0317 | 15.0303 | 15.0242 | 15.0174 | 15.0099 | 15.0018 | 14.9621 | 14.3756 | 13.666
MINETY GSP | CIRENCESTER BSP | CIRENCESTER TOWN | MINIMUM HEADROOM | SP 02761 00827 | NO | YES | 3.2558 | 17.5001 | 17.4279 | 17.4032 | 17.3689 | 17.3284 | 17.2819 | 17.2281 | 17.186 | 17.1413 | 17.0004 | 16.7804 | 15.6929 | 14.3883 | 12.6283 | 15.658 | 15.5858 | 15.5611 | 15.4196 | 15.1753 | 14.9214 | 14.6499 | 14.3841 | 14.1192 | 13.8581 | 13.5955 | 12.3124 | 10.855 | 8.9569 | 15.665 | 15.5862 | 15.5544 | 15.4543 | 15.2226 | 14.9816 | 14.7237 | 14.4719 | 14.2206 | 13.9729 | 13.7237 | 12.502 | 11.1054 | 9.2403
|  | CIRENCESTER TOWN | CT |  |  |  |  | 17.5001 | 17.4707 | 17.4479 | 17.4176 | 17.3807 | 17.337 | 17.2854 | 17.2487 | 17.2099 | 17.1166 | 16.908 | 15.8755 | 14.6536 | 13.1654 | 15.658 | 15.6286 | 15.6058 | 15.5024 | 15.2698 | 15.0259 | 14.763 | 14.4999 | 14.2382 | 13.9844 | 13.7344 | 12.5115 | 11.1384 | 9.5178 | 15.665 | 15.6299 | 15.6005 | 15.535 | 15.3145 | 15.0831 | 14.8334 | 14.5843 | 14.3365 | 14.0961 | 13.8591 | 12.6959 | 11.381 | 9.7987
|  | CIRENCESTER TOWN | LW |  |  |  |  | 17.5009 | 17.4279 | 17.4032 | 17.3689 | 17.3284 | 17.2819 | 17.2281 | 17.186 | 17.1413 | 17.0004 | 16.7804 | 15.6929 | 14.3883 | 12.6283 | 15.6588 | 15.5858 | 15.5611 | 15.4196 | 15.1753 | 14.9214 | 14.6499 | 14.3841 | 14.1192 | 13.8581 | 13.5955 | 12.3124 | 10.855 | 8.9569 | 15.6655 | 15.5862 | 15.5544 | 15.4543 | 15.2226 | 14.9816 | 14.7237 | 14.4719 | 14.2206 | 13.9729 | 13.7237 | 12.502 | 11.1054 | 9.2403
|  | CIRENCESTER TOWN | ST |  |  |  |  | 17.5021 | 17.5021 | 17.5021 | 17.5021 | 17.5021 | 17.5021 | 17.5021 | 17.5021 | 17.5021 | 17.5021 | 17.5021 | 17.4834 | 17.0129 | 16.5466 | 15.66 | 15.66 | 15.66 | 15.66 | 15.66 | 15.66 | 15.5345 | 15.3923 | 15.2517 | 15.1164 | 14.9837 | 14.3599 | 13.7729 | 13.1913 | 15.6705 | 15.6705 | 15.6702 | 15.6631 | 15.6558 | 15.6485 | 15.5703 | 15.4369 | 15.3051 | 15.1783 | 15.0538 | 14.4688 | 13.9184 | 13.3729
|  | CIRENCESTER TOWN | FS |  |  |  |  | 17.5009 | 17.4892 | 17.4889 | 17.4886 | 17.488 | 17.4871 | 17.4861 | 17.4819 | 17.4772 | 17.4721 | 17.4666 | 17.4524 | 17.373 | 17.1299 | 15.6588 | 15.6471 | 15.6468 | 15.6465 | 15.6459 | 15.6449 | 15.644 | 15.6398 | 15.6351 | 15.5763 | 15.4846 | 15.0488 | 14.571 | 13.9945 | 15.6693 | 15.6576 | 15.6573 | 15.657 | 15.6547 | 15.6493 | 15.644 | 15.6348 | 15.6252 | 15.6076 | 15.5213 | 15.1117 | 14.6588 | 14.1072
IVER 132KV | CIPPENHAM | CLARENCE ROAD | MINIMUM HEADROOM | SU 95654 76652 | NO | NO | 1.3411 | 48.0918 | 47.8613 | 47.7833 | 47.6752 | 47.5473 | 47.4021 | 47.235 | 47.1053 | 46.9713 | 46.8337 | 46.6902 | 45.8256 | 44.4569 | 40.6175 | 45.7242 | 45.4822 | 45.3914 | 45.2624 | 45.1132 | 44.9471 | 44.7586 | 44.6069 | 44.4512 | 44.2925 | 44.1282 | 43.1673 | 40.163 | 35.5169 | 46.7655 | 46.535 | 46.457 | 46.3489 | 46.2209 | 46.0758 | 45.9087 | 45.779 | 45.6449 | 45.5073 | 45.3639 | 43.203 | 39.7263 | 35.0664
|  | CLARENCE ROAD | CT |  |  |  |  | 48.0918 | 47.9967 | 47.9236 | 47.8253 | 47.7051 | 47.5645 | 47.3992 | 47.2832 | 47.1623 | 47.0392 | 46.9124 | 46.1215 | 44.8508 | 41.8656 | 45.7244 | 45.6186 | 45.5334 | 45.4149 | 45.274 | 45.1128 | 44.9267 | 44.7884 | 44.6457 | 44.5017 | 44.3544 | 43.4691 | 40.7491 | 36.8012 | 46.7655 | 46.6704 | 46.5972 | 46.499 | 46.3788 | 46.2382 | 46.0729 | 45.9568 | 45.836 | 45.7129 | 45.5861 | 43.6289 | 40.3157 | 36.3502
|  | CLARENCE ROAD | LW |  |  |  |  | 48.092 | 47.8613 | 47.7833 | 47.6752 | 47.5473 | 47.4021 | 47.235 | 47.1053 | 46.9713 | 46.8337 | 46.6902 | 45.8256 | 44.4569 | 40.6175 | 45.7242 | 45.4822 | 45.3914 | 45.2624 | 45.1132 | 44.9471 | 44.7586 | 44.6069 | 44.4512 | 44.2925 | 44.1282 | 43.1673 | 40.163 | 35.5169 | 46.7657 | 46.535 | 46.457 | 46.3489 | 46.2209 | 46.0758 | 45.9087 | 45.779 | 45.6449 | 45.5073 | 45.3639 | 43.203 | 39.7263 | 35.0664
|  | CLARENCE ROAD | ST |  |  |  |  | 48.0958 | 48.0958 | 48.0958 | 48.0958 | 48.0958 | 48.0958 | 48.0958 | 48.0958 | 48.0958 | 48.0958 | 48.0958 | 48.0958 | 48.0958 | 48.0958 | 45.7435 | 45.741 | 45.7383 | 45.7248 | 45.7111 | 45.6977 | 45.6843 | 45.6698 | 45.6556 | 45.6419 | 45.6286 | 45.567 | 45.5099 | 45.4549 | 46.7695 | 46.7695 | 46.7695 | 46.7695 | 46.7695 | 46.7695 | 46.7695 | 46.7695 | 46.7695 | 46.7695 | 46.7695 | 46.7695 | 46.7695 | 45.8587
|  | CLARENCE ROAD | FS |  |  |  |  | 48.0923 | 48.0588 | 48.058 | 48.057 | 48.0554 | 48.0526 | 48.0499 | 48.0378 | 48.0244 | 48.0098 | 47.9939 | 47.9532 | 47.729 | 47.2359 | 45.7424 | 45.7074 | 45.705 | 45.7017 | 45.6956 | 45.6844 | 45.6734 | 45.6517 | 45.6289 | 45.6048 | 45.5794 | 45.4925 | 45.2259 | 44.6923 | 46.766 | 46.7325 | 46.7317 | 46.7307 | 46.7291 | 46.7263 | 46.7236 | 46.7115 | 46.6981 | 46.6835 | 46.6676 | 46.6269 | 46.4027 | 45.9096
MELKSHAM GSP | CHIPPENHAM | COCKLEBURY | MINIMUM HEADROOM | ST 92447 73890 | NO | YES | 0.42632 | 41.3323 | 41.2229 | 41.1728 | 41.1018 | 41.021 | 40.9317 | 40.831 | 40.7453 | 40.6569 | 40.5676 | 40.4756 | 38.9964 | 37.046 | 34.5388 | 40.9176 | 40.7985 | 40.7381 | 40.6457 | 40.5212 | 40.3868 | 40.2379 | 40.103 | 39.76 | 39.3478 | 38.9325 | 36.9796 | 34.8374 | 32.1404 | 41.2792 | 41.1857 | 41.1526 | 41.1071 | 41.0534 | 40.992 | 40.9213 | 40.866 | 40.8075 | 40.7474 | 40.6846 | 39.6879 | 37.4975 | 34.7529
|  | COCKLEBURY | CT |  |  |  |  | 41.3323 | 41.2792 | 41.2328 | 41.1677 | 41.0921 | 41.0067 | 40.9079 | 40.8269 | 40.7439 | 40.6614 | 40.5768 | 39.274 | 37.4442 | 35.3003 | 40.9176 | 40.8564 | 40.8007 | 40.721 | 40.6043 | 40.4757 | 40.3304 | 40.1997 | 39.9451 | 39.5428 | 39.1464 | 37.2796 | 35.2694 | 32.9467 | 41.2792 | 41.2393 | 41.2083 | 41.1671 | 41.1171 | 41.0583 | 40.9884 | 40.9383 | 40.8858 | 40.8321 | 40.7757 | 39.9935 | 37.938 | 35.5704
|  | COCKLEBURY | LW |  |  |  |  | 41.3338 | 41.2229 | 41.1728 | 41.1018 | 41.021 | 40.9317 | 40.831 | 40.7453 | 40.6569 | 40.5676 | 40.4756 | 38.9964 | 37.046 | 34.5388 | 40.9184 | 40.7985 | 40.7381 | 40.6457 | 40.5212 | 40.3868 | 40.2379 | 40.103 | 39.76 | 39.3478 | 38.9325 | 36.9796 | 34.8374 | 32.1404 | 41.2818 | 41.1857 | 41.1526 | 41.1071 | 41.0534 | 40.992 | 40.9213 | 40.866 | 40.8075 | 40.7474 | 40.6846 | 39.6879 | 37.4975 | 34.7529
|  | COCKLEBURY | ST |  |  |  |  | 41.3514 | 41.3463 | 41.3406 | 41.3248 | 41.3084 | 41.2918 | 41.2747 | 41.256 | 41.2375 | 41.2197 | 41.2023 | 41.1181 | 41.0398 | 40.281 | 40.9452 | 40.937 | 40.9278 | 40.9025 | 40.8762 | 40.8495 | 40.8117 | 40.7628 | 40.7145 | 40.6681 | 40.6227 | 40.0972 | 39.198 | 38.3091 | 41.2842 | 41.2842 | 41.2842 | 41.2842 | 41.2842 | 41.2842 | 41.2842 | 41.2842 | 41.2842 | 41.2842 | 41.2842 | 41.28 | 41.2758 | 41.0287
|  | COCKLEBURY | FS |  |  |  |  | 41.3532 | 41.3353 | 41.3318 | 41.3276 | 41.3211 | 41.3105 | 41.3 | 41.2843 | 41.268 | 41.2512 | 41.2336 | 41.1648 | 41.0166 | 40.7459 | 40.949 | 40.9293 | 40.9239 | 40.9175 | 40.9075 | 40.8912 | 40.8751 | 40.8531 | 40.8305 | 40.8074 | 40.7776 | 40.6269 | 40.4024 | 39.8519 | 41.2826 | 41.2677 | 41.2674 | 41.2669 | 41.2662 | 41.265 | 41.2638 | 41.2584 | 41.2524 | 41.2459 | 41.2388 | 41.2207 | 41.1198 | 40.8963
MELKSHAM GSP | FROME BSP | CODFORD | MINIMUM HEADROOM | ST 97372 39559 | YES | YES | 0.089474 | 6.5209 | 6.5102 | 6.5066 | 6.5017 | 6.4958 | 6.489 | 6.4812 | 6.4751 | 6.4687 | 6.4622 | 6.4553 | 6.4132 | 6.345 | 6.2125 | 5.5838 | 5.5693 | 5.5614 | 5.5493 | 5.5361 | 5.5219 | 5.5066 | 5.493 | 5.4793 | 5.4655 | 5.4514 | 5.3751 | 5.272 | 5.1052 | 5.9813 | 5.9697 | 5.965 | 5.9582 | 5.9504 | 5.9418 | 5.9321 | 5.9241 | 5.9158 | 5.9074 | 5.8987 | 5.8479 | 5.7708 | 5.6296
|  | CODFORD | CT |  |  |  |  | 6.5209 | 6.5167 | 6.5134 | 6.5091 | 6.5037 | 6.4974 | 6.49 | 6.4847 | 6.4791 | 6.4735 | 6.4676 | 6.43 | 6.3678 | 6.2692 | 5.5841 | 5.576 | 5.5687 | 5.5575 | 5.5452 | 5.5318 | 5.5171 | 5.5041 | 5.4909 | 5.4779 | 5.4648 | 5.3937 | 5.2974 | 5.1652 | 5.9814 | 5.9762 | 5.9719 | 5.9658 | 5.9587 | 5.9506 | 5.9413 | 5.934 | 5.9265 | 5.919 | 5.9113 | 5.8652 | 5.7943 | 5.6871
|  | CODFORD | LW |  |  |  |  | 6.5209 | 6.5102 | 6.5066 | 6.5017 | 6.4958 | 6.489 | 6.4812 | 6.4751 | 6.4687 | 6.4622 | 6.4553 | 6.4132 | 6.345 | 6.2125 | 5.5838 | 5.5693 | 5.5614 | 5.5493 | 5.5361 | 5.5219 | 5.5066 | 5.493 | 5.4793 | 5.4655 | 5.4514 | 5.3751 | 5.272 | 5.1052 | 5.9813 | 5.9697 | 5.965 | 5.9582 | 5.9504 | 5.9418 | 5.9321 | 5.9241 | 5.9158 | 5.9074 | 5.8987 | 5.8479 | 5.7708 | 5.6296
|  | CODFORD | ST |  |  |  |  | 6.5211 | 6.5211 | 6.5211 | 6.5211 | 6.5211 | 6.5211 | 6.5211 | 6.5211 | 6.5211 | 6.5211 | 6.5211 | 6.5211 | 6.5211 | 6.5211 | 5.5891 | 5.5881 | 5.5871 | 5.5823 | 5.5775 | 5.5728 | 5.5679 | 5.5627 | 5.5577 | 5.5527 | 5.5479 | 5.5256 | 5.5039 | 5.4826 | 5.9828 | 5.9825 | 5.9823 | 5.981 | 5.9798 | 5.9786 | 5.9774 | 5.9761 | 5.9748 | 5.9735 | 5.9723 | 5.9666 | 5.9611 | 5.9557
|  | CODFORD | FS |  |  |  |  | 6.5209 | 6.5192 | 6.5192 | 6.5191 | 6.519 | 6.5189 | 6.5188 | 6.5181 | 6.5175 | 6.5167 | 6.5159 | 6.5139 | 6.5025 | 6.4772 | 5.5897 | 5.5876 | 5.5869 | 5.5859 | 5.5844 | 5.5815 | 5.5785 | 5.5745 | 5.5705 | 5.5664 | 5.5623 | 5.5438 | 5.5166 | 5.4759 | 5.9828 | 5.981 | 5.9808 | 5.9805 | 5.9801 | 5.9792 | 5.9784 | 5.9769 | 5.9754 | 5.9738 | 5.9721 | 5.9659 | 5.9505 | 5.9213
IVER 132KV | DENHAM | COKES LANE | MINIMUM HEADROOM | SU 99240 97483 | NO | NO | 0.29158 | 14.1446 | 14.1074 | 14.0948 | 14.0773 | 14.0566 | 14.0333 | 14.0066 | 13.9859 | 13.9646 | 13.9428 | 13.9201 | 13.7852 | 13.5748 | 13.1749 | 13.4607 | 13.4195 | 13.4025 | 13.378 | 13.3488 | 13.2345 | 13.1137 | 12.9958 | 12.8796 | 12.7661 | 12.6521 | 12.1053 | 11.4964 | 10.7119 | 13.9762 | 13.939 | 13.9264 | 13.9089 | 13.8882 | 13.8649 | 13.8381 | 13.8174 | 13.7713 | 13.6647 | 13.5542 | 13.0195 | 12.4222 | 11.6489
|  | COKES LANE | CT |  |  |  |  | 14.1446 | 14.129 | 14.117 | 14.1008 | 14.0811 | 14.0582 | 14.0313 | 14.0125 | 13.993 | 13.9733 | 13.953 | 13.8282 | 13.6315 | 13.3264 | 13.4609 | 13.4416 | 13.4255 | 13.4026 | 13.376 | 13.2795 | 13.1613 | 13.0444 | 12.9291 | 12.8176 | 12.7088 | 12.1826 | 11.6041 | 10.9297 | 13.9762 | 13.9606 | 13.9486 | 13.9324 | 13.9127 | 13.8897 | 13.8629 | 13.8441 | 13.8192 | 13.7147 | 13.6102 | 13.0957 | 12.5284 | 11.8648
|  | COKES LANE | LW |  |  |  |  | 14.1446 | 14.1074 | 14.0948 | 14.0773 | 14.0566 | 14.0333 | 14.0066 | 13.9859 | 13.9646 | 13.9428 | 13.9201 | 13.7852 | 13.5748 | 13.1749 | 13.4607 | 13.4195 | 13.4025 | 13.378 | 13.3488 | 13.2345 | 13.1137 | 12.9958 | 12.8796 | 12.7661 | 12.6521 | 12.1053 | 11.4964 | 10.7119 | 13.9762 | 13.939 | 13.9264 | 13.9089 | 13.8882 | 13.8649 | 13.8381 | 13.8174 | 13.7713 | 13.6647 | 13.5542 | 13.0195 | 12.4222 | 11.6489
|  | COKES LANE | ST |  |  |  |  | 14.1453 | 14.1453 | 14.1453 | 14.1453 | 14.1453 | 14.1453 | 14.1453 | 14.1453 | 14.1453 | 14.1453 | 14.1453 | 14.1453 | 14.1453 | 14.1453 | 13.4661 | 13.4651 | 13.464 | 13.4595 | 13.4549 | 13.4505 | 13.4459 | 13.441 | 13.4043 | 13.3465 | 13.2898 | 13.0315 | 12.7956 | 12.5682 | 13.9768 | 13.9768 | 13.9768 | 13.9768 | 13.9768 | 13.9768 | 13.9768 | 13.9768 | 13.9768 | 13.9768 | 13.9768 | 13.9254 | 13.7001 | 13.4793
|  | COKES LANE | FS |  |  |  |  | 14.1447 | 14.1396 | 14.1395 | 14.1394 | 14.1391 | 14.1387 | 14.1383 | 14.1364 | 14.1344 | 14.1322 | 14.1297 | 14.1235 | 14.0897 | 14.0157 | 13.4666 | 13.4609 | 13.4602 | 13.4592 | 13.4575 | 13.4544 | 13.4513 | 13.4465 | 13.4415 | 13.4363 | 13.4309 | 13.3299 | 13.1333 | 12.9023 | 13.9763 | 13.9712 | 13.9711 | 13.9709 | 13.9707 | 13.9703 | 13.9699 | 13.968 | 13.966 | 13.9637 | 13.9613 | 13.9551 | 13.9213 | 13.7962
LOVEDEAN GSP | WYMERING BSP | COLLEGE PARK | MINIMUM HEADROOM | SU 65893 02686 | NO | NO | 0.46421 | 17.4817 | 17.4025 | 17.3756 | 17.3384 | 17.2944 | 17.2433 | 17.184 | 17.1375 | 17.0886 | 17.0379 | 16.9846 | 16.6506 | 16.0985 | 14.9707 | 16.7949 | 16.7117 | 16.6807 | 16.6364 | 16.5851 | 16.5268 | 16.4601 | 16.4059 | 16.3494 | 16.2912 | 16.1325 | 15.0409 | 13.7133 | 11.8509 | 16.9476 | 16.8636 | 16.8316 | 16.7858 | 16.733 | 16.6731 | 16.6049 | 16.549 | 16.4908 | 16.4309 | 16.3685 | 15.3916 | 14.0983 | 12.2586
|  | COLLEGE PARK | CT |  |  |  |  | 17.4819 | 17.4531 | 17.4308 | 17.401 | 17.3645 | 17.3205 | 17.2681 | 17.2308 | 17.1908 | 17.1496 | 17.1066 | 16.8254 | 16.3414 | 15.5375 | 16.7952 | 16.7627 | 16.7364 | 16.6997 | 16.6562 | 16.6051 | 16.5455 | 16.5004 | 16.4527 | 16.404 | 16.281 | 15.2554 | 14.0139 | 12.4738 | 16.9479 | 16.9146 | 16.8875 | 16.8493 | 16.8042 | 16.7517 | 16.6905 | 16.6437 | 16.5943 | 16.544 | 16.4921 | 15.603 | 14.3972 | 12.8794
|  | COLLEGE PARK | LW |  |  |  |  | 17.4818 | 17.4025 | 17.3756 | 17.3384 | 17.2944 | 17.2433 | 17.184 | 17.1375 | 17.0886 | 17.0379 | 16.9846 | 16.6506 | 16.0985 | 14.9707 | 16.7949 | 16.7117 | 16.6807 | 16.6364 | 16.5851 | 16.5268 | 16.4601 | 16.4059 | 16.3494 | 16.2912 | 16.1325 | 15.0409 | 13.7133 | 11.8509 | 16.9476 | 16.8636 | 16.8316 | 16.7858 | 16.733 | 16.6731 | 16.6049 | 16.549 | 16.4908 | 16.4309 | 16.3685 | 15.3916 | 14.0983 | 12.2586
|  | COLLEGE PARK | ST |  |  |  |  | 17.4832 | 17.4832 | 17.4832 | 17.4832 | 17.4832 | 17.4832 | 17.4832 | 17.4832 | 17.4832 | 17.4832 | 17.4832 | 17.4832 | 17.4832 | 17.4832 | 16.8015 | 16.8006 | 16.7998 | 16.7951 | 16.7904 | 16.7858 | 16.7811 | 16.776 | 16.7709 | 16.766 | 16.7612 | 16.7381 | 16.3511 | 15.8802 | 16.9553 | 16.9543 | 16.9533 | 16.9476 | 16.9419 | 16.9362 | 16.9305 | 16.9243 | 16.9182 | 16.9122 | 16.9063 | 16.8782 | 16.6654 | 16.2303
|  | COLLEGE PARK | FS |  |  |  |  | 17.4817 | 17.4683 | 17.468 | 17.4676 | 17.467 | 17.4659 | 17.4648 | 17.4599 | 17.4545 | 17.4487 | 17.4423 | 17.426 | 17.3338 | 17.1274 | 16.8003 | 16.7863 | 16.7855 | 16.7843 | 16.7819 | 16.7777 | 16.7735 | 16.7651 | 16.7562 | 16.7469 | 16.737 | 16.7036 | 16.5946 | 16.2398 | 16.9542 | 16.9401 | 16.9391 | 16.9378 | 16.9351 | 16.9302 | 16.9253 | 16.9161 | 16.9065 | 16.8964 | 16.8857 | 16.8486 | 16.736 | 16.5093
EALING GSP |  | COPLEY DENE | MINIMUM HEADROOM | TQ 17445 80798 | NO | YES | 0.40526 | 47.9412 | 47.6665 | 47.5598 | 47.4063 | 47.2304 | 47.036 | 46.8169 | 46.6383 | 46.4555 | 46.2697 | 46.0777 | 43.7822 | 40.5751 | 35.9346 | 45.8401 | 45.5689 | 45.4661 | 45.319 | 45.1496 | 44.9615 | 44.7489 | 44.577 | 44.3694 | 43.7491 | 43.1286 | 40.0243 | 36.3901 | 31.435 | 47.0042 | 46.732 | 46.628 | 46.4791 | 46.3078 | 46.1179 | 45.9033 | 45.7295 | 45.5512 | 45.2876 | 44.7377 | 41.8263 | 38.1984 | 33.2496
|  | COPLEY DENE | CT |  |  |  |  | 47.9415 | 47.8178 | 47.7169 | 47.5744 | 47.4071 | 47.2173 | 46.9997 | 46.8352 | 46.6659 | 46.4956 | 46.3218 | 44.186 | 41.1343 | 37.2332 | 45.8403 | 45.7199 | 45.6227 | 45.4865 | 45.3255 | 45.142 | 44.9306 | 44.7729 | 44.6102 | 44.0371 | 43.4416 | 40.4513 | 36.9752 | 32.7667 | 47.0044 | 46.8831 | 46.7848 | 46.6468 | 46.4839 | 46.2986 | 46.0854 | 45.9256 | 45.761 | 45.5654 | 45.0394 | 42.253 | 38.7831 | 34.5806
|  | COPLEY DENE | LW |  |  |  |  | 47.9412 | 47.6665 | 47.5598 | 47.4063 | 47.2304 | 47.036 | 46.8169 | 46.6383 | 46.4555 | 46.2697 | 46.0777 | 43.7822 | 40.5751 | 35.9346 | 45.8401 | 45.5689 | 45.4661 | 45.319 | 45.1496 | 44.9615 | 44.7489 | 44.577 | 44.3694 | 43.7491 | 43.1286 | 40.0243 | 36.3901 | 31.435 | 47.0042 | 46.732 | 46.628 | 46.4791 | 46.3078 | 46.1179 | 45.9033 | 45.7295 | 45.5512 | 45.2876 | 44.7377 | 41.8263 | 38.1984 | 33.2496
|  | COPLEY DENE | ST |  |  |  |  | 47.9709 | 47.9675 | 47.9637 | 47.9421 | 47.9204 | 47.8993 | 47.8784 | 47.8557 | 47.8335 | 47.8121 | 47.7914 | 47.6957 | 47.5926 | 46.6325 | 45.8649 | 45.8621 | 45.8591 | 45.8417 | 45.8242 | 45.8072 | 45.7904 | 45.7721 | 45.7542 | 45.737 | 45.7203 | 45.446 | 44.1756 | 42.96 | 47.0304 | 47.0275 | 47.0242 | 47.0056 | 46.9869 | 46.9687 | 46.9507 | 46.9311 | 46.9119 | 46.8935 | 46.8756 | 46.7931 | 45.8641 | 44.7607
|  | COPLEY DENE | FS |  |  |  |  | 47.9706 | 47.931 | 47.9278 | 47.9234 | 47.9145 | 47.898 | 47.8815 | 47.8525 | 47.8222 | 47.7906 | 47.7576 | 47.6379 | 47.3186 | 46.7014 | 45.8639 | 45.8247 | 45.8219 | 45.8182 | 45.8106 | 45.7967 | 45.7828 | 45.7569 | 45.7296 | 45.7009 | 45.6709 | 45.5655 | 45.2594 | 44.0476 | 47.0296 | 46.9903 | 46.9875 | 46.9835 | 46.9756 | 46.9609 | 46.9462 | 46.9194 | 46.8912 | 46.8617 | 46.8308 | 46.7212 | 46.4113 | 45.6081
BRAMLEY (FLEE) | MAIDENHEAD BSP | CORDWALLIS | MINIMUM HEADROOM | SU 88285 81857 | NO | YES | 0.23158 | 37.3031 | 37.1799 | 37.1382 | 37.0804 | 37.012 | 36.9341 | 36.8443 | 36.7745 | 36.7021 | 36.6278 | 36.5501 | 34.9723 | 33.0313 | 30.4206 | 36.6493 | 36.5184 | 36.468 | 36.3969 | 36.3146 | 36.2225 | 36.1177 | 35.91 | 35.5109 | 35.1197 | 34.727 | 32.8552 | 30.7495 | 27.9778 | 36.9452 | 36.822 | 36.7803 | 36.7225 | 36.6541 | 36.5584 | 36.1863 | 35.8159 | 35.4313 | 35.054 | 34.6751 | 32.8337 | 30.7219 | 27.9442
|  | CORDWALLIS | CT |  |  |  |  | 37.3031 | 37.2523 | 37.2132 | 37.1606 | 37.0964 | 37.0209 | 36.9321 | 36.8696 | 36.8043 | 36.7377 | 36.6689 | 35.2644 | 33.4434 | 31.2442 | 36.6497 | 36.592 | 36.5451 | 36.48 | 36.4025 | 36.3134 | 36.2101 | 36.1013 | 35.704 | 35.3232 | 34.95 | 33.1657 | 31.1896 | 28.8381 | 36.9452 | 36.8944 | 36.8553 | 36.8027 | 36.7385 | 36.6504 | 36.363 | 36.0025 | 35.6203 | 35.2534 | 34.8936 | 33.1449 | 31.163 | 28.8059
|  | CORDWALLIS | LW |  |  |  |  | 37.3032 | 37.1799 | 37.1382 | 37.0804 | 37.012 | 36.9341 | 36.8443 | 36.7745 | 36.7021 | 36.6278 | 36.5501 | 34.9723 | 33.0313 | 30.4206 | 36.6493 | 36.5184 | 36.468 | 36.3969 | 36.3146 | 36.2225 | 36.1177 | 35.91 | 35.5109 | 35.1197 | 34.727 | 32.8552 | 30.7495 | 27.9778 | 36.9453 | 36.822 | 36.7803 | 36.7225 | 36.6541 | 36.5584 | 36.1863 | 35.8159 | 35.4313 | 35.054 | 34.6751 | 32.8337 | 30.7219 | 27.9442
|  | CORDWALLIS | ST |  |  |  |  | 37.3053 | 37.3053 | 37.3053 | 37.3053 | 37.3053 | 37.3053 | 37.3053 | 37.3053 | 37.3053 | 37.3053 | 37.3053 | 37.3053 | 37.2395 | 36.5659 | 36.6599 | 36.6576 | 36.655 | 36.6468 | 36.6383 | 36.6299 | 36.6212 | 36.6118 | 36.6025 | 36.5936 | 36.585 | 36.0518 | 35.2665 | 34.4997 | 36.9474 | 36.9474 | 36.9474 | 36.9474 | 36.9474 | 36.9474 | 36.9474 | 36.9474 | 36.9408 | 36.9295 | 36.769 | 35.9748 | 35.2241 | 34.4801
|  | CORDWALLIS | FS |  |  |  |  | 37.3033 | 37.2847 | 37.2843 | 37.2837 | 37.2828 | 37.2813 | 37.2798 | 37.2731 | 37.2656 | 37.2575 | 37.2487 | 37.2261 | 37.1012 | 36.8258 | 36.6597 | 36.6398 | 36.638 | 36.6357 | 36.6319 | 36.6255 | 36.6191 | 36.607 | 36.5941 | 36.5806 | 36.5663 | 36.5173 | 36.3685 | 35.6477 | 36.9454 | 36.9268 | 36.9264 | 36.9259 | 36.9249 | 36.9234 | 36.9219 | 36.9152 | 36.9077 | 36.8996 | 36.8908 | 36.854 | 36.3237 | 35.5674
MANNINGTON GSP | LYTCHETT | CORFE MULLEN | MINIMUM HEADROOM | SY 98583 96071 | NO | YES | 0.14947 | 29.7601 | 29.6497 | 29.5967 | 29.5179 | 29.4301 | 29.3347 | 29.2281 | 29.1361 | 29.0425 | 28.9472 | 28.8494 | 28.2982 | 27.5128 | 26.1555 | 31.9217 | 31.8241 | 31.7847 | 31.7281 | 31.576 | 31.3101 | 31.028 | 30.756 | 30.4851 | 30.217 | 29.9477 | 28.6014 | 27.0295 | 24.8943 | 32.0518 | 31.9598 | 31.9233 | 31.6864 | 31.4368 | 31.1798 | 30.9069 | 30.6443 | 30.3827 | 30.1236 | 29.8633 | 28.5587 | 27.0279 | 24.9398
|  | CORFE MULLEN | CT |  |  |  |  | 29.7601 | 29.7013 | 29.6489 | 29.5736 | 29.4885 | 29.3944 | 29.2889 | 29.2006 | 29.1096 | 29.0189 | 28.9264 | 28.3991 | 27.6491 | 26.5723 | 31.9217 | 31.8744 | 31.8347 | 31.7808 | 31.6618 | 31.4016 | 31.1251 | 30.8546 | 30.5841 | 30.3213 | 30.0609 | 28.7562 | 27.2455 | 25.4176 | 32.0518 | 32.0095 | 31.9754 | 31.7631 | 31.5211 | 31.2697 | 31.0021 | 30.7411 | 30.48 | 30.2262 | 29.9747 | 28.7106 | 27.2397 | 25.4552
|  | CORFE MULLEN | LW |  |  |  |  | 29.7643 | 29.6497 | 29.5967 | 29.5179 | 29.4301 | 29.3347 | 29.2281 | 29.1361 | 29.0425 | 28.9472 | 28.8494 | 28.2982 | 27.5128 | 26.1555 | 31.9266 | 31.8241 | 31.7847 | 31.7281 | 31.576 | 31.3101 | 31.028 | 30.756 | 30.4851 | 30.217 | 29.9477 | 28.6014 | 27.0295 | 24.8943 | 32.0569 | 31.9598 | 31.9233 | 31.6864 | 31.4368 | 31.1798 | 30.9069 | 30.6443 | 30.3827 | 30.1236 | 29.8633 | 28.5587 | 27.0279 | 24.9398
|  | CORFE MULLEN | ST |  |  |  |  | 29.7908 | 29.7866 | 29.7812 | 29.7599 | 29.7383 | 29.7169 | 29.6954 | 29.6721 | 29.6492 | 29.6271 | 29.6055 | 29.5019 | 29.4029 | 29.3025 | 31.9369 | 31.9357 | 31.9334 | 31.9263 | 31.9191 | 31.912 | 31.9048 | 31.8771 | 31.7391 | 31.6062 | 31.4758 | 30.8672 | 30.2952 | 29.7322 | 32.0602 | 32.0602 | 32.0594 | 32.0585 | 32.0577 | 31.9927 | 31.869 | 31.7347 | 31.6028 | 31.4757 | 31.351 | 30.7688 | 30.2216 | 29.6829
|  | CORFE MULLEN | FS |  |  |  |  | 29.7929 | 29.7754 | 29.7725 | 29.7683 | 29.7605 | 29.7464 | 29.7324 | 29.7124 | 29.692 | 29.6709 | 29.6494 | 29.557 | 29.3856 | 29.0934 | 31.9371 | 31.9214 | 31.9202 | 31.9186 | 31.9157 | 31.9106 | 31.9054 | 31.8956 | 31.8852 | 31.8742 | 31.8627 | 31.4806 | 30.9639 | 30.3361 | 32.0595 | 32.0445 | 32.0442 | 32.0437 | 32.043 | 32.0418 | 32.0406 | 32.0351 | 31.9814 | 31.8885 | 31.7954 | 31.353 | 30.8544 | 30.2442
MELKSHAM GSP | NORRINGTON | CORSHAM | MINIMUM HEADROOM | ST 86766 69583 | NO | YES | 0.77158 | 12.7161 | 12.6484 | 12.6187 | 12.5761 | 12.5268 | 12.4721 | 12.4106 | 12.3595 | 12.3061 | 12.2517 | 12.1954 | 11.4901 | 10.476 | 9.0605 | 12.4319 | 12.3672 | 12.3436 | 12.3112 | 12.2722 | 12.2278 | 12.1767 | 12.1365 | 12.0937 | 11.9845 | 11.8004 | 10.8555 | 9.7025 | 8.1503 | 12.8004 | 12.7356 | 12.712 | 12.6797 | 12.6407 | 12.5726 | 12.3941 | 12.2209 | 12.0474 | 11.8748 | 11.7018 | 10.7443 | 9.6016 | 8.0595
|  | CORSHAM | CT |  |  |  |  | 12.7161 | 12.6843 | 12.6554 | 12.6153 | 12.5681 | 12.5147 | 12.4539 | 12.4062 | 12.3561 | 12.3054 | 12.2528 | 11.5906 | 10.6186 | 9.417 | 12.4319 | 12.4027 | 12.3796 | 12.3495 | 12.3124 | 12.269 | 12.2184 | 12.1817 | 12.1423 | 12.0563 | 11.8774 | 10.9629 | 9.8558 | 8.5205 | 12.8004 | 12.7711 | 12.748 | 12.7179 | 12.6808 | 12.631 | 12.4553 | 12.2848 | 12.1131 | 11.9451 | 11.7772 | 10.8512 | 9.7541 | 8.4287
|  | CORSHAM | LW |  |  |  |  | 12.7195 | 12.6484 | 12.6187 | 12.5761 | 12.5268 | 12.4721 | 12.4106 | 12.3595 | 12.3061 | 12.2517 | 12.1954 | 11.4901 | 10.476 | 9.0605 | 12.4353 | 12.3672 | 12.3436 | 12.3112 | 12.2722 | 12.2278 | 12.1767 | 12.1365 | 12.0937 | 11.9845 | 11.8004 | 10.8555 | 9.7025 | 8.1503 | 12.8037 | 12.7356 | 12.712 | 12.6797 | 12.6407 | 12.5726 | 12.3941 | 12.2209 | 12.0474 | 11.8748 | 11.7018 | 10.7443 | 9.6016 | 8.0595
|  | CORSHAM | ST |  |  |  |  | 12.7223 | 12.7223 | 12.7223 | 12.7223 | 12.7157 | 12.7082 | 12.7007 | 12.6926 | 12.6846 | 12.6769 | 12.6692 | 12.633 | 12.5562 | 12.2093 | 12.4381 | 12.4381 | 12.4381 | 12.4381 | 12.4373 | 12.4364 | 12.4356 | 12.4347 | 12.4339 | 12.4331 | 12.4322 | 12.4046 | 11.9909 | 11.5819 | 12.8065 | 12.8065 | 12.8065 | 12.8065 | 12.8057 | 12.8048 | 12.804 | 12.8032 | 12.8023 | 12.7719 | 12.6879 | 12.2916 | 11.8946 | 11.4702
|  | CORSHAM | FS |  |  |  |  | 12.722 | 12.7114 | 12.7112 | 12.7109 | 12.7103 | 12.7095 | 12.7059 | 12.6972 | 12.6881 | 12.6786 | 12.6688 | 12.6323 | 12.5337 | 12.348 | 12.4378 | 12.4272 | 12.427 | 12.4267 | 12.4261 | 12.4253 | 12.4244 | 12.4206 | 12.4163 | 12.4117 | 12.4067 | 12.3938 | 12.3176 | 11.9859 | 12.8063 | 12.7956 | 12.7954 | 12.7951 | 12.7946 | 12.7937 | 12.7928 | 12.789 | 12.7847 | 12.7801 | 12.7751 | 12.6683 | 12.3164 | 11.8845
EAST CLAYDON GSP | BICESTER NORTH BSP | COTTISFORD | MINIMUM HEADROOM | SP 59021 31128 | YES | YES | 0.025263 | 3.9618 | 3.9491 | 3.9379 | 3.9241 | 3.9088 | 3.8919 | 3.8723 | 3.8555 | 3.8375 | 3.8184 | 3.7982 | 3.6771 | 3.508 | 3.2727 | 3.8576 | 3.8236 | 3.7886 | 3.7355 | 3.6795 | 3.6214 | 3.5597 | 3.4978 | 3.4352 | 3.373 | 3.3111 | 2.9978 | 2.6415 | 2.2247 | 3.8594 | 3.8257 | 3.7911 | 3.7386 | 3.6833 | 3.6259 | 3.5649 | 3.5038 | 3.4419 | 3.3805 | 3.3192 | 3.0092 | 2.656 | 2.2422
|  | COTTISFORD | CT |  |  |  |  | 3.9618 | 3.9491 | 3.9379 | 3.9241 | 3.9088 | 3.8919 | 3.8723 | 3.8555 | 3.8375 | 3.8184 | 3.7982 | 3.6771 | 3.508 | 3.2727 | 3.8576 | 3.8236 | 3.7886 | 3.7355 | 3.6795 | 3.6214 | 3.5597 | 3.4978 | 3.4352 | 3.373 | 3.3111 | 2.9978 | 2.6415 | 2.2247 | 3.8594 | 3.8257 | 3.7911 | 3.7386 | 3.6833 | 3.6259 | 3.5649 | 3.5038 | 3.4419 | 3.3805 | 3.3192 | 3.0092 | 2.656 | 2.2422
|  | COTTISFORD | LW |  |  |  |  | 3.9694 | 3.9513 | 3.944 | 3.9338 | 3.9221 | 3.9083 | 3.893 | 3.8794 | 3.8647 | 3.8497 | 3.8334 | 3.7334 | 3.584 | 3.328 | 3.8643 | 3.824 | 3.791 | 3.7396 | 3.6864 | 3.6305 | 3.5721 | 3.5135 | 3.4551 | 3.397 | 3.3381 | 3.0411 | 2.6979 | 2.2537 | 3.8661 | 3.8261 | 3.7936 | 3.7429 | 3.6904 | 3.6352 | 3.5775 | 3.5196 | 3.462 | 3.4046 | 3.3464 | 3.0527 | 2.7127 | 2.2716
|  | COTTISFORD | ST |  |  |  |  | 3.9731 | 3.9722 | 3.9714 | 3.9705 | 3.9697 | 3.9688 | 3.968 | 3.9672 | 3.9655 | 3.9638 | 3.9621 | 3.952 | 3.936 | 3.9192 | 3.8975 | 3.8913 | 3.8842 | 3.8568 | 3.8295 | 3.8021 | 3.7743 | 3.7444 | 3.7142 | 3.6844 | 3.656 | 3.5197 | 3.3844 | 3.2508 | 3.8987 | 3.8926 | 3.8857 | 3.8587 | 3.8318 | 3.8049 | 3.7775 | 3.7481 | 3.7184 | 3.689 | 3.6611 | 3.527 | 3.3936 | 3.2619
|  | COTTISFORD | FS |  |  |  |  | 3.9745 | 3.972 | 3.9719 | 3.9718 | 3.9717 | 3.9715 | 3.9713 | 3.9704 | 3.9694 | 3.9675 | 3.9655 | 3.9582 | 3.9372 | 3.896 | 3.9042 | 3.8984 | 3.8949 | 3.8906 | 3.8815 | 3.8652 | 3.8489 | 3.8305 | 3.811 | 3.7908 | 3.7705 | 3.6751 | 3.5728 | 3.4538 | 3.9054 | 3.8996 | 3.8962 | 3.892 | 3.883 | 3.867 | 3.851 | 3.8328 | 3.8137 | 3.7937 | 3.7737 | 3.6799 | 3.5789 | 3.4612
BRAMLEY (FLEE) | BURGHFIELD MAIN | COURAGES | MINIMUM HEADROOM | SU 70990 69570 | NO | YES | 0.95263 | 33.3865 | 33.3689 | 33.363 | 33.3547 | 33.3449 | 33.3335 | 33.3201 | 33.3097 | 33.2986 | 33.2871 | 33.2749 | 33.1979 | 33.0689 | 32.8136 | 32.584 | 32.5654 | 32.5583 | 32.5482 | 32.5365 | 32.5232 | 32.5079 | 32.4954 | 32.4823 | 32.4687 | 32.4545 | 32.3676 | 32.2283 | 31.9625 | 33.9549 | 33.9373 | 33.9314 | 33.9231 | 33.9133 | 33.9019 | 33.8886 | 33.8781 | 33.867 | 33.8555 | 33.8433 | 33.7663 | 33.6373 | 33.2866
|  | COURAGES | CT |  |  |  |  | 33.3866 | 33.3806 | 33.3759 | 33.3697 | 33.3621 | 33.3527 | 33.3416 | 33.3336 | 33.3249 | 33.316 | 33.3066 | 33.2439 | 33.1336 | 32.9546 | 32.5841 | 32.5772 | 32.5715 | 32.5634 | 32.5539 | 32.5427 | 32.5296 | 32.5196 | 32.5089 | 32.4979 | 32.4865 | 32.414 | 32.2934 | 32.1042 | 33.955 | 33.949 | 33.9443 | 33.9381 | 33.9305 | 33.9212 | 33.91 | 33.902 | 33.8934 | 33.8844 | 33.875 | 33.8124 | 33.702 | 33.4375
|  | COURAGES | LW |  |  |  |  | 33.3866 | 33.3689 | 33.363 | 33.3547 | 33.3449 | 33.3335 | 33.3201 | 33.3097 | 33.2986 | 33.2871 | 33.2749 | 33.1979 | 33.0689 | 32.8136 | 32.584 | 32.5654 | 32.5583 | 32.5482 | 32.5365 | 32.5232 | 32.5079 | 32.4954 | 32.4823 | 32.4687 | 32.4545 | 32.3676 | 32.2283 | 31.9625 | 33.955 | 33.9373 | 33.9314 | 33.9231 | 33.9133 | 33.9019 | 33.8886 | 33.8781 | 33.867 | 33.8555 | 33.8433 | 33.7663 | 33.6373 | 33.2866
|  | COURAGES | ST |  |  |  |  | 33.3868 | 33.3868 | 33.3868 | 33.3868 | 33.3868 | 33.3868 | 33.3868 | 33.3868 | 33.3868 | 33.3868 | 33.3868 | 33.3868 | 33.3868 | 33.3868 | 32.5857 | 32.5855 | 32.5853 | 32.5841 | 32.5829 | 32.5816 | 32.5804 | 32.579 | 32.5777 | 32.5764 | 32.575 | 32.5684 | 32.562 | 32.5554 | 33.9553 | 33.9553 | 33.9553 | 33.9553 | 33.9553 | 33.9553 | 33.9553 | 33.9553 | 33.9553 | 33.9553 | 33.9553 | 33.9553 | 33.9553 | 33.9553
|  | COURAGES | FS |  |  |  |  | 33.3865 | 33.3834 | 33.3833 | 33.3832 | 33.3831 | 33.3828 | 33.3826 | 33.3815 | 33.3802 | 33.3789 | 33.3774 | 33.3736 | 33.3521 | 33.3036 | 32.5855 | 32.5822 | 32.582 | 32.5817 | 32.5811 | 32.58 | 32.5788 | 32.5767 | 32.5745 | 32.5722 | 32.5698 | 32.5613 | 32.535 | 32.4818 | 33.9549 | 33.9518 | 33.9518 | 33.9517 | 33.9515 | 33.9513 | 33.951 | 33.9499 | 33.9486 | 33.9473 | 33.9458 | 33.942 | 33.9205 | 33.872
BRAMLEY (FLEE) | CAMBERLEY RESERVE | COVE | MINIMUM HEADROOM | SU 85415 55937 | NO | NO | 0.011579 | 26.9406 | 26.8528 | 26.8157 | 26.7634 | 26.7033 | 26.6365 | 26.5606 | 26.4974 | 26.4328 | 26.3675 | 26.2595 | 25.2058 | 23.8962 | 22.1011 | 26.7581 | 26.6691 | 26.6305 | 26.5761 | 26.5138 | 26.4446 | 26.3662 | 26.2677 | 26.1668 | 26.0664 | 25.7832 | 24.3932 | 22.8683 | 20.9059 | 26.9239 | 26.8452 | 26.8185 | 26.7816 | 26.7379 | 26.5557 | 26.239 | 25.9335 | 25.6312 | 25.3362 | 25.0394 | 23.6639 | 22.1529 | 20.2041
|  | COVE | CT |  |  |  |  | 26.9413 | 26.9011 | 26.8669 | 26.8193 | 26.7631 | 26.6989 | 26.6246 | 26.5659 | 26.5057 | 26.4457 | 26.3848 | 25.4277 | 24.2121 | 22.7194 | 26.759 | 26.7176 | 26.6821 | 26.6326 | 26.5742 | 26.5078 | 26.4312 | 26.3495 | 26.2523 | 26.1576 | 25.9637 | 24.646 | 23.2307 | 21.5695 | 26.9239 | 26.8916 | 26.8667 | 26.8333 | 26.7924 | 26.6924 | 26.394 | 26.0889 | 25.7868 | 25.4995 | 25.2185 | 23.9147 | 22.5123 | 20.8637
|  | COVE | LW |  |  |  |  | 26.9406 | 26.8528 | 26.8157 | 26.7634 | 26.7033 | 26.6365 | 26.5606 | 26.4974 | 26.4328 | 26.3675 | 26.2595 | 25.2058 | 23.8962 | 22.1011 | 26.7581 | 26.6691 | 26.6305 | 26.5761 | 26.5138 | 26.4446 | 26.3662 | 26.2677 | 26.1668 | 26.0664 | 25.7832 | 24.3932 | 22.8683 | 20.9059 | 26.924 | 26.8452 | 26.8185 | 26.7816 | 26.7379 | 26.5557 | 26.239 | 25.9335 | 25.6312 | 25.3362 | 25.0394 | 23.6639 | 22.1529 | 20.2041
|  | COVE | ST |  |  |  |  | 26.9507 | 26.9474 | 26.9438 | 26.9346 | 26.925 | 26.9153 | 26.9051 | 26.8941 | 26.8832 | 26.8729 | 26.8629 | 26.8175 | 26.6925 | 26.3162 | 26.7694 | 26.7657 | 26.7616 | 26.7511 | 26.7402 | 26.7291 | 26.7176 | 26.705 | 26.6927 | 26.6809 | 26.6695 | 26.5492 | 26.1651 | 25.5881 | 26.9253 | 26.9253 | 26.9253 | 26.9253 | 26.9253 | 26.9253 | 26.9253 | 26.9253 | 26.9155 | 26.7819 | 26.64 | 26.0004 | 25.4226 | 24.8534
|  | COVE | FS |  |  |  |  | 26.9519 | 26.938 | 26.9358 | 26.9332 | 26.9292 | 26.923 | 26.9168 | 26.9066 | 26.8959 | 26.8848 | 26.8732 | 26.8299 | 26.7231 | 26.5182 | 26.7709 | 26.7568 | 26.7544 | 26.7515 | 26.747 | 26.74 | 26.7332 | 26.7221 | 26.7107 | 26.6987 | 26.6863 | 26.6391 | 26.5287 | 26.276 | 26.924 | 26.9119 | 26.9116 | 26.9113 | 26.9107 | 26.9097 | 26.9087 | 26.9043 | 26.8995 | 26.8943 | 26.8885 | 26.8409 | 26.4081 | 25.8723
FAWLEY GSP | COWES & WOOTTON COMMON BSP | COWES | MINIMUM HEADROOM | SP 56113 03074 | NO | YES | 0.165 | 36.9114 | 36.6152 | 36.3894 | 36.0452 | 35.6757 | 35.2872 | 34.8683 | 34.4634 | 34.0581 | 33.6559 | 33.2082 | 30.9229 | 28.2675 | 24.702 | 33.307 | 32.9447 | 32.6434 | 32.181 | 31.6878 | 31.1731 | 30.6211 | 30.0793 | 29.5389 | 29.0044 | 28.4661 | 25.8333 | 22.8312 | 18.9196 | 34.7439 | 34.3978 | 34.115 | 33.6815 | 33.2185 | 32.7347 | 32.2153 | 31.707 | 31.1996 | 30.6975 | 30.1915 | 27.7076 | 24.7337 | 20.8213
|  | COWES | CT |  |  |  |  | 36.917 | 36.7199 | 36.5142 | 36.1932 | 35.8462 | 35.4782 | 35.0779 | 34.6813 | 34.284 | 33.897 | 33.4878 | 31.3224 | 28.838 | 25.8442 | 33.3165 | 33.0589 | 32.7839 | 32.3505 | 31.8853 | 31.3956 | 30.8662 | 30.3309 | 29.7965 | 29.278 | 28.7663 | 26.2629 | 23.4472 | 20.122 | 34.7525 | 34.5096 | 34.2516 | 33.8457 | 33.4094 | 32.9495 | 32.4517 | 31.9503 | 31.4494 | 30.9632 | 30.4829 | 28.1243 | 25.3497 | 22.0238
|  | COWES | LW |  |  |  |  | 36.9114 | 36.6152 | 36.3894 | 36.0452 | 35.6757 | 35.2872 | 34.8683 | 34.4634 | 34.0581 | 33.6559 | 33.2082 | 30.9229 | 28.2675 | 24.702 | 33.307 | 32.9447 | 32.6434 | 32.181 | 31.6878 | 31.1731 | 30.6211 | 30.0793 | 29.5389 | 29.0044 | 28.4661 | 25.8333 | 22.8312 | 18.9196 | 34.7439 | 34.3978 | 34.115 | 33.6815 | 33.2185 | 32.7347 | 32.2153 | 31.707 | 31.1996 | 30.6975 | 30.1915 | 27.7076 | 24.7337 | 20.8213
|  | COWES | ST |  |  |  |  | 37.0943 | 37.0466 | 36.9936 | 36.8186 | 36.6381 | 36.4551 | 36.2677 | 36.0628 | 35.8599 | 35.6639 | 35.4711 | 34.5636 | 33.5824 | 32.5609 | 33.5663 | 33.4984 | 33.4228 | 33.1736 | 32.9163 | 32.6561 | 32.3894 | 32.0979 | 31.8091 | 31.5303 | 31.2559 | 29.965 | 28.7378 | 27.5083 | 34.9846 | 34.9216 | 34.8515 | 34.6204 | 34.3819 | 34.1406 | 33.8934 | 33.623 | 33.3552 | 33.0967 | 32.8423 | 31.6452 | 30.5071 | 29.3668
|  | COWES | FS |  |  |  |  | 37.1161 | 37.0647 | 37.0338 | 36.9953 | 36.9297 | 36.8175 | 36.7061 | 36.5748 | 36.4424 | 36.309 | 36.1739 | 35.5413 | 34.8022 | 33.8653 | 33.598 | 33.5345 | 33.4908 | 33.4363 | 33.3433 | 33.1843 | 33.0263 | 32.8428 | 32.6581 | 32.4724 | 32.2846 | 31.3953 | 30.4105 | 29.2273 | 35.0138 | 34.9533 | 34.9127 | 34.8621 | 34.7758 | 34.6282 | 34.4817 | 34.3109 | 34.1391 | 33.9661 | 33.7912 | 32.9647 | 32.04 | 30.9171
COWLEY GSP | COWLEY LOCAL (2 X 90) | COWLEY LOCAL | MINIMUM HEADROOM | SP 56113 03074 | NO | NO | 0.279 | 38.4103 | 38.2769 | 38.2304 | 38.1663 | 38.0907 | 38.0031 | 37.9014 | 37.7737 | 37.0381 | 36.319 | 35.5925 | 32.278 | 28.7001 | 24.2035 | 37.0103 | 36.8769 | 36.8304 | 36.7462 | 36.6414 | 36.1234 | 35.268 | 34.4285 | 33.5855 | 32.7529 | 31.9124 | 28.1196 | 24.0845 | 19.1248 | 38.0629 | 37.9295 | 37.8831 | 37.819 | 37.2818 | 36.5103 | 35.6494 | 34.8108 | 33.9781 | 33.1507 | 32.31 | 28.5161 | 24.48 | 19.5231
|  | COWLEY LOCAL | CT |  |  |  |  | 38.4103 | 38.3594 | 38.3199 | 38.2674 | 38.2035 | 38.1269 | 38.036 | 37.97 | 37.464 | 36.7685 | 36.0877 | 32.992 | 29.7449 | 25.9825 | 37.0103 | 36.9594 | 36.9199 | 36.8563 | 36.7657 | 36.5368 | 35.7355 | 34.899 | 34.0568 | 33.2511 | 32.4618 | 28.91 | 25.2445 | 21.0612 | 38.0629 | 38.012 | 37.9725 | 37.92 | 37.6475 | 36.9304 | 36.1184 | 35.2784 | 34.4432 | 33.6491 | 32.8595 | 29.3068 | 25.6403 | 21.4564
|  | COWLEY LOCAL | LW |  |  |  |  | 38.4127 | 38.2769 | 38.2304 | 38.1663 | 38.0907 | 38.0031 | 37.9014 | 37.7737 | 37.0381 | 36.319 | 35.5925 | 32.278 | 28.7001 | 24.2035 | 37.0127 | 36.8769 | 36.8304 | 36.7462 | 36.6414 | 36.1234 | 35.268 | 34.4285 | 33.5855 | 32.7529 | 31.9124 | 28.1196 | 24.0845 | 19.1248 | 38.0653 | 37.9295 | 37.8831 | 37.819 | 37.2818 | 36.5103 | 35.6494 | 34.8108 | 33.9781 | 33.1507 | 32.31 | 28.5161 | 24.48 | 19.5231
|  | COWLEY LOCAL | ST |  |  |  |  | 38.4157 | 38.4157 | 38.4157 | 38.4157 | 38.4157 | 38.4157 | 38.4157 | 38.4157 | 38.4157 | 38.4157 | 38.4157 | 37.614 | 36.1452 | 34.6541 | 37.0157 | 37.0157 | 37.0157 | 37.0157 | 37.0157 | 37.0059 | 36.9877 | 36.9678 | 36.8087 | 36.4047 | 36.002 | 34.1435 | 32.4115 | 30.6614 | 38.0684 | 38.0684 | 38.0684 | 38.0684 | 38.0684 | 38.0684 | 38.0667 | 37.6375 | 37.2019 | 36.7889 | 36.3843 | 34.5392 | 32.809 | 31.0584
|  | COWLEY LOCAL | FS |  |  |  |  | 38.4133 | 38.3906 | 38.39 | 38.3894 | 38.3882 | 38.3864 | 38.3845 | 38.3763 | 38.3672 | 38.3572 | 38.3464 | 38.3188 | 38.1624 | 37.7708 | 37.0133 | 36.9906 | 36.99 | 36.9894 | 36.9882 | 36.9864 | 36.9845 | 36.9763 | 36.9672 | 36.951 | 36.9305 | 36.8276 | 35.7474 | 34.4266 | 38.066 | 38.0432 | 38.0427 | 38.042 | 38.0409 | 38.039 | 38.0372 | 38.0289 | 38.0198 | 38.0099 | 37.9991 | 37.2234 | 36.1298 | 34.8088
BRAMLEY (FLEE) | COXMOOR WOOD BSP | COXMOOR WOOD | MINIMUM HEADROOM | SU 78275 50779 | YES | YES | 0.31 | 12.0278 | 11.9798 | 11.9621 | 11.9379 | 11.9095 | 11.8773 | 11.8405 | 11.8117 | 11.7821 | 11.7508 | 11.7183 | 11.5238 | 11.2189 | 10.4263 | 8.931 | 8.8114 | 8.7151 | 8.5679 | 8.4118 | 8.2516 | 8.0813 | 7.9161 | 7.7526 | 7.591 | 7.429 | 6.6532 | 5.7891 | 4.6689 | 10.8046 | 10.7318 | 10.6873 | 10.6212 | 10.5493 | 10.4735 | 10.3912 | 10.3159 | 10.2406 | 10.165 | 10.0884 | 9.6068 | 8.7443 | 7.6258
|  | COXMOOR WOOD | CT |  |  |  |  | 12.0278 | 12.0048 | 11.9867 | 11.9629 | 11.9342 | 11.901 | 11.8624 | 11.8339 | 11.8045 | 11.7745 | 11.7438 | 11.552 | 11.2528 | 10.6649 | 8.9321 | 8.8455 | 8.7552 | 8.6139 | 8.4631 | 8.3054 | 8.137 | 7.9703 | 7.8051 | 7.6458 | 7.4892 | 6.7324 | 5.899 | 4.9228 | 10.8046 | 10.7599 | 10.7172 | 10.6534 | 10.5831 | 10.5075 | 10.4246 | 10.349 | 10.2733 | 10.1993 | 10.1257 | 9.6858 | 8.854 | 7.8794
|  | COXMOOR WOOD | LW |  |  |  |  | 12.0304 | 11.9798 | 11.9621 | 11.9379 | 11.9095 | 11.8773 | 11.8405 | 11.8117 | 11.7821 | 11.7508 | 11.7183 | 11.5238 | 11.2189 | 10.4263 | 8.931 | 8.8114 | 8.7151 | 8.5679 | 8.4118 | 8.2516 | 8.0813 | 7.9161 | 7.7526 | 7.591 | 7.429 | 6.6532 | 5.7891 | 4.6689 | 10.8059 | 10.7318 | 10.6873 | 10.6212 | 10.5493 | 10.4735 | 10.3912 | 10.3159 | 10.2406 | 10.165 | 10.0884 | 9.6068 | 8.7443 | 7.6258
|  | COXMOOR WOOD | ST |  |  |  |  | 12.0321 | 12.0321 | 12.0321 | 12.0321 | 12.0321 | 12.0321 | 12.0321 | 12.0321 | 12.0321 | 12.0321 | 12.0321 | 12.0287 | 12.0245 | 12.0203 | 9.0163 | 8.9974 | 8.976 | 8.8981 | 8.8182 | 8.7391 | 8.6589 | 8.5718 | 8.4862 | 8.404 | 8.3243 | 7.9572 | 7.6209 | 7.2938 | 10.8361 | 10.8296 | 10.8223 | 10.7958 | 10.7686 | 10.7416 | 10.7143 | 10.6846 | 10.6554 | 10.6274 | 10.6003 | 10.473 | 10.3556 | 10.2414
|  | COXMOOR WOOD | FS |  |  |  |  | 12.0313 | 12.024 | 12.0239 | 12.0236 | 12.0233 | 12.0227 | 12.0221 | 12.0194 | 12.0165 | 12.0133 | 12.0099 | 12.001 | 11.9522 | 11.8452 | 9.0334 | 9.0143 | 9.002 | 8.9864 | 8.9588 | 8.9115 | 8.8652 | 8.8103 | 8.7554 | 8.7005 | 8.6447 | 8.3815 | 8.104 | 7.7766 | 10.8414 | 10.8301 | 10.8258 | 10.8203 | 10.8107 | 10.7942 | 10.778 | 10.7575 | 10.7369 | 10.7161 | 10.6948 | 10.5993 | 10.4725 | 10.2904
MANNINGTON GSP | LYTCHETT | CREEKMOOR | MINIMUM HEADROOM | SZ 00552 94121 | NO | YES | 2.3579 | 32.23 | 32.1377 | 32.1064 | 32.0631 | 32.0118 | 31.9528 | 31.8843 | 31.8308 | 31.7748 | 31.717 | 31.6563 | 31.2799 | 30.4179 | 28.652 | 31.5329 | 31.4372 | 31.4023 | 31.3525 | 31.2947 | 31.2294 | 31.1549 | 31.0681 | 30.8674 | 30.6667 | 30.465 | 29.3821 | 28.0327 | 26.1072 | 32.1475 | 32.0509 | 32.015 | 31.9633 | 31.9038 | 31.8368 | 31.7606 | 31.6729 | 31.476 | 31.279 | 31.081 | 30.0164 | 28.6861 | 26.7794
|  | CREEKMOOR | CT |  |  |  |  | 32.2301 | 32.1948 | 32.1677 | 32.1312 | 32.0867 | 32.0334 | 31.9703 | 31.9256 | 31.8781 | 31.8294 | 31.7787 | 31.452 | 30.6567 | 29.2109 | 31.533 | 31.4944 | 31.4636 | 31.4206 | 31.3696 | 31.3101 | 31.2409 | 31.1637 | 30.9716 | 30.78 | 30.5883 | 29.5566 | 28.2723 | 26.666 | 32.1476 | 32.108 | 32.0763 | 32.0315 | 31.9787 | 31.9175 | 31.8467 | 31.7686 | 31.5802 | 31.3923 | 31.2043 | 30.1909 | 28.9255 | 27.3381
|  | CREEKMOOR | LW |  |  |  |  | 32.2301 | 32.1377 | 32.1064 | 32.0631 | 32.0118 | 31.9528 | 31.8843 | 31.8308 | 31.7748 | 31.717 | 31.6563 | 31.2799 | 30.4179 | 28.652 | 31.5329 | 31.4372 | 31.4023 | 31.3525 | 31.2947 | 31.2294 | 31.1549 | 31.0681 | 30.8674 | 30.6667 | 30.465 | 29.3821 | 28.0327 | 26.1072 | 32.1475 | 32.0509 | 32.015 | 31.9633 | 31.9038 | 31.8368 | 31.7606 | 31.6729 | 31.476 | 31.279 | 31.081 | 30.0164 | 28.6861 | 26.7794
|  | CREEKMOOR | ST |  |  |  |  | 32.2316 | 32.2316 | 32.2316 | 32.2316 | 32.2316 | 32.2316 | 32.2316 | 32.2316 | 32.2316 | 32.2316 | 32.2316 | 32.2316 | 32.2316 | 32.2316 | 31.54 | 31.5396 | 31.5393 | 31.5348 | 31.5304 | 31.5261 | 31.5219 | 31.5173 | 31.5128 | 31.5084 | 31.5041 | 31.1885 | 30.7275 | 30.275 | 32.1561 | 32.1557 | 32.1552 | 32.1495 | 32.1439 | 32.1384 | 32.1331 | 32.1272 | 32.1215 | 32.1159 | 32.1104 | 31.8007 | 31.3515 | 30.9109
|  | CREEKMOOR | FS |  |  |  |  | 32.23 | 32.2149 | 32.2146 | 32.2141 | 32.2134 | 32.2122 | 32.2109 | 32.2055 | 32.1995 | 32.1929 | 32.1858 | 32.1675 | 32.0647 | 31.8359 | 31.5385 | 31.5232 | 31.5225 | 31.5215 | 31.5193 | 31.515 | 31.5107 | 31.5017 | 31.4922 | 31.4822 | 31.4716 | 31.4364 | 31.0375 | 30.445 | 32.1546 | 32.1392 | 32.1385 | 32.1373 | 32.1347 | 32.1296 | 32.1245 | 32.1145 | 32.1041 | 32.0931 | 32.0815 | 32.0416 | 31.6492 | 31.0662
MINETY GSP | CIRENCESTER BSP | CRICKLADE | MINIMUM HEADROOM | SU 09400 93270 | NO | YES | 0.28211 | 17.9882 | 17.9365 | 17.9151 | 17.8839 | 17.8486 | 17.8096 | 17.7658 | 17.7294 | 17.692 | 17.6531 | 17.6129 | 17.3085 | 16.6305 | 15.6807 | 17.1217 | 17.0607 | 17.0289 | 16.9803 | 16.9275 | 16.871 | 16.8098 | 16.7551 | 16.6996 | 16.6429 | 16.5851 | 15.9198 | 15.0058 | 13.8245 | 14.7162 | 14.6692 | 14.653 | 14.6305 | 14.6039 | 14.5735 | 14.5385 | 14.5112 | 14.4828 | 14.4528 | 14.4214 | 14.231 | 13.9279 | 13.3458
|  | CRICKLADE | CT |  |  |  |  | 17.9882 | 17.9634 | 17.9426 | 17.9131 | 17.879 | 17.8405 | 17.7968 | 17.7626 | 17.7274 | 17.6918 | 17.6554 | 17.3816 | 16.7295 | 15.9218 | 17.1217 | 17.088 | 17.0573 | 17.0107 | 16.9593 | 16.9039 | 16.843 | 16.7904 | 16.7369 | 16.6835 | 16.6297 | 16.002 | 15.1184 | 14.0819 | 14.7162 | 14.6959 | 14.68 | 14.659 | 14.6335 | 14.6036 | 14.5684 | 14.5434 | 14.5173 | 14.4905 | 14.4629 | 14.2898 | 14.0055 | 13.5609
|  | CRICKLADE | LW |  |  |  |  | 17.9891 | 17.9365 | 17.9151 | 17.8839 | 17.8486 | 17.8096 | 17.7658 | 17.7294 | 17.692 | 17.6531 | 17.6129 | 17.3085 | 16.6305 | 15.6807 | 17.1224 | 17.0607 | 17.0289 | 16.9803 | 16.9275 | 16.871 | 16.8098 | 16.7551 | 16.6996 | 16.6429 | 16.5851 | 15.9198 | 15.0058 | 13.8245 | 14.7171 | 14.6692 | 14.653 | 14.6305 | 14.6039 | 14.5735 | 14.5385 | 14.5112 | 14.4828 | 14.4528 | 14.4214 | 14.231 | 13.9279 | 13.3458
|  | CRICKLADE | ST |  |  |  |  | 17.9963 | 17.9953 | 17.9942 | 17.9884 | 17.9826 | 17.9769 | 17.9711 | 17.9649 | 17.9587 | 17.9527 | 17.9468 | 17.9189 | 17.8921 | 17.7832 | 17.1427 | 17.1397 | 17.1364 | 17.119 | 17.1014 | 17.0842 | 17.067 | 17.0482 | 17.0296 | 17.0117 | 16.9941 | 16.9102 | 16.76 | 16.3869 | 14.7179 | 14.7179 | 14.7179 | 14.7179 | 14.7179 | 14.7179 | 14.7179 | 14.7179 | 14.7179 | 14.7179 | 14.7179 | 14.7179 | 14.7179 | 14.7179
|  | CRICKLADE | FS |  |  |  |  | 17.9964 | 17.9885 | 17.9876 | 17.9864 | 17.984 | 17.9798 | 17.9755 | 17.9686 | 17.9615 | 17.9541 | 17.9464 | 17.9169 | 17.8477 | 17.7183 | 17.1446 | 17.1355 | 17.1332 | 17.13 | 17.1236 | 17.112 | 17.1004 | 17.0852 | 17.0697 | 17.0539 | 17.0378 | 16.9673 | 16.8593 | 16.6921 | 14.7171 | 14.7097 | 14.7095 | 14.7093 | 14.709 | 14.7084 | 14.7078 | 14.7051 | 14.7021 | 14.6989 | 14.6954 | 14.6864 | 14.6365 | 14.5261
MELKSHAM GSP | FROME BSP | CROCKERTON | MINIMUM HEADROOM | ST 87736 43371 | NO | NO | 0.16737 | 17.6411 | 17.5675 | 17.5423 | 17.5074 | 17.4662 | 17.4186 | 17.3635 | 17.3205 | 17.2755 | 17.229 | 17.1794 | 16.6035 | 15.3793 | 13.6966 | 16.1933 | 16.1152 | 16.0851 | 16.0422 | 15.9926 | 15.9368 | 15.8733 | 15.8215 | 15.761 | 15.5349 | 15.3072 | 14.1567 | 12.8059 | 10.9984 | 16.6516 | 16.578 | 16.5529 | 16.518 | 16.4767 | 16.4291 | 16.3741 | 16.3311 | 16.286 | 16.2396 | 16.1899 | 15.2347 | 13.9461 | 12.2
|  | CROCKERTON | CT |  |  |  |  | 17.6411 | 17.6117 | 17.5889 | 17.5585 | 17.5215 | 17.4776 | 17.4257 | 17.3887 | 17.3495 | 17.3093 | 17.2676 | 16.7711 | 15.6178 | 14.2068 | 16.1933 | 16.1598 | 16.1323 | 16.0941 | 16.0491 | 15.9971 | 15.9369 | 15.891 | 15.8431 | 15.6444 | 15.4273 | 14.3314 | 13.0551 | 11.5222 | 16.6516 | 16.6222 | 16.5994 | 16.569 | 16.532 | 16.4881 | 16.4362 | 16.3992 | 16.36 | 16.3199 | 16.2781 | 15.4059 | 14.1901 | 12.7171
|  | CROCKERTON | LW |  |  |  |  | 17.6419 | 17.5675 | 17.5423 | 17.5074 | 17.4662 | 17.4186 | 17.3635 | 17.3205 | 17.2755 | 17.229 | 17.1794 | 16.6035 | 15.3793 | 13.6966 | 16.194 | 16.1152 | 16.0851 | 16.0422 | 15.9926 | 15.9368 | 15.8733 | 15.8215 | 15.761 | 15.5349 | 15.3072 | 14.1567 | 12.8059 | 10.9984 | 16.6525 | 16.578 | 16.5529 | 16.518 | 16.4767 | 16.4291 | 16.3741 | 16.3311 | 16.286 | 16.2396 | 16.1899 | 15.2347 | 13.9461 | 12.2
|  | CROCKERTON | ST |  |  |  |  | 17.6432 | 17.6432 | 17.6432 | 17.6432 | 17.6432 | 17.6432 | 17.6432 | 17.6432 | 17.6432 | 17.6432 | 17.6432 | 17.6432 | 17.6432 | 17.3979 | 16.2011 | 16.2 | 16.1989 | 16.1936 | 16.1883 | 16.183 | 16.1777 | 16.1719 | 16.1662 | 16.1606 | 16.1551 | 15.9967 | 15.4732 | 14.9554 | 16.6537 | 16.6537 | 16.6537 | 16.6537 | 16.6537 | 16.6537 | 16.6537 | 16.6537 | 16.6537 | 16.6537 | 16.6537 | 16.6537 | 16.5112 | 16.0312
|  | CROCKERTON | FS |  |  |  |  | 17.6419 | 17.6298 | 17.6295 | 17.6292 | 17.6286 | 17.6276 | 17.6266 | 17.6222 | 17.6174 | 17.6121 | 17.6064 | 17.5918 | 17.5095 | 17.3263 | 16.2004 | 16.1876 | 16.1866 | 16.1854 | 16.183 | 16.1786 | 16.1742 | 16.1659 | 16.1572 | 16.1481 | 16.1385 | 16.1051 | 16.0047 | 15.4974 | 16.6524 | 16.6403 | 16.6401 | 16.6397 | 16.6391 | 16.6381 | 16.6371 | 16.6328 | 16.6279 | 16.6227 | 16.617 | 16.6023 | 16.52 | 16.3368
BRAMLEY (FLEE) | PYESTOCK BSP | CROOKHAM | MINIMUM HEADROOM | SU 81702 53403 | NO | YES | 0.18737 | 29.8126 | 29.8126 | 29.8126 | 29.8126 | 29.8126 | 29.8126 | 29.8126 | 29.8126 | 29.8126 | 29.8126 | 29.8126 | 29.8126 | 29.8126 | 29.8126 | 29.8126 | 29.8126 | 29.8126 | 29.8126 | 29.8126 | 29.8126 | 29.8126 | 29.8126 | 29.8126 | 29.8126 | 29.8126 | 29.8126 | 29.8126 | 29.8126 | 29.8126 | 29.8126 | 29.8126 | 29.8126 | 29.8126 | 29.8126 | 29.8126 | 29.8126 | 29.8126 | 29.8126 | 29.8126 | 29.8126 | 29.8126 | 29.8126
|  | CROOKHAM | CT |  |  |  |  | 29.8126 | 29.8126 | 29.8126 | 29.8126 | 29.8126 | 29.8126 | 29.8126 | 29.8126 | 29.8126 | 29.8126 | 29.8126 | 29.8126 | 29.8126 | 29.8126 | 29.8126 | 29.8126 | 29.8126 | 29.8126 | 29.8126 | 29.8126 | 29.8126 | 29.8126 | 29.8126 | 29.8126 | 29.8126 | 29.8126 | 29.8126 | 29.8126 | 29.8126 | 29.8126 | 29.8126 | 29.8126 | 29.8126 | 29.8126 | 29.8126 | 29.8126 | 29.8126 | 29.8126 | 29.8126 | 29.8126 | 29.8126 | 29.8126
|  | CROOKHAM | LW |  |  |  |  | 29.8126 | 29.8126 | 29.8126 | 29.8126 | 29.8126 | 29.8126 | 29.8126 | 29.8126 | 29.8126 | 29.8126 | 29.8126 | 29.8126 | 29.8126 | 29.8126 | 29.8126 | 29.8126 | 29.8126 | 29.8126 | 29.8126 | 29.8126 | 29.8126 | 29.8126 | 29.8126 | 29.8126 | 29.8126 | 29.8126 | 29.8126 | 29.8126 | 29.8126 | 29.8126 | 29.8126 | 29.8126 | 29.8126 | 29.8126 | 29.8126 | 29.8126 | 29.8126 | 29.8126 | 29.8126 | 29.8126 | 29.8126 | 29.8126
|  | CROOKHAM | ST |  |  |  |  | 37.3705 | 37.3705 | 37.3705 | 37.3705 | 37.3705 | 37.3705 | 37.3705 | 37.3705 | 37.3705 | 37.3705 | 37.3705 | 37.3407 | 37.2663 | 37.1947 | 35.8609 | 35.8579 | 35.8546 | 35.8424 | 35.8299 | 35.8175 | 35.805 | 35.7914 | 35.7781 | 35.7603 | 35.504 | 34.3436 | 33.2911 | 32.2797 | 36.4863 | 36.4863 | 36.4863 | 36.4863 | 36.4863 | 36.4863 | 36.4351 | 36.1914 | 35.9524 | 35.7238 | 35.5018 | 34.4857 | 33.4987 | 32.5325
|  | CROOKHAM | FS |  |  |  |  | 29.8126 | 29.8126 | 29.8126 | 29.8126 | 29.8126 | 29.8126 | 29.8126 | 29.8126 | 29.8126 | 29.8126 | 29.8126 | 29.8126 | 29.8126 | 29.8126 | 29.8126 | 29.8126 | 29.8126 | 29.8126 | 29.8126 | 29.8126 | 29.8126 | 29.8126 | 29.8126 | 29.8126 | 29.8126 | 29.8126 | 29.8126 | 29.8126 | 29.8126 | 29.8126 | 29.8126 | 29.8126 | 29.8126 | 29.8126 | 29.8126 | 29.8126 | 29.8126 | 29.8126 | 29.8126 | 29.8126 | 29.8126 | 29.8126
BRAMLEY (FLEE) | CAMBERLEY MAIN | CROWTHORNE | MINIMUM HEADROOM | SU 84470 64352 | NO | NO | 1.5253 | 36.0287 | 35.8497 | 35.7889 | 35.7045 | 35.6047 | 35.4921 | 35.3629 | 35.2629 | 35.1355 | 34.9996 | 34.8598 | 34.072 | 32.9224 | 30.2344 | 34.5063 | 34.3158 | 34.2426 | 34.1388 | 34.0188 | 33.8641 | 33.2999 | 32.7568 | 32.2187 | 31.6918 | 31.1653 | 28.6466 | 25.834 | 22.165 | 35.1444 | 34.9655 | 34.9046 | 34.7662 | 34.3053 | 33.83 | 33.3239 | 32.8398 | 32.3554 | 31.8547 | 31.354 | 28.8928 | 26.059 | 22.3695
|  | CROWTHORNE | CT |  |  |  |  | 36.0287 | 35.9531 | 35.8948 | 35.8168 | 35.7216 | 35.6109 | 35.4815 | 35.3906 | 35.2801 | 35.1551 | 35.0277 | 34.2918 | 33.2146 | 31.2453 | 34.5063 | 34.4207 | 34.351 | 34.2543 | 34.1398 | 34.0097 | 33.5311 | 32.9917 | 32.4578 | 31.9444 | 31.441 | 29.0252 | 26.3657 | 23.2433 | 35.1444 | 35.0689 | 35.0106 | 34.9326 | 34.4962 | 34.0354 | 33.54 | 33.0604 | 32.5852 | 32.1008 | 31.6225 | 29.2734 | 26.5938 | 23.4519
|  | CROWTHORNE | LW |  |  |  |  | 36.0297 | 35.8497 | 35.7889 | 35.7045 | 35.6047 | 35.4921 | 35.3629 | 35.2629 | 35.1355 | 34.9996 | 34.8598 | 34.072 | 32.9224 | 30.2344 | 34.5067 | 34.3158 | 34.2426 | 34.1388 | 34.0188 | 33.8641 | 33.2999 | 32.7568 | 32.2187 | 31.6918 | 31.1653 | 28.6466 | 25.834 | 22.165 | 35.1455 | 34.9655 | 34.9046 | 34.7662 | 34.3053 | 33.83 | 33.3239 | 32.8398 | 32.3554 | 31.8547 | 31.354 | 28.8928 | 26.059 | 22.3695
|  | CROWTHORNE | ST |  |  |  |  | 36.0326 | 36.0326 | 36.0326 | 36.0326 | 36.0326 | 36.0326 | 36.0326 | 36.0326 | 36.0326 | 36.0326 | 36.0326 | 36.0028 | 35.9284 | 35.8568 | 34.523 | 34.52 | 34.5167 | 34.5045 | 34.492 | 34.4796 | 34.4671 | 34.4535 | 34.4402 | 34.4224 | 34.1661 | 33.0057 | 31.9532 | 30.9418 | 35.1484 | 35.1484 | 35.1484 | 35.1484 | 35.1484 | 35.1484 | 35.0973 | 34.8535 | 34.6145 | 34.3859 | 34.1639 | 33.1478 | 32.1608 | 31.1946
|  | CROWTHORNE | FS |  |  |  |  | 36.0301 | 36.0056 | 36.005 | 36.0042 | 36.003 | 36.001 | 35.999 | 35.9902 | 35.9804 | 35.9697 | 35.9581 | 35.9283 | 35.7654 | 35.3803 | 34.5233 | 34.4971 | 34.4947 | 34.4916 | 34.4862 | 34.477 | 34.4678 | 34.4507 | 34.4328 | 34.4139 | 34.3942 | 34.3247 | 33.4517 | 32.3941 | 35.1458 | 35.1213 | 35.1208 | 35.12 | 35.1188 | 35.1168 | 35.1148 | 35.1059 | 35.0962 | 35.0855 | 35.053 | 34.3102 | 33.5091 | 32.5355
COWLEY GSP |  | CULHAM | MINIMUM HEADROOM | SU 53187 96119 | NO | YES | 0 | 31.2105 | 31.2103 | 31.2103 | 31.2102 | 31.2101 | 31.21 | 31.2099 | 31.2098 | 31.2096 | 31.2095 | 31.2094 | 31.2087 | 31.2076 | 31.2054 | 30.8842 | 30.884 | 30.884 | 30.8839 | 30.8838 | 30.8837 | 30.8835 | 30.8834 | 30.8833 | 30.8832 | 30.8831 | 30.8824 | 30.8813 | 30.8791 | 30.9895 | 30.9893 | 30.9892 | 30.9891 | 30.989 | 30.9889 | 30.9888 | 30.9887 | 30.9886 | 30.9885 | 30.9884 | 30.9877 | 30.9866 | 30.9844
|  | CULHAM | CT |  |  |  |  | 31.2105 | 31.2104 | 31.2104 | 31.2103 | 31.2102 | 31.2101 | 31.21 | 31.2099 | 31.2098 | 31.2097 | 31.2096 | 31.209 | 31.2079 | 31.2063 | 30.8842 | 30.8841 | 30.8841 | 30.884 | 30.8839 | 30.8838 | 30.8837 | 30.8836 | 30.8835 | 30.8834 | 30.8833 | 30.8827 | 30.8816 | 30.88 | 30.9895 | 30.9894 | 30.9893 | 30.9893 | 30.9892 | 30.9891 | 30.9889 | 30.9888 | 30.9887 | 30.9887 | 30.9886 | 30.9879 | 30.9869 | 30.9852
|  | CULHAM | LW |  |  |  |  | 31.2105 | 31.2103 | 31.2103 | 31.2102 | 31.2101 | 31.21 | 31.2099 | 31.2098 | 31.2096 | 31.2095 | 31.2094 | 31.2087 | 31.2076 | 31.2054 | 30.8842 | 30.884 | 30.884 | 30.8839 | 30.8838 | 30.8837 | 30.8835 | 30.8834 | 30.8833 | 30.8832 | 30.8831 | 30.8824 | 30.8813 | 30.8791 | 30.9895 | 30.9893 | 30.9892 | 30.9891 | 30.989 | 30.9889 | 30.9888 | 30.9887 | 30.9886 | 30.9885 | 30.9884 | 30.9877 | 30.9866 | 30.9844
|  | CULHAM | ST |  |  |  |  | 31.2105 | 31.2105 | 31.2105 | 31.2105 | 31.2105 | 31.2105 | 31.2105 | 31.2105 | 31.2105 | 31.2105 | 31.2105 | 31.2105 | 31.2105 | 31.2105 | 30.8842 | 30.8842 | 30.8842 | 30.8842 | 30.8842 | 30.8842 | 30.8842 | 30.8842 | 30.8842 | 30.8842 | 30.8842 | 30.8842 | 30.8842 | 30.8842 | 30.9895 | 30.9895 | 30.9895 | 30.9895 | 30.9895 | 30.9895 | 30.9895 | 30.9895 | 30.9895 | 30.9895 | 30.9895 | 30.9895 | 30.9895 | 30.9895
|  | CULHAM | FS |  |  |  |  | 31.2105 | 31.2105 | 31.2105 | 31.2105 | 31.2105 | 31.2105 | 31.2105 | 31.2105 | 31.2105 | 31.2105 | 31.2104 | 31.2104 | 31.2102 | 31.2098 | 30.8842 | 30.8842 | 30.8842 | 30.8842 | 30.8842 | 30.8842 | 30.8842 | 30.8842 | 30.8842 | 30.8841 | 30.8841 | 30.8841 | 30.8839 | 30.8835 | 30.9895 | 30.9894 | 30.9894 | 30.9894 | 30.9894 | 30.9894 | 30.9894 | 30.9894 | 30.9894 | 30.9894 | 30.9894 | 30.9894 | 30.9892 | 30.9888
EALING GSP | EALING 22kV | DEAN GARDENS | MINIMUM HEADROOM | TQ 16546 80368 | YES | YES | 0.12737 | 3.0231 | 2.9832 | 2.967 | 2.9434 | 2.9165 | 2.887 | 2.8538 | 2.8262 | 2.7979 | 2.7692 | 2.7396 | 2.569 | 2.3155 | 1.8559 | 3.932 | 3.8957 | 3.8835 | 3.8665 | 3.8463 | 3.8234 | 3.7969 | 3.6966 | 3.5921 | 3.489 | 3.385 | 2.8689 | 2.2757 | 1.4854 | 4.2899 | 4.2536 | 4.2414 | 4.2243 | 4.1993 | 4.1715 | 4.1034 | 4.0033 | 3.9042 | 3.8063 | 3.7076 | 3.2159 | 2.6255 | 1.8289
|  | DEAN GARDENS | CT |  |  |  |  | 3.0231 | 3.0047 | 2.9894 | 2.9676 | 2.9422 | 2.9134 | 2.8806 | 2.8551 | 2.8288 | 2.8024 | 2.7755 | 2.617 | 2.3793 | 2.0234 | 3.932 | 3.917 | 3.9055 | 3.89 | 3.8711 | 3.8488 | 3.8226 | 3.7378 | 3.6345 | 3.5336 | 3.434 | 2.9363 | 2.3683 | 1.6886 | 4.2899 | 4.2749 | 4.2634 | 4.2479 | 4.2247 | 4.1977 | 4.1416 | 4.0436 | 3.9457 | 3.8501 | 3.7557 | 3.282 | 2.7186 | 2.0328
|  | DEAN GARDENS | LW |  |  |  |  | 3.0231 | 2.9832 | 2.967 | 2.9434 | 2.9165 | 2.887 | 2.8538 | 2.8262 | 2.7979 | 2.7692 | 2.7396 | 2.569 | 2.3155 | 1.8559 | 3.932 | 3.8957 | 3.8835 | 3.8665 | 3.8463 | 3.8234 | 3.7969 | 3.6966 | 3.5921 | 3.489 | 3.385 | 2.8689 | 2.2757 | 1.4854 | 4.2899 | 4.2536 | 4.2414 | 4.2243 | 4.1993 | 4.1715 | 4.1034 | 4.0033 | 3.9042 | 3.8063 | 3.7076 | 3.2159 | 2.6255 | 1.8289
|  | DEAN GARDENS | ST |  |  |  |  | 3.0274 | 3.0274 | 3.0268 | 3.0225 | 3.0181 | 3.0138 | 3.0095 | 3.0048 | 3.0003 | 2.9959 | 2.9915 | 2.9714 | 2.9525 | 2.934 | 3.9326 | 3.9326 | 3.9326 | 3.9326 | 3.9326 | 3.9326 | 3.9326 | 3.9326 | 3.9326 | 3.9326 | 3.9326 | 3.7195 | 3.491 | 3.2687 | 4.2905 | 4.2905 | 4.2905 | 4.2905 | 4.2905 | 4.2905 | 4.2905 | 4.2871 | 4.2837 | 4.2805 | 4.2622 | 4.0348 | 3.8212 | 3.6134
|  | DEAN GARDENS | FS |  |  |  |  | 3.0268 | 3.0213 | 3.0211 | 3.0209 | 3.0192 | 3.016 | 3.0129 | 3.0078 | 3.0026 | 2.9972 | 2.9916 | 2.9701 | 2.9192 | 2.8238 | 3.9321 | 3.9265 | 3.9264 | 3.9262 | 3.926 | 3.9255 | 3.9251 | 3.9231 | 3.9208 | 3.9184 | 3.9158 | 3.9091 | 3.7624 | 3.5192 | 4.2899 | 4.2844 | 4.2843 | 4.2841 | 4.2839 | 4.2834 | 4.283 | 4.2809 | 4.2787 | 4.2763 | 4.2729 | 4.2553 | 4.071 | 3.8383
COWLEY GSP | YARNTON BSP | DEDDINGTON | MINIMUM HEADROOM | SP 46729 30325 | NO | YES | 0.39789 | 5.6122 | 5.5866 | 5.578 | 5.5247 | 5.4571 | 5.387 | 5.3117 | 5.2353 | 5.1591 | 5.0848 | 5.0097 | 4.647 | 4.2337 | 3.6871 | 4.7726 | 4.7101 | 4.6598 | 4.5823 | 4.5007 | 4.4165 | 4.3268 | 4.2396 | 4.1527 | 4.068 | 3.9827 | 3.5736 | 3.115 | 2.5243 | 5.3541 | 5.2921 | 5.2423 | 5.1656 | 5.085 | 5.0017 | 4.9129 | 4.8267 | 4.7407 | 4.6571 | 4.5726 | 4.1677 | 3.7132 | 3.1264
|  | DEDDINGTON | CT |  |  |  |  | 5.6122 | 5.6013 | 5.593 | 5.5492 | 5.4843 | 5.4164 | 5.3427 | 5.2674 | 5.1924 | 5.1193 | 5.0481 | 4.6982 | 4.304 | 3.8345 | 4.7744 | 4.7294 | 4.683 | 4.609 | 4.5307 | 4.4493 | 4.3612 | 4.2742 | 4.1885 | 4.1052 | 4.0241 | 3.6289 | 3.1914 | 2.6795 | 5.3558 | 5.3113 | 5.2654 | 5.1923 | 5.1148 | 5.0343 | 4.9471 | 4.8611 | 4.7763 | 4.6939 | 4.6137 | 4.2227 | 3.789 | 3.281
|  | DEDDINGTON | LW |  |  |  |  | 5.6122 | 5.5866 | 5.578 | 5.5247 | 5.4571 | 5.387 | 5.3117 | 5.2353 | 5.1591 | 5.0848 | 5.0097 | 4.647 | 4.2337 | 3.6871 | 4.7726 | 4.7101 | 4.6598 | 4.5823 | 4.5007 | 4.4165 | 4.3268 | 4.2396 | 4.1527 | 4.068 | 3.9827 | 3.5736 | 3.115 | 2.5243 | 5.3541 | 5.2921 | 5.2423 | 5.1656 | 5.085 | 5.0017 | 4.9129 | 4.8267 | 4.7407 | 4.6571 | 4.5726 | 4.1677 | 3.7132 | 3.1264
|  | DEDDINGTON | ST |  |  |  |  | 5.6126 | 5.6126 | 5.6126 | 5.6126 | 5.6126 | 5.6023 | 5.5686 | 5.5327 | 5.4974 | 5.4635 | 5.4301 | 5.267 | 5.1147 | 4.966 | 4.8165 | 4.8062 | 4.7941 | 4.7527 | 4.7106 | 4.6681 | 4.6255 | 4.5802 | 4.5357 | 4.4928 | 4.4508 | 4.2576 | 4.0788 | 3.9042 | 5.3974 | 5.3872 | 5.3753 | 5.3344 | 5.2929 | 5.2509 | 5.2089 | 5.1642 | 5.1203 | 5.078 | 5.0365 | 4.8459 | 4.6695 | 4.4973
|  | DEDDINGTON | FS |  |  |  |  | 5.6122 | 5.6084 | 5.6083 | 5.6082 | 5.608 | 5.6077 | 5.6074 | 5.606 | 5.6045 | 5.5864 | 5.5625 | 5.4496 | 5.321 | 5.1623 | 4.8265 | 4.8173 | 4.8115 | 4.8037 | 4.7893 | 4.764 | 4.7396 | 4.7099 | 4.6802 | 4.6505 | 4.6208 | 4.4795 | 4.3283 | 4.1517 | 5.4073 | 5.3981 | 5.3924 | 5.3847 | 5.3705 | 5.3455 | 5.3214 | 5.2921 | 5.2628 | 5.2335 | 5.2041 | 5.0647 | 4.9151 | 4.7402
IVER 132KV | DENHAM | DENHAM AVENUE | MINIMUM HEADROOM | TQ 03761 86587 | NO | NO | 31.7189 | -17.8356 | -17.8851 | -17.9018 | -17.925 | -17.9525 | -17.9838 | -18.0201 | -18.0482 | -18.0776 | -18.1077 | -18.1393 | -18.3319 | -18.6413 | -19.2684 | -18.5303 | -18.5798 | -18.5965 | -18.6197 | -18.6472 | -18.6786 | -18.7148 | -18.743 | -18.7723 | -18.8025 | -18.834 | -19.0266 | -19.3361 | -19.9346 | -18.6145 | -18.664 | -18.6807 | -18.704 | -18.7314 | -18.7628 | -18.799 | -18.8272 | -18.8565 | -18.8867 | -18.9182 | -19.1108 | -19.4203 | -20.0188
|  | DENHAM AVENUE | CT |  |  |  |  | -17.8356 | -17.8555 | -17.8708 | -17.8913 | -17.9164 | -17.9461 | -17.981 | -18.0057 | -18.0316 | -18.058 | -18.0854 | -18.2583 | -18.5422 | -18.9913 | -18.5303 | -18.5502 | -18.5655 | -18.586 | -18.6112 | -18.6408 | -18.6758 | -18.7004 | -18.7263 | -18.7527 | -18.7801 | -18.9531 | -19.2369 | -19.6848 | -18.6145 | -18.6344 | -18.6497 | -18.6702 | -18.6954 | -18.725 | -18.76 | -18.7846 | -18.8105 | -18.837 | -18.8643 | -19.0373 | -19.3212 | -19.769
|  | DENHAM AVENUE | LW |  |  |  |  | -17.8356 | -17.8851 | -17.9018 | -17.925 | -17.9525 | -17.9838 | -18.0201 | -18.0482 | -18.0776 | -18.1077 | -18.1393 | -18.3319 | -18.6413 | -19.2684 | -18.5303 | -18.5798 | -18.5965 | -18.6197 | -18.6472 | -18.6786 | -18.7148 | -18.743 | -18.7723 | -18.8025 | -18.834 | -19.0266 | -19.3361 | -19.9346 | -18.6145 | -18.664 | -18.6807 | -18.704 | -18.7314 | -18.7628 | -18.799 | -18.8272 | -18.8565 | -18.8867 | -18.9182 | -19.1108 | -19.4203 | -20.0188
|  | DENHAM AVENUE | ST |  |  |  |  | -17.8347 | -17.8347 | -17.8347 | -17.8347 | -17.8347 | -17.8347 | -17.8347 | -17.8347 | -17.8347 | -17.8347 | -17.8347 | -17.8347 | -17.8347 | -17.8347 | -18.5295 | -18.5295 | -18.5295 | -18.5295 | -18.5295 | -18.5295 | -18.5295 | -18.5295 | -18.5295 | -18.5295 | -18.5295 | -18.5295 | -18.5295 | -18.5295 | -18.6137 | -18.6137 | -18.6137 | -18.6137 | -18.6137 | -18.6137 | -18.6137 | -18.6137 | -18.6137 | -18.6137 | -18.6137 | -18.6137 | -18.6137 | -18.6137
|  | DENHAM AVENUE | FS |  |  |  |  | -17.8355 | -17.8431 | -17.8433 | -17.8435 | -17.8439 | -17.8445 | -17.8452 | -17.8479 | -17.8509 | -17.8543 | -17.8579 | -17.8671 | -17.9185 | -18.032 | -18.5303 | -18.5379 | -18.5381 | -18.5383 | -18.5387 | -18.5393 | -18.5399 | -18.5426 | -18.5457 | -18.549 | -18.5526 | -18.5619 | -18.6132 | -18.7268 | -18.6145 | -18.6221 | -18.6223 | -18.6225 | -18.6229 | -18.6235 | -18.6241 | -18.6269 | -18.6299 | -18.6332 | -18.6368 | -18.6461 | -18.6974 | -18.811
MELKSHAM GSP | NORRINGTON | DEVIZES | MINIMUM HEADROOM | SU 00106 60986 | NO | YES | 16.74 | 13.0142 | 12.8909 | 12.8489 | 12.7907 | 12.7219 | 12.6328 | 12.516 | 12.4186 | 12.3181 | 12.2157 | 12.1096 | 11.4904 | 9.5155 | 6.7695 | 9.8717 | 9.5721 | 9.331 | 8.9542 | 8.5553 | 8.1418 | 7.7027 | 7.272 | 6.8424 | 6.4177 | 5.9908 | 3.8762 | 1.4397 | -1.7643 | 9.973 | 9.6785 | 9.4433 | 9.0757 | 8.6865 | 8.2827 | 7.8538 | 7.4335 | 7.0143 | 6.5997 | 6.1829 | 4.1153 | 1.7258 | -1.4315
|  | DEVIZES | CT |  |  |  |  | 13.0142 | 12.9656 | 12.9279 | 12.8777 | 12.8164 | 12.7392 | 12.6296 | 12.5431 | 12.4533 | 12.362 | 12.2686 | 11.7121 | 9.9338 | 7.6466 | 9.8791 | 9.6668 | 9.4439 | 9.0868 | 8.7074 | 8.3103 | 7.8868 | 7.4637 | 7.0415 | 6.6303 | 6.2238 | 4.2054 | 1.9084 | -0.82153 | 9.9802 | 9.7727 | 9.5551 | 9.207 | 8.8369 | 8.4493 | 8.0357 | 7.6231 | 7.2114 | 6.8103 | 6.4136 | 4.4411 | 2.1894 | -0.4954
|  | DEVIZES | LW |  |  |  |  | 13.015 | 12.8909 | 12.8489 | 12.7907 | 12.7219 | 12.6328 | 12.516 | 12.4186 | 12.3181 | 12.2157 | 12.1096 | 11.4904 | 9.5155 | 6.7695 | 9.8717 | 9.5721 | 9.331 | 8.9542 | 8.5553 | 8.1418 | 7.7027 | 7.272 | 6.8424 | 6.4177 | 5.9908 | 3.8762 | 1.4397 | -1.7643 | 9.973 | 9.6785 | 9.4433 | 9.0757 | 8.6865 | 8.2827 | 7.8538 | 7.4335 | 7.0143 | 6.5997 | 6.1829 | 4.1153 | 1.7258 | -1.4315
|  | DEVIZES | ST |  |  |  |  | 13.0179 | 13.0179 | 13.0179 | 13.0179 | 13.0179 | 13.0179 | 13.0179 | 13.0179 | 13.0179 | 13.0102 | 12.9951 | 12.9235 | 12.8553 | 12.7844 | 10.1532 | 10.1065 | 10.054 | 9.8494 | 9.6398 | 9.4306 | 9.2187 | 8.9878 | 8.7586 | 8.5368 | 8.3194 | 7.2923 | 6.3145 | 5.3418 | 10.2463 | 10.201 | 10.15 | 9.9514 | 9.748 | 9.5449 | 9.3392 | 9.115 | 8.8926 | 8.6772 | 8.4662 | 7.4691 | 6.5198 | 5.5755
|  | DEVIZES | FS |  |  |  |  | 13.0158 | 12.9957 | 12.9952 | 12.9946 | 12.9937 | 12.992 | 12.9904 | 12.9831 | 12.9751 | 12.9663 | 12.9568 | 12.9184 | 12.7342 | 12.3825 | 10.1767 | 10.1276 | 10.0963 | 10.0548 | 9.9813 | 9.8497 | 9.7184 | 9.5655 | 9.4114 | 9.2563 | 9.1002 | 8.3616 | 7.5434 | 6.5623 | 10.2691 | 10.2209 | 10.1905 | 10.1502 | 10.0788 | 9.951 | 9.8235 | 9.6748 | 9.525 | 9.3742 | 9.2223 | 8.5047 | 7.7063 | 6.745
MINETY GSP | TOOTHILL BSP | DORCAN SOUTH | MINIMUM HEADROOM | SU 19288 83540 | NO | YES | 0.051579 | 26.3511 | 26.3217 | 26.3032 | 26.2782 | 26.2497 | 26.2181 | 26.1821 | 26.1496 | 26.1169 | 26.0843 | 26.0259 | 25.4786 | 24.9049 | 24.2046 | 27.9114 | 27.8891 | 27.8791 | 27.8655 | 27.8497 | 27.8318 | 27.8112 | 27.7938 | 27.7306 | 27.5907 | 27.4497 | 26.8304 | 26.1887 | 25.4203 | 28.6112 | 28.5918 | 28.5796 | 28.476 | 28.36 | 28.234 | 28.0915 | 27.9541 | 27.8183 | 27.6857 | 27.5519 | 26.9633 | 26.3506 | 25.6113
|  | DORCAN SOUTH | CT |  |  |  |  | 26.3523 | 26.3368 | 26.3211 | 26.2994 | 26.2741 | 26.2452 | 26.2119 | 26.1808 | 26.1495 | 26.1193 | 26.0895 | 25.6034 | 25.0891 | 24.5045 | 27.9117 | 27.9021 | 27.8937 | 27.8821 | 27.8683 | 27.8523 | 27.8334 | 27.8179 | 27.8019 | 27.677 | 27.5454 | 26.9684 | 26.3929 | 25.7471 | 28.6113 | 28.604 | 28.5984 | 28.5288 | 28.4237 | 28.3067 | 28.1732 | 28.0345 | 27.8972 | 27.7684 | 27.6437 | 27.0957 | 26.5463 | 25.9266
|  | DORCAN SOUTH | LW |  |  |  |  | 26.3511 | 26.3217 | 26.3032 | 26.2782 | 26.2497 | 26.2181 | 26.1821 | 26.1496 | 26.1169 | 26.0843 | 26.0259 | 25.4786 | 24.9049 | 24.2046 | 27.9114 | 27.8891 | 27.8791 | 27.8655 | 27.8497 | 27.8318 | 27.8112 | 27.7938 | 27.7306 | 27.5907 | 27.4497 | 26.8304 | 26.1887 | 25.4203 | 28.6113 | 28.5918 | 28.5796 | 28.476 | 28.36 | 28.234 | 28.0915 | 27.9541 | 27.8183 | 27.6857 | 27.5519 | 26.9633 | 26.3506 | 25.6113
|  | DORCAN SOUTH | ST |  |  |  |  | 26.3582 | 26.3534 | 26.348 | 26.3392 | 26.3296 | 26.3194 | 26.3086 | 26.2966 | 26.2846 | 26.2733 | 26.2623 | 26.213 | 26.126 | 25.8811 | 27.9136 | 27.9123 | 27.9108 | 27.9082 | 27.9055 | 27.9026 | 27.8996 | 27.8961 | 27.8927 | 27.8895 | 27.8864 | 27.8251 | 27.5465 | 27.2638 | 28.6116 | 28.6116 | 28.6116 | 28.6116 | 28.6061 | 28.5457 | 28.4814 | 28.4099 | 28.3387 | 28.2712 | 28.2057 | 27.9129 | 27.6502 | 27.3835
|  | DORCAN SOUTH | FS |  |  |  |  | 26.3605 | 26.3548 | 26.352 | 26.3488 | 26.345 | 26.34 | 26.3352 | 26.3288 | 26.3223 | 26.3156 | 26.3087 | 26.279 | 26.2341 | 26.1607 | 27.9141 | 27.9101 | 27.9093 | 27.9083 | 27.9071 | 27.9055 | 27.9039 | 27.9013 | 27.8985 | 27.8956 | 27.8925 | 27.8813 | 27.8527 | 27.7966 | 28.6112 | 28.608 | 28.6079 | 28.6078 | 28.6077 | 28.6074 | 28.6072 | 28.606 | 28.5966 | 28.5638 | 28.5302 | 28.3733 | 28.2153 | 28.0231
CHICKERELL GSP | CHICKERELL BSP | DORCHESTER | MINIMUM HEADROOM | SY 69113 90401 | NO | YES | 0.37684 | 35.6148 | 35.476 | 35.4273 | 35.3601 | 35.2799 | 35.1886 | 35.0835 | 35.0013 | 34.9151 | 34.8265 | 34.6283 | 32.7183 | 30.4628 | 27.387 | 28.7941 | 28.4672 | 28.213 | 27.8085 | 27.3839 | 26.9492 | 26.4934 | 26.0473 | 25.6029 | 25.1638 | 24.7239 | 22.533 | 20.0108 | 16.6933 | 28.7966 | 28.4703 | 28.2167 | 27.8132 | 27.3897 | 26.956 | 26.5012 | 26.0563 | 25.613 | 25.175 | 24.7361 | 22.5501 | 20.0329 | 16.7202
|  | DORCHESTER | CT |  |  |  |  | 35.6148 | 35.5546 | 35.5068 | 35.4438 | 35.3675 | 35.2781 | 35.1734 | 35.0978 | 35.0187 | 34.9373 | 34.7982 | 32.9531 | 30.7924 | 28.1582 | 28.797 | 28.5623 | 28.32 | 27.9296 | 27.519 | 27.0945 | 26.6454 | 26.2032 | 25.7623 | 25.3321 | 24.9071 | 22.784 | 20.3626 | 17.4928 | 28.7995 | 28.5653 | 28.3236 | 27.9342 | 27.5246 | 27.1011 | 26.6531 | 26.212 | 25.7722 | 25.3431 | 24.9191 | 22.8009 | 20.3843 | 17.5192
|  | DORCHESTER | LW |  |  |  |  | 35.6183 | 35.476 | 35.4273 | 35.3601 | 35.2799 | 35.1886 | 35.0835 | 35.0013 | 34.9151 | 34.8265 | 34.6283 | 32.7183 | 30.4628 | 27.387 | 28.7941 | 28.4672 | 28.213 | 27.8085 | 27.3839 | 26.9492 | 26.4934 | 26.0473 | 25.6029 | 25.1638 | 24.7239 | 22.533 | 20.0108 | 16.6933 | 28.7966 | 28.4703 | 28.2167 | 27.8132 | 27.3897 | 26.956 | 26.5012 | 26.0563 | 25.613 | 25.175 | 24.7361 | 22.5501 | 20.0329 | 16.7202
|  | DORCHESTER | ST |  |  |  |  | 35.6223 | 35.6223 | 35.6223 | 35.6223 | 35.6215 | 35.6206 | 35.6198 | 35.6189 | 35.6181 | 35.6173 | 35.6164 | 35.6122 | 35.0773 | 34.269 | 29.0437 | 29.0005 | 28.9524 | 28.7327 | 28.5096 | 28.2887 | 28.0672 | 27.8266 | 27.5898 | 27.3605 | 27.136 | 26.082 | 25.0848 | 24.1091 | 29.0455 | 29.0024 | 28.9544 | 28.7354 | 28.513 | 28.2927 | 28.0719 | 27.8321 | 27.596 | 27.3674 | 27.1435 | 26.0928 | 25.0986 | 24.1258
|  | DORCHESTER | FS |  |  |  |  | 35.6209 | 35.5991 | 35.5986 | 35.5979 | 35.5968 | 35.5951 | 35.5933 | 35.5854 | 35.5767 | 35.5672 | 35.5568 | 35.5295 | 35.3782 | 35.049 | 29.0745 | 29.0258 | 28.9955 | 28.9561 | 28.8802 | 28.7406 | 28.6013 | 28.4362 | 28.2711 | 28.1058 | 27.9404 | 27.1528 | 26.2824 | 25.255 | 29.0762 | 29.0275 | 28.9973 | 28.958 | 28.8824 | 28.7432 | 28.6043 | 28.4397 | 28.2751 | 28.1103 | 27.9453 | 27.16 | 26.2919 | 25.2665
BRAMLEY (BASI) | BASINGSTOKE T1B & T2B | DOWN GRANGE | MINIMUM HEADROOM | SU 61604 50238 | NO | YES | 0.28316 | 34.9652 | 34.7625 | 34.6936 | 34.5981 | 34.4852 | 34.3561 | 34.207 | 34.0909 | 33.9693 | 33.8441 | 33.7133 | 32.9145 | 31.6324 | 29.1544 | 33.7512 | 33.5392 | 33.4605 | 33.3489 | 33.2195 | 33.074 | 32.7534 | 32.2521 | 31.7523 | 31.2588 | 30.7641 | 28.2604 | 25.2902 | 21.1661 | 34.4363 | 34.2218 | 34.1403 | 34.0243 | 33.8904 | 33.7404 | 33.5699 | 33.4318 | 33.2886 | 33.0852 | 32.6131 | 30.2024 | 27.2815 | 23.2055
|  | DOWN GRANGE | CT |  |  |  |  | 34.9652 | 34.883 | 34.8195 | 34.7346 | 34.6308 | 34.5085 | 34.3644 | 34.2625 | 34.1554 | 34.0461 | 33.933 | 33.2161 | 32.0386 | 30.1845 | 33.7512 | 33.6606 | 33.5879 | 33.4874 | 33.3678 | 33.2295 | 32.9874 | 32.4966 | 32.0077 | 31.5328 | 31.0639 | 28.683 | 25.8794 | 22.4318 | 34.4363 | 34.3434 | 34.2682 | 34.1634 | 34.0394 | 33.8967 | 33.7317 | 33.6076 | 33.4787 | 33.3485 | 32.908 | 30.6214 | 27.8654 | 24.4643
|  | DOWN GRANGE | LW |  |  |  |  | 34.9661 | 34.7625 | 34.6936 | 34.5981 | 34.4852 | 34.3561 | 34.207 | 34.0909 | 33.9693 | 33.8441 | 33.7133 | 32.9145 | 31.6324 | 29.1544 | 33.7517 | 33.5392 | 33.4605 | 33.3489 | 33.2195 | 33.074 | 32.7534 | 32.2521 | 31.7523 | 31.2588 | 30.7641 | 28.2604 | 25.2902 | 21.1661 | 34.4366 | 34.2218 | 34.1403 | 34.0243 | 33.8904 | 33.7404 | 33.5699 | 33.4318 | 33.2886 | 33.0852 | 32.6131 | 30.2024 | 27.2815 | 23.2055
|  | DOWN GRANGE | ST |  |  |  |  | 34.9695 | 34.9695 | 34.9695 | 34.9695 | 34.9695 | 34.9695 | 34.9695 | 34.9695 | 34.9695 | 34.9695 | 34.9695 | 34.9695 | 34.9695 | 34.9695 | 33.7669 | 33.7649 | 33.7628 | 33.7525 | 33.742 | 33.7318 | 33.7215 | 33.7103 | 33.6994 | 33.6888 | 33.6786 | 32.6396 | 31.6569 | 30.6918 | 34.4551 | 34.4526 | 34.4499 | 34.4368 | 34.4234 | 34.4104 | 34.3973 | 34.383 | 34.369 | 34.3556 | 34.3426 | 34.2823 | 33.5328 | 32.6228
|  | DOWN GRANGE | FS |  |  |  |  | 34.9662 | 34.9348 | 34.9341 | 34.9332 | 34.9316 | 34.9291 | 34.9265 | 34.9151 | 34.9026 | 34.8889 | 34.8741 | 34.836 | 34.6241 | 34.1551 | 33.7651 | 33.7326 | 33.7305 | 33.7279 | 33.7229 | 33.7139 | 33.7049 | 33.6862 | 33.6664 | 33.6454 | 33.6233 | 33.5498 | 32.7213 | 31.5467 | 34.4538 | 34.4209 | 34.4185 | 34.4154 | 34.4094 | 34.3986 | 34.3879 | 34.3672 | 34.3453 | 34.3224 | 34.2983 | 34.2151 | 33.9614 | 33.3746
MINETY GSP | STRATTON (2 X 90) | DRAKES WAY | MINIMUM HEADROOM | SU 16899 85647 | NO | NO | 0.16316 | 16.405 | 16.3891 | 16.3837 | 16.3762 | 16.3674 | 16.3571 | 16.3451 | 16.3357 | 16.3257 | 16.3153 | 16.3044 | 16.2355 | 16.1205 | 15.8933 | 16.2681 | 16.2522 | 16.2468 | 16.2394 | 16.2305 | 16.2202 | 16.2082 | 16.1988 | 16.1888 | 16.1785 | 16.1676 | 16.0987 | 15.8997 | 15.4068 | 16.5174 | 16.5 | 16.4929 | 16.4827 | 16.4711 | 16.458 | 16.443 | 16.4305 | 16.4175 | 16.4041 | 16.3902 | 16.3068 | 16.1376 | 15.6649
|  | DRAKES WAY | CT |  |  |  |  | 16.405 | 16.3995 | 16.3952 | 16.3895 | 16.3825 | 16.374 | 16.3638 | 16.3565 | 16.3486 | 16.3405 | 16.332 | 16.2754 | 16.1764 | 16.0162 | 16.2682 | 16.2626 | 16.2584 | 16.2527 | 16.2457 | 16.2371 | 16.2269 | 16.2197 | 16.2118 | 16.2036 | 16.1951 | 16.1386 | 15.9779 | 15.5605 | 16.5175 | 16.5105 | 16.5047 | 16.4963 | 16.4866 | 16.4753 | 16.4622 | 16.4518 | 16.4409 | 16.4297 | 16.4182 | 16.3475 | 16.2141 | 15.8163
|  | DRAKES WAY | LW |  |  |  |  | 16.405 | 16.3891 | 16.3837 | 16.3762 | 16.3674 | 16.3571 | 16.3451 | 16.3357 | 16.3257 | 16.3153 | 16.3044 | 16.2355 | 16.1205 | 15.8933 | 16.2682 | 16.2522 | 16.2468 | 16.2394 | 16.2305 | 16.2202 | 16.2082 | 16.1988 | 16.1888 | 16.1785 | 16.1676 | 16.0987 | 15.8997 | 15.4068 | 16.5174 | 16.5 | 16.4929 | 16.4827 | 16.4711 | 16.458 | 16.443 | 16.4305 | 16.4175 | 16.4041 | 16.3902 | 16.3068 | 16.1376 | 15.6649
|  | DRAKES WAY | ST |  |  |  |  | 16.4053 | 16.4053 | 16.4053 | 16.4053 | 16.4053 | 16.4053 | 16.4053 | 16.4053 | 16.4053 | 16.4053 | 16.4053 | 16.4053 | 16.4053 | 16.4053 | 16.2684 | 16.2684 | 16.2684 | 16.2684 | 16.2684 | 16.2684 | 16.2684 | 16.2684 | 16.2684 | 16.2684 | 16.2684 | 16.2684 | 16.2684 | 16.2684 | 16.5194 | 16.5191 | 16.5186 | 16.5169 | 16.5151 | 16.5133 | 16.5115 | 16.5094 | 16.5074 | 16.5054 | 16.5034 | 16.494 | 16.4848 | 16.4754
|  | DRAKES WAY | FS |  |  |  |  | 16.405 | 16.4022 | 16.4021 | 16.402 | 16.4019 | 16.4017 | 16.4015 | 16.4004 | 16.3993 | 16.3981 | 16.3968 | 16.3934 | 16.3742 | 16.3311 | 16.2681 | 16.2654 | 16.2653 | 16.2652 | 16.2651 | 16.2648 | 16.2646 | 16.2636 | 16.2625 | 16.2613 | 16.26 | 16.2566 | 16.2374 | 16.1942 | 16.5192 | 16.5162 | 16.5158 | 16.5153 | 16.5145 | 16.5131 | 16.5117 | 16.5094 | 16.507 | 16.5045 | 16.5018 | 16.492 | 16.4665 | 16.4168
NURSLING GSP | WINCHESTER | DUNBRIDGE | MINIMUM HEADROOM | SU 31520 26244 | NO | YES | 0.87263 | 10.1853 | 10.1414 | 10.0917 | 9.9703 | 9.8418 | 9.7089 | 9.5678 | 9.4299 | 9.2929 | 9.158 | 9.0214 | 8.3511 | 7.584 | 6.5817 | 9.198 | 9.159 | 9.1435 | 9.1224 | 9.0967 | 9.0677 | 8.9224 | 8.7623 | 8.6035 | 8.4472 | 8.2894 | 7.5217 | 6.6585 | 5.5623 | 9.3525 | 9.2454 | 9.1564 | 9.0176 | 8.8712 | 8.7202 | 8.5605 | 8.4033 | 8.2474 | 8.0939 | 7.9389 | 7.1841 | 6.3336 | 5.2499
|  | DUNBRIDGE | CT |  |  |  |  | 10.1853 | 10.1595 | 10.1179 | 9.9993 | 9.8731 | 9.7419 | 9.602 | 9.463 | 9.3249 | 9.1905 | 9.0565 | 8.3931 | 7.6452 | 6.7611 | 9.198 | 9.1764 | 9.1591 | 9.137 | 9.1106 | 9.0804 | 8.9612 | 8.7998 | 8.6397 | 8.4841 | 8.3293 | 7.5704 | 6.7302 | 5.7554 | 9.3525 | 9.2709 | 9.1844 | 9.049 | 8.9055 | 8.7568 | 8.5987 | 8.4402 | 8.283 | 8.1303 | 7.9782 | 7.2319 | 6.4039 | 5.4411
|  | DUNBRIDGE | LW |  |  |  |  | 10.1902 | 10.1414 | 10.0917 | 9.9703 | 9.8418 | 9.7089 | 9.5678 | 9.4299 | 9.2929 | 9.158 | 9.0214 | 8.3511 | 7.584 | 6.5817 | 9.2031 | 9.159 | 9.1435 | 9.1224 | 9.0967 | 9.0677 | 8.9224 | 8.7623 | 8.6035 | 8.4472 | 8.2894 | 7.5217 | 6.6585 | 5.5623 | 9.354 | 9.2454 | 9.1564 | 9.0176 | 8.8712 | 8.7202 | 8.5605 | 8.4033 | 8.2474 | 8.0939 | 7.9389 | 7.1841 | 6.3336 | 5.2499
|  | DUNBRIDGE | ST |  |  |  |  | 10.1985 | 10.1973 | 10.196 | 10.1905 | 10.1799 | 10.1143 | 10.0474 | 9.9758 | 9.9045 | 9.8358 | 9.7689 | 9.4548 | 9.1574 | 8.8609 | 9.2055 | 9.2055 | 9.2055 | 9.2055 | 9.2055 | 9.2055 | 9.2046 | 9.2038 | 9.2029 | 9.2021 | 9.1302 | 8.7541 | 8.3988 | 8.0452 | 9.4394 | 9.4223 | 9.4036 | 9.3275 | 9.2492 | 9.1721 | 9.0938 | 9.0099 | 8.9263 | 8.8458 | 8.7674 | 8.3994 | 8.0518 | 7.7058
|  | DUNBRIDGE | FS |  |  |  |  | 10.1996 | 10.1924 | 10.1914 | 10.1901 | 10.1879 | 10.184 | 10.1801 | 10.1637 | 10.1165 | 10.0686 | 10.0205 | 9.7937 | 9.5445 | 9.2457 | 9.2056 | 9.1991 | 9.199 | 9.1988 | 9.1985 | 9.1979 | 9.1974 | 9.1951 | 9.1925 | 9.1896 | 9.1866 | 9.1646 | 8.8744 | 8.5357 | 9.4523 | 9.4355 | 9.4238 | 9.4084 | 9.3816 | 9.3342 | 9.2868 | 9.2319 | 9.177 | 9.1212 | 9.0653 | 8.8005 | 8.5157 | 8.1823
EALING GSP |  | EALING 11kV | MINIMUM HEADROOM | SZ 06789 95116 | NO | YES | 41.5411 | 9.7499 | 9.5317 | 9.4578 | 9.3555 | 9.2343 | 9.0966 | 8.9379 | 8.8148 | 8.6872 | 8.5561 | 8.4194 | 6.3886 | 2.6635 | -2.2221 | 8.3772 | 8.1426 | 8.0502 | 7.9192 | 7.7682 | 7.6001 | 7.4095 | 7.2537 | 7.094 | 6.6746 | 5.8876 | 2.1438 | -2.0008 | -7.2969 | 9.4972 | 9.2791 | 9.2052 | 9.1028 | 8.9817 | 8.844 | 8.6853 | 8.5621 | 8.4345 | 8.3035 | 8.1667 | 5.5804 | 1.4737 | -3.7854
|  | EALING 11kV | CT |  |  |  |  | 9.7499 | 9.6587 | 9.5885 | 9.4943 | 9.379 | 9.2439 | 9.0851 | 8.9735 | 8.8571 | 8.7385 | 8.6161 | 6.8925 | 3.3726 | -0.79977 | 8.3779 | 8.2719 | 8.1849 | 8.0635 | 7.9198 | 7.7554 | 7.5657 | 7.4211 | 7.2721 | 7.0336 | 6.2811 | 2.6903 | -1.2275 | -5.7897 | 9.4972 | 9.406 | 9.3359 | 9.2416 | 9.1264 | 8.9913 | 8.8325 | 8.7209 | 8.6044 | 8.4859 | 8.3635 | 6.1231 | 2.2412 | -2.2859
|  | EALING 11kV | LW |  |  |  |  | 9.7501 | 9.5317 | 9.4578 | 9.3555 | 9.2343 | 9.0966 | 8.9379 | 8.8148 | 8.6872 | 8.5561 | 8.4194 | 6.3886 | 2.6635 | -2.2221 | 8.3772 | 8.1426 | 8.0502 | 7.9192 | 7.7682 | 7.6001 | 7.4095 | 7.2537 | 7.094 | 6.6746 | 5.8876 | 2.1438 | -2.0008 | -7.2969 | 9.4974 | 9.2791 | 9.2052 | 9.1028 | 8.9817 | 8.844 | 8.6853 | 8.5621 | 8.4345 | 8.3035 | 8.1667 | 5.5804 | 1.4737 | -3.7854
|  | EALING 11kV | ST |  |  |  |  | 9.7537 | 9.7537 | 9.7537 | 9.7537 | 9.7537 | 9.7537 | 9.7537 | 9.7537 | 9.7537 | 9.7537 | 9.7537 | 9.7537 | 9.7537 | 9.1351 | 8.3993 | 8.3944 | 8.389 | 8.3711 | 8.3527 | 8.3342 | 8.3155 | 8.295 | 8.2748 | 8.2554 | 8.2366 | 8.15 | 6.631 | 4.9922 | 9.5011 | 9.5011 | 9.5011 | 9.5011 | 9.5011 | 9.5011 | 9.5011 | 9.5011 | 9.5011 | 9.5011 | 9.5011 | 9.5011 | 9.5011 | 8.4196
|  | EALING 11kV | FS |  |  |  |  | 9.7503 | 9.7177 | 9.7169 | 9.7159 | 9.7143 | 9.7117 | 9.709 | 9.6972 | 9.6842 | 9.6699 | 9.6545 | 9.6148 | 9.3962 | 8.9147 | 8.3998 | 8.3644 | 8.3605 | 8.3557 | 8.3478 | 8.3344 | 8.3211 | 8.2974 | 8.2724 | 8.2462 | 8.2187 | 8.1206 | 7.8484 | 7.3146 | 9.4976 | 9.465 | 9.4643 | 9.4633 | 9.4617 | 9.459 | 9.4564 | 9.4446 | 9.4315 | 9.4173 | 9.4018 | 9.3622 | 9.1435 | 8.662
LALEHAM |  | EAST BEDFONT 11kV | MINIMUM HEADROOM | TQ 08394 73826 | NO | NO | 2.63 | 40.77 | 40.77 | 40.77 | 40.77 | 40.77 | 40.77 | 40.77 | 40.77 | 40.77 | 40.77 | 40.77 | 40.77 | 40.77 | 40.77 | 40.77 | 40.77 | 40.77 | 40.77 | 40.77 | 40.77 | 40.77 | 40.77 | 40.77 | 40.77 | 40.77 | 40.77 | 40.77 | 40.77 | 40.77 | 40.77 | 40.77 | 40.77 | 40.77 | 40.77 | 40.77 | 40.77 | 40.77 | 40.77 | 40.77 | 40.77 | 40.77 | 40.77
|  | EAST BEDFONT 11kV | CT |  |  |  |  | 40.77 | 40.77 | 40.77 | 40.77 | 40.77 | 40.77 | 40.77 | 40.77 | 40.77 | 40.77 | 40.77 | 40.77 | 40.77 | 40.77 | 40.77 | 40.77 | 40.77 | 40.77 | 40.77 | 40.77 | 40.77 | 40.77 | 40.77 | 40.77 | 40.77 | 40.77 | 40.77 | 40.77 | 40.77 | 40.77 | 40.77 | 40.77 | 40.77 | 40.77 | 40.77 | 40.77 | 40.77 | 40.77 | 40.77 | 40.77 | 40.77 | 40.77
|  | EAST BEDFONT 11kV | LW |  |  |  |  | 40.77 | 40.77 | 40.77 | 40.77 | 40.77 | 40.77 | 40.77 | 40.77 | 40.77 | 40.77 | 40.77 | 40.77 | 40.77 | 40.77 | 40.77 | 40.77 | 40.77 | 40.77 | 40.77 | 40.77 | 40.77 | 40.77 | 40.77 | 40.77 | 40.77 | 40.77 | 40.77 | 40.77 | 40.77 | 40.77 | 40.77 | 40.77 | 40.77 | 40.77 | 40.77 | 40.77 | 40.77 | 40.77 | 40.77 | 40.77 | 40.77 | 40.77
|  | EAST BEDFONT 11kV | ST |  |  |  |  | 56.8061 | 56.8013 | 56.7926 | 56.7735 | 56.7538 | 56.7313 | 56.7083 | 56.6804 | 56.656 | 56.6323 | 56.6088 | 56.5105 | 56.3593 | 55.4992 | 55.8348 | 55.7981 | 55.7534 | 55.6326 | 55.5068 | 55.3766 | 55.2424 | 55.0931 | 54.9483 | 54.7602 | 54.4685 | 53.1236 | 51.2986 | 49.3498 | 56.4851 | 56.4811 | 56.4731 | 56.4606 | 56.4474 | 56.4313 | 56.4146 | 56.3934 | 56.3757 | 56.3585 | 56.2445 | 55.3398 | 53.5546 | 51.6353
|  | EAST BEDFONT 11kV | FS |  |  |  |  | 40.77 | 40.77 | 40.77 | 40.77 | 40.77 | 40.77 | 40.77 | 40.77 | 40.77 | 40.77 | 40.77 | 40.77 | 40.77 | 40.77 | 40.77 | 40.77 | 40.77 | 40.77 | 40.77 | 40.77 | 40.77 | 40.77 | 40.77 | 40.77 | 40.77 | 40.77 | 40.77 | 40.77 | 40.77 | 40.77 | 40.77 | 40.77 | 40.77 | 40.77 | 40.77 | 40.77 | 40.77 | 40.77 | 40.77 | 40.77 | 40.77 | 40.77
MANNINGTON GSP | REDHILL BSP | EAST HOWE | MINIMUM HEADROOM | SZ 06789 95116 | NO | YES | 1.4853 | 26.6858 | 26.5408 | 26.4917 | 26.4237 | 26.3431 | 26.2493 | 26.14 | 26.0543 | 25.9637 | 25.8698 | 25.7707 | 25.1458 | 24.0613 | 21.9223 | 26.6615 | 26.413 | 26.2533 | 25.9803 | 25.6955 | 25.404 | 25.1011 | 24.8074 | 24.5106 | 24.2119 | 23.9097 | 22.2431 | 20.0873 | 16.905 | 27.7962 | 27.6451 | 27.5897 | 27.5099 | 27.4177 | 27.3126 | 27.1922 | 27.0744 | 26.7806 | 26.485 | 26.1857 | 24.5345 | 22.3819 | 19.1862
|  | EAST HOWE | CT |  |  |  |  | 26.6863 | 26.6353 | 26.5962 | 26.5435 | 26.4792 | 26.401 | 26.3075 | 26.2407 | 26.1687 | 26.0943 | 26.0155 | 25.4961 | 24.5512 | 23.0141 | 26.6618 | 26.5075 | 26.3578 | 26.1001 | 25.8316 | 25.5556 | 25.2686 | 24.9938 | 24.7156 | 24.4364 | 24.1544 | 22.5958 | 20.5806 | 17.9942 | 27.7965 | 27.7396 | 27.6941 | 27.6298 | 27.5537 | 27.4642 | 27.3597 | 27.2608 | 26.9856 | 26.7095 | 26.4304 | 24.8871 | 22.8751 | 20.2754
|  | EAST HOWE | LW |  |  |  |  | 26.686 | 26.5408 | 26.4917 | 26.4237 | 26.3431 | 26.2493 | 26.14 | 26.0543 | 25.9637 | 25.8698 | 25.7707 | 25.1458 | 24.0613 | 21.9223 | 26.6615 | 26.413 | 26.2533 | 25.9803 | 25.6955 | 25.404 | 25.1011 | 24.8074 | 24.5106 | 24.2119 | 23.9097 | 22.2431 | 20.0873 | 16.905 | 27.7962 | 27.6451 | 27.5897 | 27.5099 | 27.4177 | 27.3126 | 27.1922 | 27.0744 | 26.7806 | 26.485 | 26.1857 | 24.5345 | 22.3819 | 19.1862
|  | EAST HOWE | ST |  |  |  |  | 26.6884 | 26.6884 | 26.6884 | 26.6884 | 26.6884 | 26.6884 | 26.6884 | 26.6884 | 26.6884 | 26.6884 | 26.6884 | 26.6884 | 26.6884 | 26.6884 | 26.8373 | 26.827 | 26.8163 | 26.6777 | 26.5386 | 26.4037 | 26.2709 | 26.1242 | 25.9798 | 25.8373 | 25.6968 | 25.0006 | 24.3021 | 23.6063 | 27.8085 | 27.8079 | 27.8073 | 27.7994 | 27.7914 | 27.7837 | 27.7761 | 27.7678 | 27.7595 | 27.7514 | 27.7433 | 27.274 | 26.5858 | 25.9003
|  | EAST HOWE | FS |  |  |  |  | 26.6858 | 26.6606 | 26.66 | 26.6593 | 26.658 | 26.656 | 26.6539 | 26.6448 | 26.6347 | 26.6237 | 26.6118 | 26.5812 | 26.4073 | 26.0168 | 26.8248 | 26.7911 | 26.78 | 26.7616 | 26.7125 | 26.609 | 26.5057 | 26.3805 | 26.2551 | 26.1294 | 26.0034 | 25.4141 | 24.6743 | 23.7195 | 27.8053 | 27.7796 | 27.7784 | 27.7767 | 27.7727 | 27.7648 | 27.757 | 27.7412 | 27.7246 | 27.707 | 27.6886 | 27.626 | 26.9484 | 26.0019
MELKSHAM GSP | NORRINGTON | EASTERTON | MINIMUM HEADROOM | SU 01568 54730 | NO | YES | 0.39684 | 17.7574 | 17.7205 | 17.7032 | 17.6803 | 17.6527 | 17.6216 | 17.5854 | 17.5562 | 17.5251 | 17.4923 | 17.4116 | 16.8246 | 16.1209 | 15.1478 | 15.3879 | 15.3005 | 15.2289 | 15.1157 | 14.9963 | 14.8734 | 14.7438 | 14.6174 | 14.4901 | 14.3641 | 14.237 | 13.5897 | 12.8215 | 11.7845 | 16.153 | 16.0663 | 15.9955 | 15.8836 | 15.7655 | 15.644 | 15.5158 | 15.3908 | 15.265 | 15.1403 | 15.0146 | 14.3737 | 13.6163 | 12.5905
|  | EASTERTON | CT |  |  |  |  | 17.7574 | 17.7342 | 17.7141 | 17.6895 | 17.6608 | 17.6273 | 17.5891 | 17.5591 | 17.527 | 17.4936 | 17.4272 | 16.8388 | 16.1427 | 15.2912 | 15.3879 | 15.3186 | 15.247 | 15.1348 | 15.017 | 14.8944 | 14.7647 | 14.6365 | 14.5083 | 14.3816 | 14.2551 | 13.6075 | 12.8492 | 11.9353 | 16.153 | 16.0843 | 16.0135 | 15.9026 | 15.7861 | 15.6648 | 15.5364 | 15.4097 | 15.2829 | 15.1575 | 15.0324 | 14.3911 | 13.6429 | 12.74
|  | EASTERTON | LW |  |  |  |  | 17.7658 | 17.7205 | 17.7032 | 17.6803 | 17.6527 | 17.6216 | 17.5854 | 17.5562 | 17.5251 | 17.4923 | 17.4116 | 16.8246 | 16.1209 | 15.1478 | 15.3945 | 15.3005 | 15.2289 | 15.1157 | 14.9963 | 14.8734 | 14.7438 | 14.6174 | 14.4901 | 14.3641 | 14.237 | 13.5897 | 12.8215 | 11.7845 | 16.1596 | 16.0663 | 15.9955 | 15.8836 | 15.7655 | 15.644 | 15.5158 | 15.3908 | 15.265 | 15.1403 | 15.0146 | 14.3737 | 13.6163 | 12.5905
|  | EASTERTON | ST |  |  |  |  | 17.7699 | 17.7691 | 17.7682 | 17.7674 | 17.7665 | 17.7657 | 17.7648 | 17.7632 | 17.7615 | 17.7598 | 17.7581 | 17.7472 | 17.566 | 17.3239 | 15.4643 | 15.4525 | 15.439 | 15.3796 | 15.3195 | 15.2595 | 15.1997 | 15.1342 | 15.0698 | 15.0073 | 14.9458 | 14.6543 | 14.3724 | 14.0941 | 16.2284 | 16.2167 | 16.2035 | 16.1449 | 16.0857 | 16.0266 | 15.9676 | 15.9031 | 15.8395 | 15.7779 | 15.7174 | 15.43 | 15.152 | 14.8776
|  | EASTERTON | FS |  |  |  |  | 17.7709 | 17.764 | 17.7638 | 17.7636 | 17.7633 | 17.7627 | 17.7622 | 17.7597 | 17.7561 | 17.7522 | 17.7481 | 17.7355 | 17.6847 | 17.569 | 15.4728 | 15.459 | 15.4516 | 15.4405 | 15.4196 | 15.3813 | 15.3431 | 15.298 | 15.2521 | 15.2061 | 15.1601 | 14.9424 | 14.697 | 14.4007 | 16.2368 | 16.2231 | 16.2158 | 16.2048 | 16.1842 | 16.1465 | 16.1088 | 16.0644 | 16.0191 | 15.9738 | 15.9284 | 15.7136 | 15.4711 | 15.1776
BRAMLEY (FLEE) | BRACKNELL RESERVE | EASTHAMPSTEAD | MINIMUM HEADROOM | SU 86148 67194 | NO | NO | 0.38421 | 35.1596 | 34.9969 | 34.9415 | 34.8648 | 34.7741 | 34.67 | 34.5495 | 34.4556 | 34.3575 | 34.2564 | 34.1496 | 33.4934 | 32.4323 | 30.3731 | 34.5994 | 34.4312 | 34.3701 | 34.2829 | 34.1817 | 34.0676 | 33.9376 | 33.8335 | 33.7255 | 33.6146 | 33.4982 | 32.7124 | 30.6169 | 27.5507 | 34.9701 | 34.8074 | 34.7521 | 34.6754 | 34.5846 | 34.4805 | 34.36 | 34.2661 | 34.168 | 34.0669 | 33.9601 | 32.6437 | 30.5784 | 27.5416
|  | EASTHAMPSTEAD | CT |  |  |  |  | 35.1596 | 35.0944 | 35.044 | 34.9766 | 34.8944 | 34.797 | 34.6819 | 34.6004 | 34.5143 | 34.4262 | 34.3349 | 33.7531 | 32.788 | 31.2563 | 34.5994 | 34.5287 | 34.4726 | 34.3946 | 34.302 | 34.1946 | 34.0701 | 33.9784 | 33.8823 | 33.7845 | 33.6835 | 32.9746 | 30.9766 | 28.4313 | 34.9701 | 34.9049 | 34.8545 | 34.7871 | 34.7049 | 34.6075 | 34.4925 | 34.4109 | 34.3249 | 34.2368 | 34.1454 | 32.9059 | 30.938 | 28.4223
|  | EASTHAMPSTEAD | LW |  |  |  |  | 35.1605 | 34.9969 | 34.9415 | 34.8648 | 34.7741 | 34.67 | 34.5495 | 34.4556 | 34.3575 | 34.2564 | 34.1496 | 33.4934 | 32.4323 | 30.3731 | 34.6002 | 34.4312 | 34.3701 | 34.2829 | 34.1817 | 34.0676 | 33.9376 | 33.8335 | 33.7255 | 33.6146 | 33.4982 | 32.7124 | 30.6169 | 27.5507 | 34.971 | 34.8074 | 34.7521 | 34.6754 | 34.5846 | 34.4805 | 34.36 | 34.2661 | 34.168 | 34.0669 | 33.9601 | 32.6437 | 30.5784 | 27.5416
|  | EASTHAMPSTEAD | ST |  |  |  |  | 35.1632 | 35.1632 | 35.1632 | 35.1632 | 35.1632 | 35.1632 | 35.1632 | 35.1632 | 35.1632 | 35.1632 | 35.1632 | 35.1632 | 35.1632 | 35.1632 | 34.6121 | 34.6117 | 34.6113 | 34.6042 | 34.5971 | 34.5904 | 34.5838 | 34.5766 | 34.5697 | 34.5629 | 34.5563 | 34.5248 | 34.4946 | 34.4104 | 34.9737 | 34.9737 | 34.9737 | 34.9737 | 34.9737 | 34.9737 | 34.9737 | 34.9737 | 34.9737 | 34.9737 | 34.9737 | 34.9737 | 34.9365 | 34.3409
|  | EASTHAMPSTEAD | FS |  |  |  |  | 35.1604 | 35.1344 | 35.1338 | 35.133 | 35.1318 | 35.1296 | 35.1275 | 35.1181 | 35.1077 | 35.0964 | 35.084 | 35.0524 | 34.876 | 34.4841 | 34.6098 | 34.5834 | 34.5824 | 34.5809 | 34.5773 | 34.5703 | 34.5633 | 34.5483 | 34.5323 | 34.5154 | 34.4975 | 34.4389 | 34.2366 | 33.82 | 34.971 | 34.945 | 34.9443 | 34.9436 | 34.9423 | 34.9402 | 34.9381 | 34.9286 | 34.9182 | 34.9069 | 34.8946 | 34.863 | 34.6865 | 34.2946
NURSLING GSP | VELMORE BSP | EASTLEIGH NORTH | MINIMUM HEADROOM | SU 45426 18958 | NO | NO | 0.55158 | 48.7926 | 48.5992 | 48.5338 | 48.4431 | 48.3358 | 48.2126 | 48.07 | 47.9589 | 47.8427 | 47.723 | 47.5975 | 45.5576 | 42.0664 | 37.3509 | 47.051 | 46.8438 | 46.7624 | 46.6476 | 46.5147 | 46.3084 | 45.5385 | 44.7909 | 44.0483 | 43.319 | 42.5849 | 39.0884 | 35.1692 | 30.0713 | 47.7294 | 47.536 | 47.4706 | 47.3799 | 47.2726 | 47.1414 | 46.4985 | 45.7433 | 44.9932 | 44.2567 | 43.5154 | 39.9866 | 36.0359 | 30.919
|  | EASTLEIGH NORTH | CT |  |  |  |  | 48.7926 | 48.7168 | 48.6584 | 48.5801 | 48.4843 | 48.3705 | 48.2359 | 48.1407 | 48.0401 | 47.9371 | 47.8302 | 46.1354 | 42.8928 | 38.9525 | 47.052 | 46.9637 | 46.8911 | 46.79 | 46.6701 | 46.5311 | 45.906 | 45.1654 | 44.4284 | 43.7213 | 43.0265 | 39.715 | 36.0696 | 31.7647 | 47.7294 | 47.6536 | 47.5953 | 47.5169 | 47.4211 | 47.3073 | 46.8683 | 46.1201 | 45.3755 | 44.6613 | 43.9595 | 40.6168 | 36.9417 | 32.6127
|  | EASTLEIGH NORTH | LW |  |  |  |  | 48.7926 | 48.5992 | 48.5338 | 48.4431 | 48.3358 | 48.2126 | 48.07 | 47.9589 | 47.8427 | 47.723 | 47.5975 | 45.5576 | 42.0664 | 37.3509 | 47.051 | 46.8438 | 46.7624 | 46.6476 | 46.5147 | 46.3084 | 45.5385 | 44.7909 | 44.0483 | 43.319 | 42.5849 | 39.0884 | 35.1692 | 30.0713 | 47.7294 | 47.536 | 47.4706 | 47.3799 | 47.2726 | 47.1414 | 46.4985 | 45.7433 | 44.9932 | 44.2567 | 43.5154 | 39.9866 | 36.0359 | 30.919
|  | EASTLEIGH NORTH | ST |  |  |  |  | 48.7958 | 48.7958 | 48.7958 | 48.7958 | 48.7958 | 48.7958 | 48.7958 | 48.7958 | 48.7958 | 48.7958 | 48.7958 | 48.7958 | 48.7958 | 48.0747 | 47.0689 | 47.0643 | 47.0591 | 47.0443 | 47.029 | 47.0134 | 46.9974 | 46.9799 | 46.9625 | 46.8361 | 46.4738 | 44.803 | 43.2505 | 41.7099 | 47.7326 | 47.7326 | 47.7326 | 47.7326 | 47.7326 | 47.7326 | 47.7326 | 47.7326 | 47.7326 | 47.7214 | 47.4362 | 45.7456 | 44.1747 | 42.6159
|  | EASTLEIGH NORTH | FS |  |  |  |  | 48.7926 | 48.7617 | 48.761 | 48.7601 | 48.7585 | 48.756 | 48.7535 | 48.7423 | 48.73 | 48.7165 | 48.7019 | 48.6644 | 48.4549 | 47.9894 | 47.0685 | 47.035 | 47.0314 | 47.0271 | 47.0201 | 47.0087 | 46.9974 | 46.9763 | 46.9541 | 46.9307 | 46.906 | 46.8201 | 45.6127 | 44.1452 | 47.7294 | 47.6985 | 47.6978 | 47.6969 | 47.6954 | 47.6929 | 47.6904 | 47.6792 | 47.6668 | 47.6534 | 47.6388 | 47.5971 | 46.569 | 45.0895
LOVEDEAN GSP | PORTSMOUTH BSP | EASTNEY | MINIMUM HEADROOM | SZ 66357 99040 | NO | NO | 0.055789 | 22.2378 | 22.1709 | 22.1482 | 22.1168 | 22.0797 | 22.0368 | 21.987 | 21.9481 | 21.9073 | 21.8651 | 21.8208 | 21.3016 | 20.4001 | 19.0687 | 21.4925 | 21.4226 | 21.3967 | 21.3597 | 21.3169 | 21.2683 | 21.2128 | 21.168 | 21.1213 | 21.0733 | 21.0233 | 20.6761 | 19.6447 | 18.1658 | 22.1952 | 22.1243 | 22.0974 | 22.0587 | 22.0141 | 21.9638 | 21.9065 | 21.8598 | 21.8113 | 21.7615 | 21.7097 | 21.3983 | 20.7098 | 19.2412
|  | EASTNEY | CT |  |  |  |  | 22.2379 | 22.2127 | 22.1933 | 22.1673 | 22.1354 | 22.0973 | 22.052 | 22.0198 | 21.9856 | 21.9505 | 21.9139 | 21.4582 | 20.6179 | 19.5381 | 21.4927 | 21.4646 | 21.4421 | 21.4107 | 21.3733 | 21.3297 | 21.2788 | 21.2406 | 21.2005 | 21.1596 | 21.1173 | 20.8392 | 19.8746 | 18.6504 | 22.1953 | 22.1664 | 22.143 | 22.1098 | 22.0708 | 22.0254 | 21.9727 | 21.9327 | 21.8908 | 21.8481 | 21.804 | 21.532 | 20.938 | 19.7289
|  | EASTNEY | LW |  |  |  |  | 22.2378 | 22.1709 | 22.1482 | 22.1168 | 22.0797 | 22.0368 | 21.987 | 21.9481 | 21.9073 | 21.8651 | 21.8208 | 21.3016 | 20.4001 | 19.0687 | 21.4925 | 21.4226 | 21.3967 | 21.3597 | 21.3169 | 21.2683 | 21.2128 | 21.168 | 21.1213 | 21.0733 | 21.0233 | 20.6761 | 19.6447 | 18.1658 | 22.1952 | 22.1243 | 22.0974 | 22.0587 | 22.0141 | 21.9638 | 21.9065 | 21.8598 | 21.8113 | 21.7615 | 21.7097 | 21.3983 | 20.7098 | 19.2412
|  | EASTNEY | ST |  |  |  |  | 22.2389 | 22.2389 | 22.2389 | 22.2389 | 22.2389 | 22.2389 | 22.2389 | 22.2389 | 22.2389 | 22.2389 | 22.2389 | 22.2389 | 22.2389 | 22.0138 | 21.4977 | 21.4971 | 21.4964 | 21.4928 | 21.4892 | 21.4856 | 21.482 | 21.4781 | 21.4742 | 21.4704 | 21.4667 | 21.449 | 21.432 | 21.3932 | 22.1968 | 22.1968 | 22.1968 | 22.1952 | 22.1905 | 22.1858 | 22.1811 | 22.1759 | 22.1708 | 22.1658 | 22.1609 | 22.1378 | 22.1156 | 22.0935
|  | EASTNEY | FS |  |  |  |  | 22.2378 | 22.2268 | 22.2265 | 22.2262 | 22.2256 | 22.2247 | 22.2238 | 22.2198 | 22.2154 | 22.2106 | 22.2054 | 22.1919 | 22.1165 | 21.9481 | 21.4969 | 21.4854 | 21.4848 | 21.4838 | 21.4821 | 21.4788 | 21.4755 | 21.4688 | 21.4617 | 21.4542 | 21.4463 | 21.4199 | 21.3317 | 21.1507 | 22.1957 | 22.1846 | 22.1844 | 22.1841 | 22.1835 | 22.1812 | 22.1772 | 22.1697 | 22.1617 | 22.1534 | 22.1447 | 22.1142 | 22.0221 | 21.8372
LALEHAM | STAINES | EGHAM | MINIMUM HEADROOM | TQ 01030 71404 | NO | YES | 0.72316 | 39.8415 | 39.7162 | 39.6733 | 39.6137 | 39.5433 | 39.4632 | 69.3708 | 69.299 | 69.2216 | 69.1177 | 69.0096 | 68.332 | 66.1704 | 63.3187 | 38.0099 | 37.8846 | 37.8417 | 37.7822 | 37.7117 | 37.6268 | 67.517 | 67.4276 | 67.3349 | 67.2408 | 67.0115 | 64.8862 | 62.5103 | 59.4108 | 39.1692 | 39.0313 | 38.9747 | 38.8946 | 38.8024 | 38.7 | 68.5839 | 68.4881 | 68.3892 | 68.2889 | 67.8957 | 65.7774 | 63.4097 | 60.3554
|  | EGHAM | CT |  |  |  |  | 39.8415 | 39.7895 | 39.7491 | 39.6954 | 39.6302 | 39.5537 | 69.464 | 69.4004 | 69.3339 | 69.2453 | 69.1497 | 68.5975 | 66.6633 | 64.268 | 38.0099 | 37.9579 | 37.9175 | 37.8638 | 37.7986 | 37.7221 | 67.6157 | 67.5342 | 67.45 | 67.3655 | 67.2663 | 65.2513 | 63.0469 | 60.4179 | 39.1692 | 39.1066 | 39.0539 | 38.9808 | 38.8949 | 38.7971 | 68.6846 | 68.5965 | 68.506 | 68.4154 | 68.1451 | 66.1433 | 63.9383 | 61.3519
|  | EGHAM | LW |  |  |  |  | 39.8432 | 39.7162 | 39.6733 | 39.6137 | 39.5433 | 39.4632 | 69.3708 | 69.299 | 69.2216 | 69.1177 | 69.0096 | 68.332 | 66.1704 | 63.3187 | 38.0116 | 37.8846 | 37.8417 | 37.7822 | 37.7117 | 37.6268 | 67.517 | 67.4276 | 67.3349 | 67.2408 | 67.0115 | 64.8862 | 62.5103 | 59.4108 | 39.1701 | 39.0313 | 38.9747 | 38.8946 | 38.8024 | 38.7 | 68.5839 | 68.4881 | 68.3892 | 68.2889 | 67.8957 | 65.7774 | 63.4097 | 60.3554
|  | EGHAM | ST |  |  |  |  | 39.8453 | 39.8453 | 39.8453 | 39.8453 | 39.8453 | 39.8453 | 69.8453 | 69.8453 | 69.8453 | 69.8453 | 69.8453 | 69.8363 | 69.7703 | 69.7054 | 38.0137 | 38.0137 | 38.0137 | 38.0137 | 38.0137 | 38.0137 | 68.0137 | 68.0137 | 68.0137 | 68.0079 | 67.9979 | 67.9521 | 67.5187 | 66.618 | 39.185 | 39.1811 | 39.1768 | 39.1641 | 39.151 | 39.1378 | 69.1241 | 69.1093 | 69.0947 | 69.0807 | 69.067 | 69.0048 | 68.4149 | 67.5112
|  | EGHAM | FS |  |  |  |  | 39.8433 | 39.8247 | 39.8243 | 39.8237 | 39.8228 | 39.8213 | 69.8198 | 69.8131 | 69.8056 | 69.7975 | 69.7887 | 69.7662 | 69.6411 | 69.3652 | 38.0117 | 37.9932 | 37.9927 | 37.9922 | 37.9913 | 37.9897 | 67.9882 | 67.9815 | 67.9741 | 67.966 | 67.9572 | 67.9332 | 67.7808 | 67.478 | 39.1859 | 39.1651 | 39.1623 | 39.159 | 39.1535 | 39.1445 | 69.1356 | 69.1205 | 69.1047 | 69.0883 | 69.071 | 69.0076 | 68.8454 | 68.5327
MANNINGTON GSP | BOURNEMOUTH | ELECTRIC HOUSE | MINIMUM HEADROOM | SZ 08757 91379 | NO | NO | 0.052632 | 26.4845 | 26.4383 | 26.4198 | 26.3924 | 26.3613 | 26.3264 | 26.287 | 26.2537 | 26.219 | 26.1833 | 26.146 | 25.919 | 25.563 | 24.8989 | 25.5866 | 25.5418 | 25.5248 | 25.5002 | 25.4719 | 25.4397 | 25.403 | 25.3727 | 25.3409 | 25.3081 | 25.2737 | 25.0615 | 24.7212 | 24.0729 | 26.33 | 26.2845 | 26.2666 | 26.2405 | 26.2108 | 26.1771 | 26.1389 | 26.1071 | 26.0737 | 26.0393 | 26.0034 | 25.7833 | 25.4345 | 24.7778
|  | ELECTRIC HOUSE | CT |  |  |  |  | 26.4846 | 26.4664 | 26.4513 | 26.429 | 26.4034 | 26.3739 | 26.34 | 26.313 | 26.2844 | 26.255 | 26.2246 | 26.0338 | 25.7246 | 25.2484 | 25.5867 | 25.57 | 25.5563 | 25.5368 | 25.514 | 25.4872 | 25.4561 | 25.432 | 25.4063 | 25.3798 | 25.3523 | 25.1763 | 24.8827 | 24.4224 | 26.3301 | 26.3126 | 26.2982 | 26.2772 | 26.2529 | 26.2246 | 26.192 | 26.1664 | 26.1391 | 26.1111 | 26.082 | 25.8981 | 25.5961 | 25.1272
|  | ELECTRIC HOUSE | LW |  |  |  |  | 26.4845 | 26.4383 | 26.4198 | 26.3924 | 26.3613 | 26.3264 | 26.287 | 26.2537 | 26.219 | 26.1833 | 26.146 | 25.919 | 25.563 | 24.8989 | 25.5866 | 25.5418 | 25.5248 | 25.5002 | 25.4719 | 25.4397 | 25.403 | 25.3727 | 25.3409 | 25.3081 | 25.2737 | 25.0615 | 24.7212 | 24.0729 | 26.33 | 26.2845 | 26.2666 | 26.2405 | 26.2108 | 26.1771 | 26.1389 | 26.1071 | 26.0737 | 26.0393 | 26.0034 | 25.7833 | 25.4345 | 24.7778
|  | ELECTRIC HOUSE | ST |  |  |  |  | 26.4912 | 26.4906 | 26.4899 | 26.4847 | 26.4794 | 26.4742 | 26.469 | 26.4634 | 26.4577 | 26.4521 | 26.4466 | 26.4187 | 26.3907 | 26.3625 | 25.5911 | 25.5907 | 25.5903 | 25.5869 | 25.5836 | 25.5803 | 25.577 | 25.5734 | 25.5699 | 25.5663 | 25.5628 | 25.5452 | 25.5274 | 25.5095 | 26.3357 | 26.3352 | 26.3346 | 26.3303 | 26.3259 | 26.3216 | 26.3173 | 26.3126 | 26.3079 | 26.3033 | 26.2986 | 26.2755 | 26.2522 | 26.2288
|  | ELECTRIC HOUSE | FS |  |  |  |  | 26.4903 | 26.4823 | 26.4816 | 26.4805 | 26.4783 | 26.4739 | 26.4696 | 26.4626 | 26.4554 | 26.4479 | 26.4401 | 26.4101 | 26.3367 | 26.1976 | 25.5903 | 25.5824 | 25.5819 | 25.5811 | 25.5796 | 25.5766 | 25.5736 | 25.5682 | 25.5625 | 25.5565 | 25.5503 | 25.5279 | 25.4622 | 25.3309 | 26.3348 | 26.3269 | 26.3262 | 26.3253 | 26.3234 | 26.3197 | 26.316 | 26.3097 | 26.3032 | 26.2964 | 26.2893 | 26.2629 | 26.1931 | 26.0576
BRAMLEY (FLEE) | WOKINGHAM BSP | ELMS ROAD | MINIMUM HEADROOM | SU 81057 68532 | NO | YES | 1.0189 | 28.7311 | 28.5858 | 28.5366 | 28.4684 | 28.3877 | 28.2966 | 28.192 | 28.111 | 28.0276 | 27.591 | 27.0891 | 24.7602 | 22.2152 | 18.9646 | 27.9311 | 27.7858 | 27.7366 | 27.6684 | 27.5877 | 27.4966 | 26.9591 | 26.3638 | 25.7755 | 25.2014 | 24.6253 | 21.973 | 19.1196 | 15.5681 | 27.8993 | 27.7394 | 27.6736 | 27.5807 | 27.4738 | 27.2969 | 26.7155 | 26.131 | 25.5426 | 24.9683 | 24.392 | 21.739 | 18.8849 | 15.3328
|  | ELMS ROAD | CT |  |  |  |  | 28.7311 | 28.6707 | 28.6241 | 28.5616 | 28.4852 | 28.3962 | 28.292 | 28.2189 | 28.1433 | 27.8534 | 27.3768 | 25.1608 | 22.7875 | 20.0285 | 27.9311 | 27.8707 | 27.8241 | 27.7616 | 27.6852 | 27.5962 | 27.2348 | 26.6393 | 26.0497 | 25.4887 | 24.9406 | 22.4139 | 19.7525 | 16.7128 | 27.8996 | 27.8269 | 27.7655 | 27.6799 | 27.5788 | 27.4641 | 26.981 | 26.4047 | 25.8168 | 25.2556 | 24.7074 | 22.18 | 19.518 | 16.4777
|  | ELMS ROAD | LW |  |  |  |  | 28.7313 | 28.5858 | 28.5366 | 28.4684 | 28.3877 | 28.2966 | 28.192 | 28.111 | 28.0276 | 27.591 | 27.0891 | 24.7602 | 22.2152 | 18.9646 | 27.9313 | 27.7858 | 27.7366 | 27.6684 | 27.5877 | 27.4966 | 26.9591 | 26.3638 | 25.7755 | 25.2014 | 24.6253 | 21.973 | 19.1196 | 15.5681 | 27.8993 | 27.7394 | 27.6736 | 27.5807 | 27.4738 | 27.2969 | 26.7155 | 26.131 | 25.5426 | 24.9683 | 24.392 | 21.739 | 18.8849 | 15.3328
|  | ELMS ROAD | ST |  |  |  |  | 28.7337 | 28.7337 | 28.7337 | 28.7337 | 28.7337 | 28.7337 | 28.7337 | 28.7337 | 28.7337 | 28.7337 | 28.7337 | 28.7337 | 27.7528 | 26.7905 | 27.9337 | 27.9337 | 27.9337 | 27.9337 | 27.9337 | 27.9337 | 27.9337 | 27.9337 | 27.9337 | 27.9337 | 27.7015 | 26.4131 | 25.25 | 24.1148 | 27.9021 | 27.9021 | 27.9021 | 27.8908 | 27.8752 | 27.8594 | 27.8431 | 27.8255 | 27.808 | 27.7108 | 27.4459 | 26.1801 | 25.0167 | 23.8811
|  | ELMS ROAD | FS |  |  |  |  | 28.7316 | 28.7115 | 28.7111 | 28.7105 | 28.7095 | 28.7078 | 28.7062 | 28.699 | 28.6909 | 28.6822 | 28.6727 | 28.6483 | 28.515 | 28.2232 | 27.9316 | 27.9115 | 27.9111 | 27.9105 | 27.9095 | 27.9078 | 27.9062 | 27.899 | 27.8909 | 27.8822 | 27.8727 | 27.8483 | 27.2527 | 26.2441 | 27.9 | 27.88 | 27.8795 | 27.8789 | 27.8779 | 27.8713 | 27.8612 | 27.8444 | 27.8269 | 27.8086 | 27.7894 | 27.7184 | 27.01 | 26.0112
LOVEDEAN GSP | HAVANT | EMSWORTH | MINIMUM HEADROOM | SU 74861 05807 | NO | NO | 1.1832 | 12.2363 | 12.1449 | 12.1139 | 12.071 | 12.0202 | 11.9623 | 11.8956 | 11.676 | 11.3223 | 10.9761 | 10.6276 | 9.0127 | 7.2445 | 4.97 | 11.4015 | 11.3015 | 11.2606 | 11.2032 | 11.0306 | 10.6575 | 10.2487 | 9.8534 | 9.4629 | 9.0811 | 8.6969 | 6.902 | 4.8813 | 2.3572 | 11.6995 | 11.608 | 11.577 | 11.5341 | 11.4834 | 11.4075 | 10.9785 | 10.5629 | 10.1526 | 9.7515 | 9.3479 | 7.4942 | 5.4979 | 2.9979
|  | EMSWORTH | CT |  |  |  |  | 12.2363 | 12.1984 | 12.1693 | 12.1302 | 12.0823 | 12.0261 | 11.9598 | 11.855 | 11.5004 | 11.1629 | 10.8329 | 9.3007 | 7.6587 | 5.7303 | 11.4021 | 11.3568 | 11.3189 | 11.2664 | 11.1902 | 10.8349 | 10.4419 | 10.0459 | 9.6537 | 9.281 | 8.9167 | 7.2262 | 5.3503 | 3.1907 | 11.6995 | 11.6616 | 11.6325 | 11.5933 | 11.5455 | 11.4892 | 11.1793 | 10.7627 | 10.3502 | 9.9584 | 9.5757 | 7.8149 | 5.9615 | 3.8242
|  | EMSWORTH | LW |  |  |  |  | 12.2364 | 12.1449 | 12.1139 | 12.071 | 12.0202 | 11.9623 | 11.8956 | 11.676 | 11.3223 | 10.9761 | 10.6276 | 9.0127 | 7.2445 | 4.97 | 11.4015 | 11.3015 | 11.2606 | 11.2032 | 11.0306 | 10.6575 | 10.2487 | 9.8534 | 9.4629 | 9.0811 | 8.6969 | 6.902 | 4.8813 | 2.3572 | 11.6995 | 11.608 | 11.577 | 11.5341 | 11.4834 | 11.4075 | 10.9785 | 10.5629 | 10.1526 | 9.7515 | 9.3479 | 7.4942 | 5.4979 | 2.9979
|  | EMSWORTH | ST |  |  |  |  | 12.2379 | 12.2379 | 12.2379 | 12.2379 | 12.2379 | 12.2379 | 12.2379 | 12.2379 | 12.2379 | 12.2379 | 12.2379 | 11.7339 | 11.0498 | 10.3744 | 11.4111 | 11.4079 | 11.4043 | 11.3956 | 11.3866 | 11.3773 | 11.3677 | 11.2996 | 11.0971 | 10.9046 | 10.7171 | 9.8701 | 9.1021 | 8.3438 | 11.7011 | 11.7011 | 11.7011 | 11.7011 | 11.7011 | 11.7011 | 11.7011 | 11.7011 | 11.7011 | 11.653 | 11.4544 | 10.5573 | 9.744 | 8.9409
|  | EMSWORTH | FS |  |  |  |  | 12.2364 | 12.2225 | 12.2222 | 12.2218 | 12.2211 | 12.2199 | 12.2188 | 12.2138 | 12.2082 | 12.2021 | 12.1955 | 12.1786 | 12.0849 | 11.619 | 11.4119 | 11.3962 | 11.394 | 11.3913 | 11.3874 | 11.3813 | 11.3752 | 11.3648 | 11.3538 | 11.3423 | 11.3302 | 11.0188 | 10.4563 | 9.7852 | 11.6996 | 11.6857 | 11.6853 | 11.6849 | 11.6842 | 11.6831 | 11.682 | 11.6769 | 11.6714 | 11.6653 | 11.6587 | 11.6417 | 11.1872 | 10.4886
MELKSHAM GSP | AMESBURY | ENFORD | MINIMUM HEADROOM | SU 13728 51712 | NO | YES | 0.037895 | 9.2308 | 9.1972 | 9.1731 | 9.1359 | 9.0968 | 9.0553 | 9.0106 | 8.9679 | 8.9253 | 8.8837 | 8.8412 | 8.6253 | 8.361 | 7.9912 | 8.3886 | 8.3511 | 8.323 | 8.2792 | 8.2335 | 8.1868 | 8.1375 | 8.09 | 8.0427 | 7.9966 | 7.9497 | 7.7131 | 7.4279 | 7.0379 | 7.9034 | 7.8656 | 7.8371 | 7.7927 | 7.7464 | 7.6991 | 7.6492 | 7.6011 | 7.5532 | 7.5065 | 7.459 | 7.2197 | 6.9318 | 6.5391
|  | ENFORD | CT |  |  |  |  | 9.2308 | 9.2065 | 9.1826 | 9.1461 | 9.1075 | 9.0656 | 9.0209 | 8.9785 | 8.9361 | 8.894 | 8.852 | 8.6393 | 8.3816 | 8.061 | 8.3886 | 8.3607 | 8.333 | 8.2901 | 8.245 | 8.1977 | 8.1485 | 8.1013 | 8.0542 | 8.0076 | 7.9611 | 7.7284 | 7.4503 | 7.1101 | 7.9034 | 7.8752 | 7.8472 | 7.8036 | 7.758 | 7.7101 | 7.6603 | 7.6125 | 7.5648 | 7.5175 | 7.4705 | 7.2351 | 6.9544 | 6.6116
|  | ENFORD | LW |  |  |  |  | 9.2318 | 9.1972 | 9.1731 | 9.1359 | 9.0968 | 9.0553 | 9.0106 | 8.9679 | 8.9253 | 8.8837 | 8.8412 | 8.6253 | 8.361 | 7.9912 | 8.3894 | 8.3511 | 8.323 | 8.2792 | 8.2335 | 8.1868 | 8.1375 | 8.09 | 8.0427 | 7.9966 | 7.9497 | 7.7131 | 7.4279 | 7.0379 | 7.9042 | 7.8656 | 7.8371 | 7.7927 | 7.7464 | 7.6991 | 7.6492 | 7.6011 | 7.5532 | 7.5065 | 7.459 | 7.2197 | 6.9318 | 6.5391
|  | ENFORD | ST |  |  |  |  | 9.2537 | 9.2508 | 9.248 | 9.2301 | 9.2124 | 9.1947 | 9.1775 | 9.1585 | 9.1399 | 9.1214 | 9.1031 | 9.0153 | 8.9322 | 8.8525 | 8.4163 | 8.4127 | 8.4092 | 8.387 | 8.365 | 8.3431 | 8.3217 | 8.2981 | 8.2751 | 8.2535 | 8.2324 | 8.1316 | 8.0364 | 7.945 | 7.9315 | 7.9279 | 7.9243 | 7.9018 | 7.8794 | 7.8571 | 7.8353 | 7.8113 | 7.7879 | 7.7659 | 7.7444 | 7.6419 | 7.5451 | 7.4522
|  | ENFORD | FS |  |  |  |  | 9.2577 | 9.2529 | 9.2507 | 9.2479 | 9.2415 | 9.2294 | 9.2174 | 9.2032 | 9.189 | 9.1747 | 9.1604 | 9.091 | 9.0111 | 8.9073 | 8.4214 | 8.416 | 8.4134 | 8.4099 | 8.402 | 8.3871 | 8.3723 | 8.3549 | 8.3375 | 8.3201 | 8.3027 | 8.2204 | 8.1312 | 8.018 | 7.9368 | 7.9314 | 7.9286 | 7.9251 | 7.917 | 7.9019 | 7.8868 | 7.8692 | 7.8515 | 7.8338 | 7.8161 | 7.7324 | 7.642 | 7.5276
COWLEY GSP | YARNTON BSP | EYNSHAM | MINIMUM HEADROOM | SP 42236 10266 | NO | YES | 2.2011 | 26.5962 | 26.5385 | 26.5187 | 26.4912 | 26.4586 | 26.4208 | 26.3773 | 26.3433 | 26.1828 | 25.7918 | 25.3977 | 23.6813 | 21.9267 | 19.848 | 26.0489 | 25.9911 | 25.9713 | 25.9438 | 25.9113 | 25.8734 | 25.8299 | 25.7959 | 25.3562 | 24.9053 | 24.4511 | 22.4837 | 20.4945 | 18.1821 | 21.7962 | 21.7385 | 21.7187 | 21.6912 | 21.6586 | 21.6208 | 21.5773 | 21.5433 | 21.5081 | 21.472 | 21.4343 | 21.2068 | 20.8254 | 18.5229
|  | EYNSHAM | CT |  |  |  |  | 26.5962 | 26.5709 | 26.5512 | 26.525 | 26.4932 | 26.4561 | 26.4125 | 26.3816 | 26.3486 | 26.004 | 25.6319 | 24.0133 | 22.4149 | 20.6321 | 26.0489 | 26.0235 | 26.0038 | 25.9777 | 25.9459 | 25.9087 | 25.8651 | 25.8343 | 25.5883 | 25.1461 | 24.717 | 22.8619 | 21.0521 | 19.059 | 21.7962 | 21.7709 | 21.7512 | 21.725 | 21.6932 | 21.6561 | 21.6125 | 21.5816 | 21.5486 | 21.515 | 21.4803 | 21.2654 | 20.9205 | 19.3959
|  | EYNSHAM | LW |  |  |  |  | 26.5971 | 26.5385 | 26.5187 | 26.4912 | 26.4586 | 26.4208 | 26.3773 | 26.3433 | 26.1828 | 25.7918 | 25.3977 | 23.6813 | 21.9267 | 19.848 | 26.0498 | 25.9911 | 25.9713 | 25.9438 | 25.9113 | 25.8734 | 25.8299 | 25.7959 | 25.3562 | 24.9053 | 24.4511 | 22.4837 | 20.4945 | 18.1821 | 21.7971 | 21.7385 | 21.7187 | 21.6912 | 21.6586 | 21.6208 | 21.5773 | 21.5433 | 21.5081 | 21.472 | 21.4343 | 21.2068 | 20.8254 | 18.5229
|  | EYNSHAM | ST |  |  |  |  | 26.5989 | 26.5989 | 26.5989 | 26.5989 | 26.5989 | 26.5989 | 26.5989 | 26.5989 | 26.5989 | 26.5989 | 26.5989 | 26.4817 | 25.7165 | 24.9488 | 26.0516 | 26.0516 | 26.0516 | 26.0516 | 26.0516 | 26.0516 | 26.0516 | 26.0516 | 26.0516 | 26.0516 | 26.0516 | 25.6565 | 24.7627 | 23.8663 | 21.7989 | 21.7989 | 21.7989 | 21.7989 | 21.7989 | 21.7989 | 21.7989 | 21.7989 | 21.7989 | 21.7989 | 21.7989 | 21.7989 | 21.7964 | 21.7922
|  | EYNSHAM | FS |  |  |  |  | 26.598 | 26.5892 | 26.589 | 26.5887 | 26.5883 | 26.5876 | 26.5868 | 26.5836 | 26.5801 | 26.5762 | 26.572 | 26.5613 | 26.5019 | 26.3711 | 26.0507 | 26.0418 | 26.0416 | 26.0413 | 26.0409 | 26.0402 | 26.0395 | 26.0363 | 26.0327 | 26.0289 | 26.0247 | 26.0139 | 25.9546 | 25.8238 | 21.798 | 21.7892 | 21.789 | 21.7887 | 21.7883 | 21.7876 | 21.7868 | 21.7836 | 21.7801 | 21.7762 | 21.772 | 21.7613 | 21.7019 | 21.5711
MINETY GSP | CIRENCESTER BSP | FAIRFORD | MINIMUM HEADROOM | SP 14418 00559 | NO | YES | 16.1558 | 1.4291 | 1.3781 | 1.3554 | 1.3229 | 1.286 | 1.2452 | 1.1984 | 1.1592 | 1.1103 | 0.96808 | 0.82399 | 0.11258 | -0.71092 | -1.8112 | 1.0173 | 0.97136 | 0.95412 | 0.93056 | 0.90283 | 0.87127 | 0.83412 | 0.80484 | 0.68268 | 0.52505 | 0.36564 | -0.4163 | -1.3141 | -2.5 | 1.8501 | 1.7364 | 1.6456 | 1.5029 | 1.3519 | 1.196 | 1.0298 | 0.86824 | 0.70778 | 0.54957 | 0.38959 | -0.39496 | -1.2959 | -2.4741
|  | FAIRFORD | CT |  |  |  |  | 1.4291 | 1.4024 | 1.3796 | 1.3483 | 1.312 | 1.2711 | 1.2246 | 1.1869 | 1.148 | 1.0215 | 0.88267 | 0.19198 | -0.59824 | -1.5449 | 1.0173 | 0.99505 | 0.97738 | 0.9545 | 0.92708 | 0.8952 | 0.85806 | 0.8303 | 0.73694 | 0.5819 | 0.42818 | -0.33133 | -1.1909 | -2.2198 | 1.8501 | 1.7672 | 1.6813 | 1.5454 | 1.3992 | 1.2474 | 1.0848 | 0.92297 | 0.76216 | 0.60655 | 0.45228 | -0.30978 | -1.1736 | -2.1952
|  | FAIRFORD | LW |  |  |  |  | 1.4323 | 1.3781 | 1.3554 | 1.3229 | 1.286 | 1.2452 | 1.1984 | 1.1592 | 1.1103 | 0.96808 | 0.82399 | 0.11258 | -0.71092 | -1.8112 | 1.0207 | 0.97136 | 0.95412 | 0.93056 | 0.90283 | 0.87127 | 0.83412 | 0.80484 | 0.68268 | 0.52505 | 0.36564 | -0.4163 | -1.3141 | -2.5 | 1.8508 | 1.7364 | 1.6456 | 1.5029 | 1.3519 | 1.196 | 1.0298 | 0.86824 | 0.70778 | 0.54957 | 0.38959 | -0.39496 | -1.2959 | -2.4741
|  | FAIRFORD | ST |  |  |  |  | 1.44 | 1.4387 | 1.4372 | 1.4316 | 1.4259 | 1.4203 | 1.4136 | 1.4066 | 1.3995 | 1.3927 | 1.3861 | 1.3065 | 1.0066 | 0.70913 | 1.0223 | 1.0223 | 1.0223 | 1.0223 | 1.0223 | 1.0223 | 1.0215 | 1.0206 | 1.0198 | 1.0189 | 1.0181 | 0.87285 | 0.53202 | 0.1944 | 1.9335 | 1.9162 | 1.8965 | 1.8214 | 1.745 | 1.669 | 1.5908 | 1.5066 | 1.4228 | 1.342 | 1.2633 | 0.89772 | 0.55537 | 0.21626
|  | FAIRFORD | FS |  |  |  |  | 1.441 | 1.4327 | 1.4317 | 1.4303 | 1.428 | 1.4238 | 1.4198 | 1.4131 | 1.4063 | 1.3991 | 1.3916 | 1.3635 | 1.2953 | 1.0743 | 1.0224 | 1.0149 | 1.0147 | 1.0145 | 1.0141 | 1.0135 | 1.0129 | 1.0102 | 1.0072 | 1.0039 | 1.0004 | 0.99124 | 0.94065 | 0.63472 | 1.946 | 1.9279 | 1.916 | 1.9011 | 1.8738 | 1.8261 | 1.7793 | 1.7243 | 1.6693 | 1.6142 | 1.5581 | 1.2939 | 1.0076 | 0.65937
MINETY GSP | STRATTON (2 X 60) | FARINGDON | MINIMUM HEADROOM | SU 28819 94924 | NO | YES | 0.34211 | 15.5211 | 15.4513 | 15.4245 | 15.3881 | 15.3453 | 15.2967 | 15.0903 | 14.8215 | 14.5536 | 14.2917 | 14.0282 | 12.7812 | 11.3872 | 9.5792 | 13.9211 | 13.8513 | 13.8245 | 13.721 | 13.4451 | 13.1561 | 12.8413 | 12.5365 | 12.2331 | 11.9369 | 11.6391 | 10.2412 | 8.7015 | 6.7505 | 14.4995 | 14.4218 | 14.3866 | 14.1821 | 13.9033 | 13.6115 | 13.2937 | 12.9857 | 12.6793 | 12.3802 | 12.0795 | 10.6687 | 9.1164 | 7.1533
|  | FARINGDON | CT |  |  |  |  | 15.5211 | 15.4872 | 15.4595 | 15.4237 | 15.3809 | 15.3313 | 15.2006 | 14.9298 | 14.6605 | 14.4024 | 14.1486 | 12.9447 | 11.6254 | 10.0713 | 13.9211 | 13.8872 | 13.8595 | 13.8098 | 13.5482 | 13.269 | 12.964 | 12.6565 | 12.3512 | 12.059 | 11.7722 | 10.4232 | 8.9677 | 7.2799 | 14.4995 | 14.459 | 14.4238 | 14.2715 | 14.0073 | 13.7253 | 13.4174 | 13.1068 | 12.7984 | 12.5033 | 12.2137 | 10.8523 | 9.385 | 7.6858
|  | FARINGDON | LW |  |  |  |  | 15.5263 | 15.4513 | 15.4245 | 15.3881 | 15.3453 | 15.2967 | 15.0903 | 14.8215 | 14.5536 | 14.2917 | 14.0282 | 12.7812 | 11.3872 | 9.5792 | 13.9263 | 13.8513 | 13.8245 | 13.721 | 13.4451 | 13.1561 | 12.8413 | 12.5365 | 12.2331 | 11.9369 | 11.6391 | 10.2412 | 8.7015 | 6.7505 | 14.504 | 14.4218 | 14.3866 | 14.1821 | 13.9033 | 13.6115 | 13.2937 | 12.9857 | 12.6793 | 12.3802 | 12.0795 | 10.6687 | 9.1164 | 7.1533
|  | FARINGDON | ST |  |  |  |  | 15.5292 | 15.5283 | 15.5275 | 15.5266 | 15.5258 | 15.5249 | 15.5241 | 15.5233 | 15.5224 | 15.5216 | 15.4518 | 14.8735 | 14.3424 | 13.8158 | 13.9292 | 13.9283 | 13.9275 | 13.9266 | 13.9258 | 13.9249 | 13.8308 | 13.6709 | 13.5129 | 13.3624 | 13.2158 | 12.5456 | 11.9306 | 11.3212 | 14.5144 | 14.5111 | 14.5074 | 14.499 | 14.4902 | 14.4391 | 14.2915 | 14.1297 | 13.9699 | 13.8176 | 13.6693 | 12.9912 | 12.369 | 11.7526
|  | FARINGDON | FS |  |  |  |  | 15.5288 | 15.5175 | 15.5172 | 15.5169 | 15.5163 | 15.5154 | 15.5145 | 15.5104 | 15.5059 | 15.5009 | 15.4956 | 15.4784 | 15.205 | 14.7065 | 13.9288 | 13.9175 | 13.9172 | 13.9169 | 13.9163 | 13.9154 | 13.9145 | 13.9104 | 13.9059 | 13.9009 | 13.8522 | 13.4129 | 12.949 | 12.3982 | 14.5158 | 14.5031 | 14.5013 | 14.4991 | 14.4958 | 14.4905 | 14.4851 | 14.4761 | 14.4667 | 14.4071 | 14.3135 | 13.8692 | 13.4008 | 12.8455
LOVEDEAN GSP | WYMERING BSP | FARLINGTON | MINIMUM HEADROOM | SU 67400 04843 | NO | NO | 25.5863 | -3.3763 | -3.4062 | -3.4163 | -3.4303 | -3.4468 | -3.4659 | -3.4879 | -3.505 | -3.5229 | -3.5414 | -3.5607 | -3.9348 | -4.4599 | -5.163 | -3.6876 | -3.723 | -3.7393 | -3.7635 | -3.7928 | -3.8918 | -3.995 | -4.0973 | -4.1988 | -4.2992 | -4.3998 | -4.9049 | -5.4853 | -6.2429 | -3.3616 | -3.4088 | -3.4599 | -3.5415 | -3.6267 | -3.7149 | -3.8074 | -3.8983 | -3.9966 | -4.0958 | -4.1952 | -4.6946 | -5.2693 | -6.0212
|  | FARLINGTON | CT |  |  |  |  | -3.3763 | -3.388 | -3.3971 | -3.4093 | -3.4241 | -3.4418 | -3.4626 | -3.4774 | -3.4929 | -3.5089 | -3.5254 | -3.8678 | -4.3666 | -4.9661 | -3.6875 | -3.7045 | -3.7193 | -3.7413 | -3.7663 | -3.855 | -3.9563 | -4.0562 | -4.1562 | -4.2541 | -4.351 | -4.8349 | -5.3875 | -6.0404 | -3.3616 | -3.3875 | -3.4353 | -3.5127 | -3.5946 | -3.6799 | -3.7704 | -3.859 | -3.9542 | -4.0509 | -4.1466 | -4.6249 | -5.172 | -5.8194
|  | FARLINGTON | LW |  |  |  |  | -3.3763 | -3.4062 | -3.4163 | -3.4303 | -3.4468 | -3.4659 | -3.4879 | -3.505 | -3.5229 | -3.5414 | -3.5607 | -3.9348 | -4.4599 | -5.163 | -3.6876 | -3.723 | -3.7393 | -3.7635 | -3.7928 | -3.8918 | -3.995 | -4.0973 | -4.1988 | -4.2992 | -4.3998 | -4.9049 | -5.4853 | -6.2429 | -3.3616 | -3.4088 | -3.4599 | -3.5415 | -3.6267 | -3.7149 | -3.8074 | -3.8983 | -3.9966 | -4.0958 | -4.1952 | -4.6946 | -5.2693 | -6.0212
|  | FARLINGTON | ST |  |  |  |  | -3.3758 | -3.3758 | -3.3758 | -3.3758 | -3.3758 | -3.3758 | -3.3758 | -3.3758 | -3.3758 | -3.3758 | -3.3758 | -3.3758 | -3.4125 | -3.6106 | -3.6811 | -3.6812 | -3.6827 | -3.6893 | -3.6959 | -3.7026 | -3.7093 | -3.7166 | -3.7556 | -3.809 | -3.8617 | -4.1104 | -4.3463 | -4.5774 | -3.3579 | -3.3585 | -3.3592 | -3.3621 | -3.4 | -3.444 | -3.4889 | -3.5372 | -3.5849 | -3.6312 | -3.6769 | -3.9074 | -4.1398 | -4.3674
|  | FARLINGTON | FS |  |  |  |  | -3.3763 | -3.381 | -3.3811 | -3.3813 | -3.3815 | -3.3819 | -3.3823 | -3.384 | -3.3859 | -3.388 | -3.3902 | -3.396 | -3.4282 | -3.4998 | -3.6816 | -3.6863 | -3.6864 | -3.6876 | -3.6902 | -3.6948 | -3.6994 | -3.7059 | -3.7125 | -3.7192 | -3.7261 | -3.8588 | -4.058 | -4.2958 | -3.3581 | -3.3631 | -3.3637 | -3.3644 | -3.3657 | -3.368 | -3.3866 | -3.4196 | -3.4526 | -3.4857 | -3.5189 | -3.6771 | -3.8565 | -4.0919
BRAMLEY (FLEE) | CAMBERLEY RESERVE | FARNBOROUGH | MINIMUM HEADROOM | SU 88404 53930 | NO | NO | 0.41684 | 34.6442 | 34.5209 | 34.4792 | 34.4213 | 34.3529 | 34.2747 | 34.1845 | 34.1143 | 34.0413 | 33.9662 | 33.8876 | 32.3884 | 30.2972 | 27.5016 | 29.1581 | 28.8858 | 28.6753 | 28.3561 | 28.0145 | 27.6577 | 27.2734 | 26.9032 | 26.5343 | 26.172 | 25.8076 | 24.0426 | 22.0173 | 19.2949 | 33.9619 | 33.8281 | 33.7745 | 33.6983 | 33.6106 | 33.4657 | 33.0192 | 32.5854 | 32.154 | 31.7309 | 31.306 | 29.2689 | 26.978 | 23.9952
|  | FARNBOROUGH | CT |  |  |  |  | 34.6442 | 34.594 | 34.5553 | 34.5034 | 34.4399 | 34.3651 | 34.2768 | 34.2147 | 34.1494 | 34.0828 | 34.014 | 32.6857 | 30.7233 | 28.3562 | 29.1676 | 28.9816 | 28.7888 | 28.4894 | 28.1659 | 27.8234 | 27.4507 | 27.0841 | 26.7186 | 26.367 | 26.0211 | 24.3358 | 22.4319 | 20.1343 | 33.9625 | 33.9027 | 33.8533 | 33.784 | 33.7022 | 33.6085 | 33.2144 | 32.7834 | 32.3544 | 31.9425 | 31.5379 | 29.5889 | 27.4337 | 24.8887
|  | FARNBOROUGH | LW |  |  |  |  | 34.6443 | 34.5209 | 34.4792 | 34.4213 | 34.3529 | 34.2747 | 34.1845 | 34.1143 | 34.0413 | 33.9662 | 33.8876 | 32.3884 | 30.2972 | 27.5016 | 29.1581 | 28.8858 | 28.6753 | 28.3561 | 28.0145 | 27.6577 | 27.2734 | 26.9032 | 26.5343 | 26.172 | 25.8076 | 24.0426 | 22.0173 | 19.2949 | 33.9619 | 33.8281 | 33.7745 | 33.6983 | 33.6106 | 33.4657 | 33.0192 | 32.5854 | 32.154 | 31.7309 | 31.306 | 29.2689 | 26.978 | 23.9952
|  | FARNBOROUGH | ST |  |  |  |  | 34.6463 | 34.6463 | 34.6463 | 34.6463 | 34.6463 | 34.6463 | 34.6463 | 34.6463 | 34.6463 | 34.6463 | 34.6463 | 34.6463 | 34.6456 | 33.9314 | 29.3282 | 29.2832 | 29.2329 | 29.0698 | 28.9016 | 28.7329 | 28.5605 | 28.373 | 28.1875 | 28.0104 | 27.8375 | 27.0415 | 26.3042 | 25.5796 | 33.9758 | 33.9726 | 33.9691 | 33.9576 | 33.9458 | 33.9339 | 33.9218 | 33.9086 | 33.8956 | 33.8144 | 33.6049 | 32.6405 | 31.7471 | 30.8692
|  | FARNBOROUGH | FS |  |  |  |  | 34.6443 | 34.6253 | 34.6248 | 34.6243 | 34.6233 | 34.6218 | 34.6202 | 34.6133 | 34.6057 | 34.5974 | 34.5884 | 34.5652 | 34.4367 | 34.1526 | 29.3594 | 29.3135 | 29.2847 | 29.2492 | 29.1908 | 29.0917 | 28.9928 | 28.8757 | 28.7584 | 28.6401 | 28.5201 | 27.959 | 27.333 | 26.5614 | 33.9761 | 33.9552 | 33.9527 | 33.9497 | 33.9447 | 33.9363 | 33.9279 | 33.9133 | 33.898 | 33.8819 | 33.8651 | 33.7693 | 33.038 | 32.1633
BRAMLEY (FLEE) | ALDERSHOT BSP | FARNHAM | MINIMUM HEADROOM | SU 84517 47217 | NO | NO | 0.19263 | 25.9424 | 25.8393 | 25.8044 | 25.756 | 25.6988 | 25.6337 | 25.5588 | 25.5007 | 25.4405 | 25.3786 | 25.3141 | 24.9244 | 24.1701 | 21.9362 | 24.431 | 24.3194 | 24.2749 | 24.2114 | 24.1386 | 24.0578 | 23.9665 | 23.8916 | 23.8149 | 23.737 | 23.6565 | 22.2328 | 20.3577 | 17.942 | 25.0396 | 24.9274 | 24.8822 | 24.8177 | 24.7437 | 24.6618 | 24.5694 | 24.4933 | 24.4154 | 24.3364 | 24.2548 | 22.704 | 20.8615 | 18.4775
|  | FARNHAM | CT |  |  |  |  | 25.9424 | 25.9002 | 25.8677 | 25.8241 | 25.7707 | 25.7082 | 25.6346 | 25.5829 | 25.529 | 25.4741 | 25.4174 | 25.063 | 24.4674 | 22.5952 | 24.4314 | 24.3814 | 24.34 | 24.282 | 24.2137 | 24.1359 | 24.0464 | 23.9778 | 23.9071 | 23.8363 | 23.764 | 22.4813 | 20.7083 | 18.6332 | 25.04 | 24.9895 | 24.9475 | 24.8885 | 24.8191 | 24.7402 | 24.6496 | 24.5798 | 24.5079 | 24.4359 | 24.3626 | 22.9495 | 21.2078 | 19.1631
|  | FARNHAM | LW |  |  |  |  | 25.9425 | 25.8393 | 25.8044 | 25.756 | 25.6988 | 25.6337 | 25.5588 | 25.5007 | 25.4405 | 25.3786 | 25.3141 | 24.9244 | 24.1701 | 21.9362 | 24.431 | 24.3194 | 24.2749 | 24.2114 | 24.1386 | 24.0578 | 23.9665 | 23.8916 | 23.8149 | 23.737 | 23.6565 | 22.2328 | 20.3577 | 17.942 | 25.0396 | 24.9274 | 24.8822 | 24.8177 | 24.7437 | 24.6618 | 24.5694 | 24.4933 | 24.4154 | 24.3364 | 24.2548 | 22.704 | 20.8615 | 18.4775
|  | FARNHAM | ST |  |  |  |  | 25.9442 | 25.9442 | 25.9442 | 25.9442 | 25.9442 | 25.9442 | 25.9442 | 25.9442 | 25.9442 | 25.9442 | 25.9442 | 25.9442 | 25.9442 | 25.9442 | 24.4428 | 24.4405 | 24.4379 | 24.4284 | 24.4186 | 24.4089 | 24.399 | 24.3883 | 24.3777 | 24.3675 | 24.3576 | 24.3118 | 24.2303 | 23.4971 | 25.0522 | 25.0496 | 25.0468 | 25.0366 | 25.0262 | 25.0158 | 25.0052 | 24.9937 | 24.9824 | 24.9715 | 24.9609 | 24.9118 | 24.6761 | 23.9619
|  | FARNHAM | FS |  |  |  |  | 25.9426 | 25.9275 | 25.9271 | 25.9267 | 25.926 | 25.9247 | 25.9235 | 25.918 | 25.912 | 25.9054 | 25.8982 | 25.8798 | 25.7784 | 25.5549 | 24.4431 | 24.4266 | 24.4247 | 24.4224 | 24.4183 | 24.4113 | 24.4043 | 24.3923 | 24.3798 | 24.3667 | 24.353 | 24.3029 | 24.1722 | 23.9204 | 25.0526 | 25.036 | 25.034 | 25.0315 | 25.0272 | 25.0198 | 25.0124 | 24.9999 | 24.9869 | 24.9734 | 24.9592 | 24.9068 | 24.7741 | 24.5203
IVER 132KV | SLOUGH | FARNHAM ROYAL | MINIMUM HEADROOM | SU 95597 82844 | NO | NO | 0.40947 | 46.8871 | 46.6885 | 46.6213 | 46.5281 | 46.4178 | 46.2903 | 46.1421 | 46.0263 | 45.9045 | 45.7785 | 45.646 | 44.746 | 43.2517 | 39.3948 | 45.0785 | 44.8704 | 44.7928 | 44.682 | 44.5539 | 44.4085 | 44.2424 | 44.1076 | 43.9671 | 43.8228 | 43.672 | 41.3674 | 38.0967 | 33.5271 | 44.1423 | 43.775 | 43.5221 | 43.112 | 42.6801 | 42.2329 | 41.7612 | 41.3056 | 40.8479 | 40.3918 | 39.9305 | 37.514 | 34.5221 | 30.2302
|  | FARNHAM ROYAL | CT |  |  |  |  | 46.8874 | 46.8141 | 46.7577 | 46.6819 | 46.5892 | 46.4779 | 46.3455 | 46.2513 | 46.1508 | 46.0473 | 45.9394 | 45.1697 | 43.8396 | 40.8454 | 45.079 | 44.9967 | 44.9303 | 44.8373 | 44.727 | 44.5982 | 44.448 | 44.3348 | 44.2155 | 44.0937 | 43.9678 | 41.8635 | 38.7936 | 35.0007 | 44.1472 | 43.9123 | 43.6773 | 43.2916 | 42.8827 | 42.4572 | 42.0059 | 41.5697 | 41.1309 | 40.6981 | 40.2668 | 37.999 | 35.2019 | 31.6822
|  | FARNHAM ROYAL | LW |  |  |  |  | 46.8872 | 46.6885 | 46.6213 | 46.5281 | 46.4178 | 46.2903 | 46.1421 | 46.0263 | 45.9045 | 45.7785 | 45.646 | 44.746 | 43.2517 | 39.3948 | 45.0785 | 44.8704 | 44.7928 | 44.682 | 44.5539 | 44.4085 | 44.2424 | 44.1076 | 43.9671 | 43.8228 | 43.672 | 41.3674 | 38.0967 | 33.5271 | 44.1423 | 43.775 | 43.5221 | 43.112 | 42.6801 | 42.2329 | 41.7612 | 41.3056 | 40.8479 | 40.3918 | 39.9305 | 37.514 | 34.5221 | 30.2302
|  | FARNHAM ROYAL | ST |  |  |  |  | 46.8905 | 46.8905 | 46.8905 | 46.8905 | 46.8905 | 46.8905 | 46.8905 | 46.8905 | 46.8905 | 46.8905 | 46.8905 | 46.8905 | 46.8905 | 46.8173 | 45.0952 | 45.0934 | 45.0914 | 45.0798 | 45.0681 | 45.0566 | 45.0451 | 45.0325 | 45.0201 | 45.0079 | 44.996 | 44.9388 | 44.5973 | 43.4395 | 44.3862 | 44.3532 | 44.317 | 44.1096 | 43.8993 | 43.6926 | 43.486 | 43.2597 | 43.0366 | 42.8181 | 42.6043 | 41.5765 | 40.5779 | 39.586
|  | FARNHAM ROYAL | FS |  |  |  |  | 46.8871 | 46.8539 | 46.8532 | 46.8522 | 46.8506 | 46.8479 | 46.8452 | 46.8332 | 46.8199 | 46.8055 | 46.7898 | 46.7495 | 46.5226 | 46.0154 | 45.0923 | 45.058 | 45.0558 | 45.0529 | 45.0473 | 45.0368 | 45.0263 | 45.0054 | 44.9833 | 44.9601 | 44.9356 | 44.8525 | 44.5834 | 44.0344 | 44.3929 | 44.3375 | 44.3124 | 44.2773 | 44.2032 | 44.0601 | 43.9174 | 43.7459 | 43.574 | 43.4008 | 43.228 | 42.4175 | 41.4329 | 40.1747
LALEHAM | EAST BEDFONT A | FELTHAM | MINIMUM HEADROOM | TQ 10628 72811 | NO | NO | 0.12421 | 27.4085 | 27.3546 | 27.3363 | 27.311 | 27.281 | 27.2462 | 27.2057 | 27.174 | 27.1405 | 27.1058 | 27.0658 | 25.7625 | 24.3475 | 22.5563 | 26.7543 | 26.6939 | 26.6679 | 26.6322 | 26.5906 | 26.5433 | 26.4888 | 26.4432 | 26.3961 | 26.1701 | 25.8616 | 24.4768 | 22.9403 | 20.9713 | 26.8247 | 26.7624 | 26.7344 | 26.6957 | 26.651 | 26.6003 | 26.5419 | 26.4925 | 26.314 | 25.9842 | 25.6507 | 24.1593 | 22.5747 | 20.6129
|  | FELTHAM | CT |  |  |  |  | 27.4087 | 27.3893 | 27.3745 | 27.3545 | 27.3301 | 27.3006 | 27.2653 | 27.2402 | 27.2132 | 27.1853 | 27.1562 | 26.0766 | 24.8071 | 23.3272 | 26.7551 | 26.7304 | 26.709 | 26.6797 | 26.6446 | 26.6035 | 26.555 | 26.5157 | 26.4747 | 26.3762 | 26.0891 | 24.8033 | 23.435 | 21.8088 | 26.8257 | 26.7995 | 26.7763 | 26.7443 | 26.7064 | 26.662 | 26.61 | 26.5668 | 26.5205 | 26.2021 | 25.8912 | 24.5044 | 23.081 | 21.4462
|  | FELTHAM | LW |  |  |  |  | 27.4086 | 27.3546 | 27.3363 | 27.311 | 27.281 | 27.2462 | 27.2057 | 27.174 | 27.1405 | 27.1058 | 27.0658 | 25.7625 | 24.3475 | 22.5563 | 26.7543 | 26.6939 | 26.6679 | 26.6322 | 26.5906 | 26.5433 | 26.4888 | 26.4432 | 26.3961 | 26.1701 | 25.8616 | 24.4768 | 22.9403 | 20.9713 | 26.8247 | 26.7624 | 26.7344 | 26.6957 | 26.651 | 26.6003 | 26.5419 | 26.4925 | 26.314 | 25.9842 | 25.6507 | 24.1593 | 22.5747 | 20.6129
|  | FELTHAM | ST |  |  |  |  | 27.4095 | 27.4095 | 27.4095 | 27.4095 | 27.4095 | 27.4095 | 27.4095 | 27.4095 | 27.4095 | 27.4095 | 27.4095 | 27.4095 | 27.3364 | 26.7559 | 26.7599 | 26.757 | 26.7537 | 26.7477 | 26.7413 | 26.7346 | 26.7274 | 26.7195 | 26.7116 | 26.7042 | 26.6969 | 26.6641 | 26.1166 | 25.498 | 26.8315 | 26.8278 | 26.8236 | 26.816 | 26.8078 | 26.7992 | 26.7901 | 26.78 | 26.77 | 26.7605 | 26.7512 | 26.5634 | 25.8978 | 25.2221
|  | FELTHAM | FS |  |  |  |  | 27.4085 | 27.3993 | 27.399 | 27.3988 | 27.3983 | 27.3976 | 27.3968 | 27.3935 | 27.3898 | 27.3857 | 27.3814 | 27.3701 | 27.3065 | 27.1639 | 26.7606 | 26.7497 | 26.7478 | 26.7456 | 26.7427 | 26.7387 | 26.7347 | 26.7278 | 26.7205 | 26.7129 | 26.7048 | 26.6759 | 26.5961 | 26.4366 | 26.8326 | 26.8213 | 26.819 | 26.8162 | 26.8127 | 26.8078 | 26.8029 | 26.795 | 26.7867 | 26.7781 | 26.769 | 26.7352 | 26.651 | 26.4869
MANNINGTON GSP | MANNINGTON BSP | FERNDOWN | MINIMUM HEADROOM | SU 06593 00685 | NO | YES | 12.0168 | 18.3807 | 18.2316 | 18.1812 | 18.1113 | 18.0286 | 17.9339 | 17.8244 | 17.7391 | 17.6501 | 17.5585 | 17.4626 | 16.8744 | 15.9243 | 14.0794 | 24.5037 | 24.3429 | 24.2792 | 24.1884 | 24.0328 | 23.5472 | 23.0304 | 22.5256 | 22.0236 | 21.5292 | 21.0324 | 18.6015 | 15.83 | 12.1848 | 18.2513 | 18.0751 | 17.994 | 17.8756 | 17.7424 | 17.5968 | 17.4342 | 17.2942 | 17.1515 | 17.0074 | 16.8592 | 16.0309 | 14.798 | 12.547
|  | FERNDOWN | CT |  |  |  |  | 18.3807 | 18.3212 | 18.2754 | 18.2139 | 18.1388 | 18.0498 | 17.9447 | 17.8705 | 17.7924 | 17.7125 | 17.6297 | 17.1012 | 16.2272 | 14.8467 | 24.5043 | 24.434 | 24.3759 | 24.2944 | 24.1983 | 23.7497 | 23.2482 | 22.7499 | 22.2543 | 21.7743 | 21.3006 | 18.9772 | 16.3587 | 13.2496 | 18.2527 | 18.1681 | 18.094 | 17.986 | 17.8624 | 17.724 | 17.5673 | 17.4378 | 17.3053 | 17.1733 | 17.0395 | 16.2771 | 15.1519 | 13.3813
|  | FERNDOWN | LW |  |  |  |  | 18.3807 | 18.2316 | 18.1812 | 18.1113 | 18.0286 | 17.9339 | 17.8244 | 17.7391 | 17.6501 | 17.5585 | 17.4626 | 16.8744 | 15.9243 | 14.0794 | 24.5037 | 24.3429 | 24.2792 | 24.1884 | 24.0328 | 23.5472 | 23.0304 | 22.5256 | 22.0236 | 21.5292 | 21.0324 | 18.6015 | 15.83 | 12.1848 | 18.2513 | 18.0751 | 17.994 | 17.8756 | 17.7424 | 17.5968 | 17.4342 | 17.2942 | 17.1515 | 17.0074 | 16.8592 | 16.0309 | 14.798 | 12.547
|  | FERNDOWN | ST |  |  |  |  | 18.3832 | 18.3832 | 18.3832 | 18.3832 | 18.3832 | 18.3832 | 18.3832 | 18.3832 | 18.3832 | 18.3832 | 18.3832 | 18.3832 | 18.3832 | 18.3832 | 24.5204 | 24.5172 | 24.5136 | 24.5002 | 24.4865 | 24.4728 | 24.459 | 24.4439 | 24.2208 | 23.9659 | 23.7164 | 22.555 | 21.4642 | 20.3889 | 18.2868 | 18.2792 | 18.2708 | 18.2398 | 18.2082 | 18.1766 | 18.1446 | 18.1097 | 18.0753 | 18.0421 | 18.0096 | 17.8582 | 17.7161 | 17.576
|  | FERNDOWN | FS |  |  |  |  | 18.3807 | 18.3573 | 18.3567 | 18.356 | 18.3549 | 18.353 | 18.3511 | 18.3426 | 18.3332 | 18.323 | 18.3119 | 18.2834 | 18.1248 | 17.7731 | 24.5202 | 24.4948 | 24.4922 | 24.4888 | 24.4829 | 24.4727 | 24.4626 | 24.4447 | 24.4261 | 24.4065 | 24.3861 | 23.8143 | 22.8957 | 21.7976 | 18.2894 | 18.2615 | 18.2561 | 18.2492 | 18.2371 | 18.216 | 18.195 | 18.1649 | 18.134 | 18.1022 | 18.0695 | 17.9356 | 17.6779 | 17.229
BRAMLEY (FLEE) | FERNHURST | FIVE OAKS | MINIMUM HEADROOM | TQ 10647 29057 | NO | YES | 0.75158 | 17.39 | 17.3488 | 17.3332 | 17.3119 | 17.2868 | 17.0819 | 16.8502 | 16.6247 | 16.4017 | 16.1845 | 15.9658 | 14.9706 | 13.9001 | 12.5896 | 13.8969 | 13.7409 | 13.5942 | 13.3869 | 13.1614 | 12.9209 | 12.6556 | 12.3966 | 12.1406 | 11.8916 | 11.6411 | 10.5084 | 9.3211 | 7.8978 | 16.4445 | 16.3121 | 16.1932 | 15.9939 | 15.7675 | 15.526 | 15.2598 | 14.9996 | 14.7427 | 14.4927 | 14.2411 | 13.1042 | 11.9128 | 10.4854
|  | FIVE OAKS | CT |  |  |  |  | 17.39 | 17.369 | 17.3523 | 17.3307 | 17.3049 | 17.1704 | 16.9473 | 16.7184 | 16.492 | 16.2769 | 16.0675 | 15.1118 | 14.1086 | 12.9656 | 13.904 | 13.7866 | 13.6548 | 13.4622 | 13.2501 | 13.0213 | 12.7664 | 12.5033 | 12.2433 | 11.9966 | 11.7568 | 10.6699 | 9.5562 | 8.3093 | 16.4494 | 16.3525 | 16.245 | 16.0695 | 15.8565 | 15.6269 | 15.3709 | 15.1068 | 14.8457 | 14.5981 | 14.3573 | 13.2663 | 12.1488 | 10.8982
|  | FIVE OAKS | LW |  |  |  |  | 17.3934 | 17.3488 | 17.3332 | 17.3119 | 17.2868 | 17.0819 | 16.8502 | 16.6247 | 16.4017 | 16.1845 | 15.9658 | 14.9706 | 13.9001 | 12.5896 | 13.8969 | 13.7409 | 13.5942 | 13.3869 | 13.1614 | 12.9209 | 12.6556 | 12.3966 | 12.1406 | 11.8916 | 11.6411 | 10.5084 | 9.3211 | 7.8978 | 16.4445 | 16.3121 | 16.1932 | 15.9939 | 15.7675 | 15.526 | 15.2598 | 14.9996 | 14.7427 | 14.4927 | 14.2411 | 13.1042 | 11.9128 | 10.4854
|  | FIVE OAKS | ST |  |  |  |  | 17.3949 | 17.3949 | 17.3949 | 17.3949 | 17.3949 | 17.3941 | 17.3933 | 17.3924 | 17.2991 | 17.1877 | 17.0789 | 16.5883 | 16.1425 | 15.6979 | 13.9968 | 13.9524 | 13.9028 | 13.7921 | 13.6748 | 13.5535 | 13.4264 | 13.2886 | 13.152 | 13.022 | 12.895 | 12.3224 | 11.8022 | 11.2839 | 16.5236 | 16.4886 | 16.4495 | 16.3623 | 16.2698 | 16.1609 | 16.0333 | 15.8948 | 15.7576 | 15.627 | 15.4994 | 14.9243 | 14.4017 | 13.8811
|  | FIVE OAKS | FS |  |  |  |  | 17.3951 | 17.3886 | 17.3884 | 17.3882 | 17.3879 | 17.3874 | 17.3868 | 17.3845 | 17.3819 | 17.379 | 17.3759 | 17.2984 | 16.9974 | 16.6388 | 14.0285 | 13.9966 | 13.9708 | 13.9405 | 13.8987 | 13.8362 | 13.7746 | 13.7056 | 13.6356 | 13.5647 | 13.4928 | 13.1552 | 12.8113 | 12.4091 | 16.5486 | 16.5221 | 16.5018 | 16.4778 | 16.4448 | 16.3954 | 16.3468 | 16.2918 | 16.2361 | 16.1722 | 16.1 | 15.7609 | 15.4157 | 15.0121
AMERSHAM | LOUDWATER BSP | FLACKWELL HEATH | MINIMUM HEADROOM | SU 90667 89318 | NO | NO | 5.2116 | 25.9754 | 25.8836 | 25.8523 | 25.8088 | 25.7574 | 25.6988 | 25.6314 | 25.579 | 25.5247 | 25.4689 | 25.4107 | 24.9804 | 23.8059 | 22.1339 | 25.6308 | 25.5352 | 25.4997 | 25.449 | 25.3904 | 25.3249 | 25.2506 | 25.1911 | 25.1297 | 25.067 | 25.002 | 24.32 | 23.0182 | 21.2235 | 25.9123 | 25.8205 | 25.7891 | 25.7456 | 25.6942 | 25.4949 | 25.2788 | 25.0702 | 24.8624 | 24.6568 | 24.4515 | 23.3911 | 22.1183 | 20.3515
|  | FLACKWELL HEATH | CT |  |  |  |  | 25.9754 | 25.937 | 25.9075 | 25.8678 | 25.8193 | 25.7624 | 25.6954 | 25.6474 | 25.5974 | 25.5464 | 25.4939 | 25.1037 | 23.9733 | 22.563 | 25.6308 | 25.5887 | 25.5551 | 25.5083 | 25.4527 | 25.3889 | 25.3151 | 25.26 | 25.2029 | 25.145 | 25.0857 | 24.4464 | 23.1901 | 21.6577 | 25.9123 | 25.8739 | 25.8443 | 25.8047 | 25.7562 | 25.5681 | 25.3542 | 25.1492 | 24.9457 | 24.7449 | 24.5461 | 23.5168 | 22.2892 | 20.7846
|  | FLACKWELL HEATH | LW |  |  |  |  | 25.9764 | 25.8836 | 25.8523 | 25.8088 | 25.7574 | 25.6988 | 25.6314 | 25.579 | 25.5247 | 25.4689 | 25.4107 | 24.9804 | 23.8059 | 22.1339 | 25.6317 | 25.5352 | 25.4997 | 25.449 | 25.3904 | 25.3249 | 25.2506 | 25.1911 | 25.1297 | 25.067 | 25.002 | 24.32 | 23.0182 | 21.2235 | 25.9132 | 25.8205 | 25.7891 | 25.7456 | 25.6942 | 25.4949 | 25.2788 | 25.0702 | 24.8624 | 24.6568 | 24.4515 | 23.3911 | 22.1183 | 20.3515
|  | FLACKWELL HEATH | ST |  |  |  |  | 25.9779 | 25.9779 | 25.9779 | 25.9779 | 25.9779 | 25.9779 | 25.9779 | 25.9779 | 25.9779 | 25.9779 | 25.9779 | 25.9779 | 25.9779 | 25.9462 | 25.6392 | 25.6386 | 25.638 | 25.6332 | 25.6284 | 25.6237 | 25.6192 | 25.6142 | 25.6094 | 25.6047 | 25.6001 | 25.5787 | 25.5585 | 25.2952 | 25.9147 | 25.9147 | 25.9147 | 25.9147 | 25.9147 | 25.9147 | 25.9147 | 25.9147 | 25.8923 | 25.79 | 25.6904 | 25.2245 | 24.7857 | 24.3641
|  | FLACKWELL HEATH | FS |  |  |  |  | 25.9764 | 25.9625 | 25.9622 | 25.9618 | 25.9611 | 25.96 | 25.9589 | 25.9538 | 25.9483 | 25.9422 | 25.9356 | 25.9187 | 25.8254 | 25.6198 | 25.6383 | 25.624 | 25.6233 | 25.6222 | 25.62 | 25.6158 | 25.6115 | 25.6029 | 25.5938 | 25.5842 | 25.5741 | 25.54 | 25.4307 | 25.2098 | 25.9133 | 25.8994 | 25.8991 | 25.8986 | 25.898 | 25.8968 | 25.8957 | 25.8907 | 25.8851 | 25.879 | 25.8725 | 25.6106 | 25.1698 | 24.6318
NURSLING GSP | ROWNHAMS | FLETCHWOOD | MINIMUM HEADROOM | SU 33800 12142 | NO | NO | 18.6053 | 17.2979 | 17.1727 | 17.1303 | 17.0716 | 17.0021 | 16.9225 | 16.8305 | 16.7589 | 16.6842 | 16.6072 | 16.5267 | 14.8134 | 12.7881 | 10.03 | 16.0989 | 15.9662 | 15.9154 | 15.8435 | 15.7602 | 15.6667 | 15.56 | 15.4734 | 15.3839 | 15.1372 | 14.734 | 12.7702 | 10.5281 | 7.5561 | 16.9084 | 16.7832 | 16.7408 | 16.6821 | 16.6126 | 16.533 | 16.4411 | 16.3694 | 16.2494 | 15.8492 | 15.4466 | 13.4856 | 11.2462 | 8.2769
|  | FLETCHWOOD | CT |  |  |  |  | 17.2979 | 17.2479 | 17.2094 | 17.1578 | 17.0946 | 17.0198 | 16.9315 | 16.8692 | 16.8035 | 16.7364 | 16.6668 | 15.1183 | 13.2178 | 10.9055 | 16.0993 | 16.0425 | 15.9963 | 15.932 | 15.8556 | 15.7673 | 15.6648 | 15.5873 | 15.5068 | 15.3476 | 14.9645 | 13.0949 | 10.9877 | 8.4712 | 16.9084 | 16.8584 | 16.82 | 16.7683 | 16.7051 | 16.6303 | 16.542 | 16.4797 | 16.4141 | 16.0594 | 15.677 | 13.81 | 11.7055 | 9.1915
|  | FLETCHWOOD | LW |  |  |  |  | 17.2979 | 17.1727 | 17.1303 | 17.0716 | 17.0021 | 16.9225 | 16.8305 | 16.7589 | 16.6842 | 16.6072 | 16.5267 | 14.8134 | 12.7881 | 10.03 | 16.0989 | 15.9662 | 15.9154 | 15.8435 | 15.7602 | 15.6667 | 15.56 | 15.4734 | 15.3839 | 15.1372 | 14.734 | 12.7702 | 10.5281 | 7.5561 | 16.9085 | 16.7832 | 16.7408 | 16.6821 | 16.6126 | 16.533 | 16.4411 | 16.3694 | 16.2494 | 15.8492 | 15.4466 | 13.4856 | 11.2462 | 8.2769
|  | FLETCHWOOD | ST |  |  |  |  | 17.3 | 17.3 | 17.3 | 17.3 | 17.3 | 17.3 | 17.3 | 17.3 | 17.3 | 17.3 | 17.3 | 17.3 | 17.0521 | 16.3386 | 16.1098 | 16.1077 | 16.1054 | 16.097 | 16.0885 | 16.08 | 16.0713 | 16.0619 | 16.0525 | 16.0436 | 16.0348 | 15.9944 | 15.1804 | 14.3408 | 16.9105 | 16.9105 | 16.9105 | 16.9105 | 16.9105 | 16.9105 | 16.9105 | 16.9105 | 16.9105 | 16.9105 | 16.9105 | 16.7444 | 15.8936 | 15.0556
|  | FLETCHWOOD | FS |  |  |  |  | 17.2979 | 17.2783 | 17.2778 | 17.2772 | 17.2762 | 17.2746 | 17.273 | 17.2659 | 17.258 | 17.2495 | 17.2401 | 17.2162 | 17.083 | 16.7877 | 16.1092 | 16.0883 | 16.0865 | 16.0842 | 16.0802 | 16.0735 | 16.0669 | 16.054 | 16.0404 | 16.0261 | 16.0111 | 15.9594 | 15.8001 | 15.4529 | 16.9085 | 16.8888 | 16.8883 | 16.8877 | 16.8868 | 16.8852 | 16.8836 | 16.8764 | 16.8686 | 16.86 | 16.8507 | 16.8267 | 16.6935 | 16.1646
MANNINGTON GSP | MANNINGTON BSP | FORDINGBRIDGE | MINIMUM HEADROOM | SU 14069 15523 | NO | YES | 0.31368 | 14.6855 | 14.6393 | 14.6236 | 14.6019 | 14.5762 | 14.5469 | 14.513 | 14.4866 | 14.4592 | 14.431 | 14.4015 | 14.2213 | 13.9319 | 13.3582 | 14.6855 | 14.6393 | 14.6236 | 14.6019 | 14.5762 | 14.5469 | 14.513 | 14.4866 | 14.4592 | 14.431 | 14.4015 | 14.2213 | 13.1764 | 11.7871 | 16.7152 | 16.6632 | 16.6408 | 16.5128 | 16.3098 | 16.0957 | 15.8616 | 15.6337 | 15.4078 | 15.1876 | 14.9657 | 13.9416 | 12.8381 | 11.4721
|  | FORDINGBRIDGE | CT |  |  |  |  | 14.6855 | 14.6667 | 14.6522 | 14.6328 | 14.609 | 14.581 | 14.548 | 14.5247 | 14.5002 | 14.4752 | 14.4494 | 14.2862 | 14.0186 | 13.5967 | 14.6855 | 14.6667 | 14.6522 | 14.6328 | 14.609 | 14.581 | 14.548 | 14.5247 | 14.5002 | 14.4752 | 14.4494 | 14.2862 | 13.4358 | 12.2411 | 16.7157 | 16.6918 | 16.6714 | 16.5881 | 16.3985 | 16.1955 | 15.971 | 15.7427 | 15.5162 | 15.3011 | 15.0908 | 14.1181 | 13.0926 | 11.9196
|  | FORDINGBRIDGE | LW |  |  |  |  | 14.6856 | 14.6393 | 14.6236 | 14.6019 | 14.5762 | 14.5469 | 14.513 | 14.4866 | 14.4592 | 14.431 | 14.4015 | 14.2213 | 13.9319 | 13.3582 | 14.6856 | 14.6393 | 14.6236 | 14.6019 | 14.5762 | 14.5469 | 14.513 | 14.4866 | 14.4592 | 14.431 | 14.4015 | 14.2213 | 13.1764 | 11.7871 | 16.7152 | 16.6632 | 16.6408 | 16.5128 | 16.3098 | 16.0957 | 15.8616 | 15.6337 | 15.4078 | 15.1876 | 14.9657 | 13.9416 | 12.8381 | 11.4721
|  | FORDINGBRIDGE | ST |  |  |  |  | 14.6863 | 14.6863 | 14.6863 | 14.6863 | 14.6863 | 14.6863 | 14.6863 | 14.6863 | 14.6863 | 14.6863 | 14.6863 | 14.6863 | 14.6863 | 14.6863 | 14.6863 | 14.6863 | 14.6863 | 14.6863 | 14.6863 | 14.6863 | 14.6863 | 14.6863 | 14.6863 | 14.6863 | 14.6863 | 14.6863 | 14.6863 | 14.6863 | 16.7215 | 16.7194 | 16.717 | 16.711 | 16.7048 | 16.6771 | 16.5659 | 16.4454 | 16.3251 | 16.2105 | 16.0989 | 15.5891 | 15.1216 | 14.6595
|  | FORDINGBRIDGE | FS |  |  |  |  | 14.6856 | 14.6784 | 14.6782 | 14.678 | 14.6777 | 14.6771 | 14.6765 | 14.6739 | 14.671 | 14.6679 | 14.6645 | 14.6558 | 14.6075 | 14.5006 | 14.6856 | 14.6784 | 14.6782 | 14.678 | 14.6777 | 14.6771 | 14.6765 | 14.6739 | 14.671 | 14.6679 | 14.6645 | 14.6558 | 14.6075 | 14.5006 | 16.7223 | 16.7138 | 16.7124 | 16.7106 | 16.7081 | 16.7041 | 16.7001 | 16.6937 | 16.687 | 16.6596 | 16.5909 | 16.2682 | 15.9338 | 15.5395
LOVEDEAN GSP | PORTSMOUTH BSP | FRATTON PARK | MINIMUM HEADROOM | SU 66139 00180 | NO | NO | 0.40947 | 27.1137 | 26.9347 | 26.8741 | 26.79 | 26.6906 | 26.5753 | 26.4413 | 26.3364 | 26.2259 | 26.1115 | 25.9911 | 24.6744 | 21.7248 | 17.5694 | 26.0505 | 25.8715 | 25.8109 | 25.7269 | 25.6275 | 25.5122 | 25.3782 | 25.261 | 25.1315 | 24.9983 | 24.8592 | 22.4769 | 19.2915 | 14.9002 | 26.7031 | 26.5242 | 26.4635 | 26.3795 | 26.2801 | 26.1648 | 26.0308 | 25.9259 | 25.8154 | 25.2956 | 24.7588 | 22.0555 | 18.8364 | 14.4112
|  | FRATTON PARK | CT |  |  |  |  | 27.1141 | 27.0489 | 26.9988 | 26.9315 | 26.8491 | 26.7498 | 26.6316 | 26.5474 | 26.4571 | 26.3641 | 26.267 | 25.1839 | 22.4627 | 19.0595 | 26.0509 | 25.9858 | 25.9357 | 25.8683 | 25.786 | 25.6867 | 25.5684 | 25.4761 | 25.3666 | 25.255 | 25.1396 | 23.0136 | 20.0555 | 16.4243 | 26.7036 | 26.6384 | 26.5883 | 26.521 | 26.4386 | 26.3393 | 26.221 | 26.1368 | 26.0466 | 25.6372 | 25.1336 | 22.5948 | 19.6041 | 15.9402
|  | FRATTON PARK | LW |  |  |  |  | 27.1139 | 26.9347 | 26.8741 | 26.79 | 26.6906 | 26.5753 | 26.4413 | 26.3364 | 26.2259 | 26.1115 | 25.9911 | 24.6744 | 21.7248 | 17.5694 | 26.0507 | 25.8715 | 25.8109 | 25.7269 | 25.6275 | 25.5122 | 25.3782 | 25.261 | 25.1315 | 24.9983 | 24.8592 | 22.4769 | 19.2915 | 14.9002 | 26.7034 | 26.5242 | 26.4635 | 26.3795 | 26.2801 | 26.1648 | 26.0308 | 25.9259 | 25.8154 | 25.2956 | 24.7588 | 22.0555 | 18.8364 | 14.4112
|  | FRATTON PARK | ST |  |  |  |  | 27.1168 | 27.1168 | 27.1168 | 27.1168 | 27.1168 | 27.1168 | 27.1168 | 27.1168 | 27.1168 | 27.1168 | 27.1168 | 27.1168 | 27.1168 | 26.681 | 26.0537 | 26.0537 | 26.0537 | 26.0537 | 26.0537 | 26.0537 | 26.0537 | 26.0537 | 26.0537 | 26.0537 | 26.0537 | 26.0107 | 25.6742 | 24.5137 | 26.7063 | 26.7063 | 26.7063 | 26.7063 | 26.7063 | 26.7063 | 26.7063 | 26.7063 | 26.7063 | 26.7063 | 26.7063 | 26.4577 | 25.2759 | 24.0952
|  | FRATTON PARK | FS |  |  |  |  | 27.1137 | 27.0834 | 27.0826 | 27.0817 | 27.0802 | 27.0778 | 27.0753 | 27.0643 | 27.0522 | 27.039 | 27.0246 | 26.9878 | 26.7795 | 26.3133 | 26.0505 | 26.0202 | 26.0195 | 26.0186 | 26.0171 | 26.0146 | 26.0121 | 26.0012 | 25.989 | 25.9758 | 25.9614 | 25.9246 | 25.696 | 25.192 | 26.7031 | 26.6728 | 26.6721 | 26.6712 | 26.6697 | 26.6672 | 26.6648 | 26.6538 | 26.6417 | 26.6284 | 26.6141 | 26.5772 | 26.369 | 25.3165
COWLEY GSP | OXFORD BSP | FRENCHAY ROAD | MINIMUM HEADROOM | SP 50426 08256 | NO | NO | 0.36842 | 18.6197 | 18.5374 | 18.5096 | 18.471 | 18.4253 | 18.374 | 18.3153 | 18.2657 | 18.0892 | 17.9151 | 17.7418 | 16.8759 | 15.8634 | 14.4824 | 17.8659 | 17.7789 | 17.7459 | 17.6986 | 17.6442 | 17.5844 | 17.5171 | 17.4628 | 17.4077 | 17.3517 | 17.2308 | 16.2617 | 15.1481 | 13.6718 | 18.2542 | 18.1669 | 18.1335 | 18.0855 | 18.0305 | 17.9701 | 17.9022 | 17.8473 | 17.6755 | 17.4786 | 17.2829 | 16.3135 | 15.1997 | 13.7232
|  | FRENCHAY ROAD | CT |  |  |  |  | 18.6197 | 18.5862 | 18.5606 | 18.526 | 18.4838 | 18.4349 | 18.3777 | 18.3377 | 18.1763 | 18.0087 | 17.8434 | 17.0153 | 16.0576 | 14.9056 | 17.866 | 17.8281 | 17.7973 | 17.7543 | 17.7035 | 17.6461 | 17.5805 | 17.5317 | 17.4817 | 17.4316 | 17.3353 | 16.4056 | 15.3492 | 14.1037 | 18.2543 | 18.216 | 18.185 | 18.1413 | 18.0899 | 18.0319 | 17.9657 | 17.9162 | 17.765 | 17.5748 | 17.3874 | 16.4574 | 15.4008 | 14.1552
|  | FRENCHAY ROAD | LW |  |  |  |  | 18.6197 | 18.5374 | 18.5096 | 18.471 | 18.4253 | 18.374 | 18.3153 | 18.2657 | 18.0892 | 17.9151 | 17.7418 | 16.8759 | 15.8634 | 14.4824 | 17.8659 | 17.7789 | 17.7459 | 17.6986 | 17.6442 | 17.5844 | 17.5171 | 17.4628 | 17.4077 | 17.3517 | 17.2308 | 16.2617 | 15.1481 | 13.6718 | 18.2542 | 18.1669 | 18.1335 | 18.0855 | 18.0305 | 17.9701 | 17.9022 | 17.8473 | 17.6755 | 17.4786 | 17.2829 | 16.3135 | 15.1997 | 13.7232
|  | FRENCHAY ROAD | ST |  |  |  |  | 18.6211 | 18.6211 | 18.6211 | 18.6211 | 18.6211 | 18.6211 | 18.6211 | 18.6211 | 18.6211 | 18.6211 | 18.6211 | 18.4348 | 18.0909 | 17.7656 | 17.8741 | 17.8732 | 17.8723 | 17.8666 | 17.8608 | 17.8552 | 17.8497 | 17.8437 | 17.8379 | 17.8323 | 17.8268 | 17.8019 | 17.5538 | 17.17 | 18.2629 | 18.2619 | 18.2609 | 18.2548 | 18.2486 | 18.2426 | 18.2367 | 18.2303 | 18.2241 | 18.2181 | 18.2123 | 18.0117 | 17.6058 | 17.2219
|  | FRENCHAY ROAD | FS |  |  |  |  | 18.6199 | 18.6094 | 18.6092 | 18.6089 | 18.6083 | 18.6075 | 18.6066 | 18.6028 | 18.5986 | 18.594 | 18.589 | 18.5762 | 18.4662 | 18.0679 | 17.8742 | 17.8631 | 17.8622 | 17.8611 | 17.8588 | 17.8544 | 17.85 | 17.8422 | 17.834 | 17.8254 | 17.8165 | 17.7844 | 17.6972 | 17.5291 | 18.263 | 18.2519 | 18.251 | 18.2498 | 18.2473 | 18.2427 | 18.2381 | 18.23 | 18.2215 | 18.2126 | 18.2034 | 18.17 | 18.0693 | 17.6266
FAWLEY GSP | COWES & WOOTTON COMMON BSP | FRESHWATER | MINIMUM HEADROOM | SZ 34325 86965 | NO | YES | 0.023158 | 17.239 | 17.1851 | 17.1668 | 17.1415 | 17.1115 | 17.0767 | 17.0363 | 17.0046 | 16.956 | 16.7906 | 16.6232 | 15.7861 | 14.7977 | 13.4391 | 16.1694 | 16.0386 | 15.9323 | 15.7701 | 15.5964 | 15.4142 | 15.2189 | 15.0272 | 14.8355 | 14.646 | 14.4545 | 13.5057 | 12.4053 | 10.9341 | 17.1232 | 17.0693 | 17.051 | 17.0242 | 16.851 | 16.6692 | 16.4744 | 16.2831 | 16.0919 | 15.9029 | 15.7119 | 14.7652 | 13.6671 | 12.1981
|  | FRESHWATER | CT |  |  |  |  | 17.2392 | 17.2197 | 17.2048 | 17.1847 | 17.1601 | 17.1304 | 17.095 | 17.0698 | 17.0427 | 16.9012 | 16.7442 | 15.9606 | 15.0455 | 13.9247 | 16.174 | 16.0842 | 15.9885 | 15.8379 | 15.676 | 15.5044 | 15.3187 | 15.1317 | 14.9445 | 14.7626 | 14.582 | 13.6897 | 12.6672 | 11.4384 | 17.1234 | 17.1039 | 17.089 | 17.0689 | 16.9305 | 16.7593 | 16.5741 | 16.3875 | 16.2008 | 16.0194 | 15.8393 | 14.9491 | 13.9287 | 12.702
|  | FRESHWATER | LW |  |  |  |  | 17.2391 | 17.1851 | 17.1668 | 17.1415 | 17.1115 | 17.0767 | 17.0363 | 17.0046 | 16.956 | 16.7906 | 16.6232 | 15.7861 | 14.7977 | 13.4391 | 16.1694 | 16.0386 | 15.9323 | 15.7701 | 15.5964 | 15.4142 | 15.2189 | 15.0272 | 14.8355 | 14.646 | 14.4545 | 13.5057 | 12.4053 | 10.9341 | 17.1233 | 17.0693 | 17.051 | 17.0242 | 16.851 | 16.6692 | 16.4744 | 16.2831 | 16.0919 | 15.9029 | 15.7119 | 14.7652 | 13.6671 | 12.1981
|  | FRESHWATER | ST |  |  |  |  | 17.24 | 17.24 | 17.24 | 17.24 | 17.24 | 17.24 | 17.24 | 17.24 | 17.24 | 17.24 | 17.24 | 17.1419 | 16.776 | 16.4079 | 16.2604 | 16.2371 | 16.2113 | 16.1247 | 16.0353 | 15.9449 | 15.8526 | 15.7516 | 15.6507 | 15.5534 | 15.4578 | 15.0061 | 14.573 | 14.1373 | 17.1242 | 17.1242 | 17.1242 | 17.1242 | 17.1242 | 17.1242 | 17.1068 | 17.0061 | 16.9055 | 16.8084 | 16.7132 | 16.2629 | 15.8311 | 15.3967
|  | FRESHWATER | FS |  |  |  |  | 17.239 | 17.2298 | 17.2296 | 17.2293 | 17.2289 | 17.2281 | 17.2274 | 17.2241 | 17.2204 | 17.2164 | 17.212 | 17.2008 | 17.1375 | 16.8382 | 16.2673 | 16.2444 | 16.23 | 16.2114 | 16.1792 | 16.1235 | 16.0678 | 16.0028 | 15.9368 | 15.8707 | 15.8036 | 15.4885 | 15.13 | 14.6915 | 17.1232 | 17.114 | 17.1138 | 17.1136 | 17.1131 | 17.1123 | 17.1116 | 17.1083 | 17.1046 | 17.1006 | 17.0578 | 16.7436 | 16.3861 | 15.9484
BRAMLEY (FLEE) | CAMBERLEY RESERVE | FRIMLEY | MINIMUM HEADROOM | SU 87745 57942 | NO | NO | 0.81895 | 35.1129 | 34.972 | 34.9237 | 34.8559 | 34.7759 | 34.6851 | 34.5806 | 34.4993 | 34.4151 | 34.3288 | 34.2387 | 33.6916 | 32.1818 | 29.4037 | 34.1243 | 33.9754 | 33.9185 | 33.8371 | 33.7431 | 33.6382 | 33.5191 | 33.3377 | 32.9273 | 32.5237 | 32.12 | 30.1566 | 27.9117 | 24.9192 | 34.6181 | 34.4772 | 34.4289 | 34.3467 | 34.2488 | 34.14 | 33.8436 | 33.4497 | 33.0596 | 32.6758 | 32.2916 | 30.4164 | 28.2463 | 25.2381
|  | FRIMLEY | CT |  |  |  |  | 35.1129 | 35.0523 | 35.0056 | 34.943 | 34.8659 | 34.7759 | 34.6703 | 34.5956 | 34.5178 | 34.4386 | 34.357 | 33.845 | 32.5385 | 30.1916 | 34.1243 | 34.0567 | 34.002 | 33.9265 | 33.8359 | 33.7322 | 33.6124 | 33.5114 | 33.1028 | 32.7092 | 32.3221 | 30.4328 | 28.2984 | 25.7467 | 34.6181 | 34.5576 | 34.5108 | 34.4366 | 34.3423 | 34.2349 | 34.0092 | 33.6186 | 33.2306 | 32.8566 | 32.4885 | 30.6849 | 28.6324 | 26.0684
|  | FRIMLEY | LW |  |  |  |  | 35.1147 | 34.972 | 34.9237 | 34.8559 | 34.7759 | 34.6851 | 34.5806 | 34.4993 | 34.4151 | 34.3288 | 34.2387 | 33.6916 | 32.1818 | 29.4037 | 34.1257 | 33.9754 | 33.9185 | 33.8371 | 33.7431 | 33.6382 | 33.5191 | 33.3377 | 32.9273 | 32.5237 | 32.12 | 30.1566 | 27.9117 | 24.9192 | 34.62 | 34.4772 | 34.4289 | 34.3467 | 34.2488 | 34.14 | 33.8436 | 33.4497 | 33.0596 | 32.6758 | 32.2916 | 30.4164 | 28.2463 | 25.2381
|  | FRIMLEY | ST |  |  |  |  | 35.1179 | 35.1179 | 35.1179 | 35.1179 | 35.1179 | 35.1179 | 35.1179 | 35.1179 | 35.1179 | 35.1179 | 35.1179 | 35.1162 | 35.112 | 35.1078 | 34.1383 | 34.1363 | 34.1341 | 34.1255 | 34.1168 | 34.1081 | 34.0994 | 34.0899 | 34.0806 | 34.0716 | 34.063 | 33.5519 | 32.739 | 31.9525 | 34.6232 | 34.6232 | 34.6232 | 34.6232 | 34.6232 | 34.6202 | 34.609 | 34.5969 | 34.585 | 34.5736 | 34.5191 | 33.689 | 32.9264 | 32.1887
|  | FRIMLEY | FS |  |  |  |  | 35.1157 | 35.0944 | 35.0939 | 35.0933 | 35.0922 | 35.0905 | 35.0888 | 35.0811 | 35.0726 | 35.0633 | 35.0533 | 35.0274 | 34.885 | 34.5716 | 34.1379 | 34.1155 | 34.1137 | 34.1115 | 34.1075 | 34.1006 | 34.0938 | 34.0803 | 34.066 | 34.0509 | 34.035 | 33.981 | 33.8129 | 32.9586 | 34.6209 | 34.5997 | 34.5992 | 34.5986 | 34.5975 | 34.5958 | 34.5941 | 34.5863 | 34.5779 | 34.5622 | 34.5447 | 34.4829 | 33.9269 | 33.0987
MELKSHAM GSP | FROME BSP | FROME | MINIMUM HEADROOM | ST 78850 48051 | NO | NO | 4.024 | 52.127 | 51.9635 | 51.9048 | 51.8241 | 51.729 | 51.6196 | 51.4922 | 51.3921 | 51.2865 | 51.1775 | 51.0633 | 48.5906 | 45.1427 | 40.6214 | 49.8881 | 49.7084 | 49.3334 | 48.6807 | 47.9715 | 47.2226 | 46.4023 | 45.6023 | 44.8066 | 44.0261 | 43.2391 | 39.5443 | 35.4822 | 30.3483 | 51.3664 | 51.1822 | 51.1013 | 50.8567 | 50.1565 | 49.4171 | 48.6069 | 47.8172 | 47.0317 | 46.261 | 45.484 | 41.8176 | 37.7613 | 32.6332
|  | FROME | CT |  |  |  |  | 52.127 | 52.0586 | 52.0042 | 51.9328 | 51.8467 | 51.7447 | 51.6248 | 51.5374 | 51.4442 | 51.3486 | 51.2487 | 49.146 | 45.9486 | 42.149 | 49.8881 | 49.8065 | 49.5435 | 48.9398 | 48.2791 | 47.5684 | 46.7843 | 45.9844 | 45.1884 | 44.4285 | 43.6819 | 40.1789 | 36.407 | 32.034 | 51.3664 | 51.2812 | 51.207 | 51.1052 | 50.4613 | 49.7595 | 48.9852 | 48.1959 | 47.4102 | 46.6601 | 45.923 | 42.4514 | 38.685 | 34.3175
|  | FROME | LW |  |  |  |  | 52.1328 | 51.9635 | 51.9048 | 51.8241 | 51.729 | 51.6196 | 51.4922 | 51.3921 | 51.2865 | 51.1775 | 51.0633 | 48.5906 | 45.1427 | 40.6214 | 49.8927 | 49.7084 | 49.3334 | 48.6807 | 47.9715 | 47.2226 | 46.4023 | 45.6023 | 44.8066 | 44.0261 | 43.2391 | 39.5443 | 35.4822 | 30.3483 | 51.3706 | 51.1822 | 51.1013 | 50.8567 | 50.1565 | 49.4171 | 48.6069 | 47.8172 | 47.0317 | 46.261 | 45.484 | 41.8176 | 37.7613 | 32.6332
|  | FROME | ST |  |  |  |  | 52.1373 | 52.1364 | 52.1356 | 52.1347 | 52.1339 | 52.1331 | 52.1322 | 52.1314 | 52.1305 | 52.1297 | 52.1288 | 52.1221 | 52.1137 | 50.9278 | 49.9116 | 49.9052 | 49.8982 | 49.8818 | 49.6368 | 49.2646 | 48.8771 | 48.454 | 48.0335 | 47.6309 | 47.2371 | 45.4193 | 43.731 | 42.0382 | 51.3935 | 51.3856 | 51.3768 | 51.3562 | 51.3347 | 51.3126 | 51.0547 | 50.6378 | 50.2235 | 49.8268 | 49.4388 | 47.6476 | 45.984 | 44.31
|  | FROME | FS |  |  |  |  | 52.1352 | 52.1077 | 52.1071 | 52.1063 | 52.1049 | 52.1027 | 52.1004 | 52.0904 | 52.0794 | 52.0674 | 52.0544 | 52.0176 | 51.8257 | 51.4032 | 49.9128 | 49.8821 | 49.8782 | 49.8733 | 49.866 | 49.8546 | 49.8432 | 49.6347 | 49.3968 | 49.1559 | 48.9129 | 47.7607 | 46.5321 | 45.059 | 51.3956 | 51.3641 | 51.3591 | 51.3532 | 51.3443 | 51.3303 | 51.3165 | 51.2936 | 51.2696 | 51.2445 | 51.0889 | 49.9531 | 48.7397 | 47.2821
COWLEY GSP | HIGH WYCOMBE BSP | FRYERS LANE | MINIMUM HEADROOM | SU 84935 93873 | NO | NO | 0.15474 | 24.4749 | 24.3598 | 24.3128 | 24.2427 | 24.1625 | 24.0727 | 23.971 | 23.8873 | 23.8005 | 23.7117 | 23.6194 | 22.9377 | 21.3556 | 18.9439 | 22.4454 | 22.3252 | 22.2807 | 22.2172 | 22.1437 | 22.0606 | 21.9656 | 21.8647 | 21.5695 | 21.2761 | 20.9813 | 19.4505 | 17.5977 | 15.0209 | 23.6959 | 23.5809 | 23.542 | 23.488 | 23.4242 | 23.3477 | 23.2022 | 22.9143 | 22.6255 | 22.3383 | 22.0496 | 20.5486 | 18.7262 | 16.1685
|  | FRYERS LANE | CT |  |  |  |  | 24.475 | 24.4313 | 24.3904 | 24.3295 | 24.2583 | 24.1764 | 24.0822 | 24.0095 | 23.9336 | 23.8565 | 23.7772 | 23.1732 | 21.7108 | 19.7201 | 22.4455 | 22.397 | 22.358 | 22.3036 | 22.2389 | 22.1636 | 22.0759 | 22.0102 | 21.7254 | 21.4445 | 21.1652 | 19.7129 | 17.9627 | 15.8092 | 23.6961 | 23.6524 | 23.6188 | 23.5737 | 23.5185 | 23.4511 | 23.3379 | 23.0594 | 22.7806 | 22.506 | 22.2328 | 20.8098 | 19.0894 | 16.9566
|  | FRYERS LANE | LW |  |  |  |  | 24.4749 | 24.3598 | 24.3128 | 24.2427 | 24.1625 | 24.0727 | 23.971 | 23.8873 | 23.8005 | 23.7117 | 23.6194 | 22.9377 | 21.3556 | 18.9439 | 22.4454 | 22.3252 | 22.2807 | 22.2172 | 22.1437 | 22.0606 | 21.9656 | 21.8647 | 21.5695 | 21.2761 | 20.9813 | 19.4505 | 17.5977 | 15.0209 | 23.696 | 23.5809 | 23.542 | 23.488 | 23.4242 | 23.3477 | 23.2022 | 22.9143 | 22.6255 | 22.3383 | 22.0496 | 20.5486 | 18.7262 | 16.1685
|  | FRYERS LANE | ST |  |  |  |  | 24.4768 | 24.4768 | 24.4768 | 24.4768 | 24.4744 | 24.4638 | 24.4534 | 24.4419 | 24.4306 | 24.4196 | 24.4088 | 24.3572 | 24.3074 | 24.1289 | 22.4546 | 22.4536 | 22.4526 | 22.4463 | 22.44 | 22.4338 | 22.4276 | 22.4208 | 22.4142 | 22.4077 | 22.4013 | 21.9701 | 21.3038 | 20.6464 | 23.6979 | 23.6979 | 23.6979 | 23.6979 | 23.6979 | 23.6979 | 23.6979 | 23.6979 | 23.6979 | 23.6948 | 23.6864 | 23.0308 | 22.3832 | 21.7443
|  | FRYERS LANE | FS |  |  |  |  | 24.4749 | 24.456 | 24.4556 | 24.455 | 24.4541 | 24.4525 | 24.451 | 24.4372 | 24.4217 | 24.4054 | 24.3885 | 24.3266 | 24.1597 | 23.8352 | 22.453 | 22.4336 | 22.4324 | 22.4309 | 22.4278 | 22.422 | 22.4163 | 22.4047 | 22.3924 | 22.3795 | 22.3658 | 22.3199 | 21.9141 | 21.1252 | 23.6959 | 23.6771 | 23.6766 | 23.6761 | 23.6751 | 23.6736 | 23.6721 | 23.6652 | 23.6577 | 23.6495 | 23.6405 | 23.594 | 22.9705 | 22.1957
COWLEY GSP | DRAYTON BSP | FULSCOT | MINIMUM HEADROOM | SU 54413 89511 | NO | YES | 8.1474 | 16.0167 | 15.9143 | 15.8797 | 15.8317 | 15.7749 | 15.71 | 15.6351 | 15.5768 | 15.5162 | 15.4538 | 15.3885 | 14.0668 | 12.3224 | 9.9967 | 14.1114 | 14.0091 | 13.9744 | 13.9264 | 13.8697 | 13.8048 | 13.7298 | 13.6715 | 13.6109 | 13.5485 | 13.4024 | 11.6478 | 9.6919 | 7.158 | 15.2798 | 15.1775 | 15.1399 | 15.0762 | 15.0004 | 14.6422 | 14.2541 | 13.8785 | 13.5069 | 13.1424 | 12.7761 | 11.0414 | 9.1049 | 6.5901
|  | FULSCOT | CT |  |  |  |  | 16.0167 | 15.9754 | 15.9436 | 15.9009 | 15.8486 | 15.787 | 15.7144 | 15.6632 | 15.6094 | 15.5545 | 15.4977 | 14.345 | 12.718 | 10.7644 | 14.1114 | 14.0701 | 14.0383 | 13.9956 | 13.9434 | 13.8818 | 13.8091 | 13.7579 | 13.7041 | 13.6492 | 13.5924 | 11.9508 | 10.1252 | 7.9755 | 15.2798 | 15.2385 | 15.2063 | 15.1489 | 15.0811 | 14.8088 | 14.4345 | 14.0616 | 13.6906 | 13.3363 | 12.989 | 11.3422 | 9.5347 | 7.403
|  | FULSCOT | LW |  |  |  |  | 16.0167 | 15.9143 | 15.8797 | 15.8317 | 15.7749 | 15.71 | 15.6351 | 15.5768 | 15.5162 | 15.4538 | 15.3885 | 14.0668 | 12.3224 | 9.9967 | 14.1115 | 14.0091 | 13.9744 | 13.9264 | 13.8697 | 13.8048 | 13.7298 | 13.6715 | 13.6109 | 13.5485 | 13.4024 | 11.6478 | 9.6919 | 7.158 | 15.2799 | 15.1775 | 15.1399 | 15.0762 | 15.0004 | 14.6422 | 14.2541 | 13.8785 | 13.5069 | 13.1424 | 12.7761 | 11.0414 | 9.1049 | 6.5901
|  | FULSCOT | ST |  |  |  |  | 16.0184 | 16.0184 | 16.0184 | 16.0184 | 16.0184 | 16.0184 | 16.0184 | 16.0184 | 16.0184 | 16.0184 | 16.0184 | 16.0184 | 16.0184 | 15.4142 | 14.1132 | 14.1132 | 14.1132 | 14.1132 | 14.1132 | 14.1132 | 14.1132 | 14.1132 | 14.1132 | 14.1132 | 14.1132 | 14.1132 | 13.806 | 13.0563 | 15.2816 | 15.2816 | 15.2816 | 15.2816 | 15.2816 | 15.2717 | 15.2613 | 15.25 | 15.1142 | 14.9301 | 14.7504 | 13.9328 | 13.183 | 12.4443
|  | FULSCOT | FS |  |  |  |  | 16.0168 | 16.001 | 16.0006 | 16.0002 | 15.9994 | 15.9981 | 15.9968 | 15.9911 | 15.9848 | 15.9779 | 15.9704 | 15.9513 | 15.8448 | 15.6093 | 14.1115 | 14.0957 | 14.0954 | 14.0949 | 14.0941 | 14.0928 | 14.0916 | 14.0858 | 14.0795 | 14.0726 | 14.0652 | 14.046 | 13.9395 | 13.704 | 15.2799 | 15.2642 | 15.2638 | 15.2633 | 15.2625 | 15.2613 | 15.26 | 15.2543 | 15.2429 | 15.2296 | 15.2157 | 14.9406 | 14.3421 | 13.6204
COWLEY GSP | WITNEY BSP | FYFIELD | MINIMUM HEADROOM | SU 42256 99551 | NO | YES | 1.2105 | 17.3623 | 17.3076 | 17.2874 | 17.2597 | 17.227 | 17.1902 | 17.1471 | 17.1133 | 17.0785 | 17.041 | 16.8492 | 15.9547 | 14.9643 | 13.6787 | 16.1713 | 16.1117 | 16.0862 | 16.0506 | 16.0097 | 15.826 | 15.5898 | 15.363 | 15.1389 | 14.9206 | 14.7011 | 13.6863 | 12.5812 | 11.1835 | 16.7202 | 16.6655 | 16.6453 | 16.6169 | 16.4222 | 16.2192 | 15.9971 | 15.7844 | 15.5741 | 15.3691 | 15.1629 | 14.159 | 13.0537 | 11.6557
|  | FYFIELD | CT |  |  |  |  | 17.3623 | 17.336 | 17.3144 | 17.2864 | 17.2527 | 17.2138 | 17.1685 | 17.1361 | 17.1016 | 17.0667 | 16.9353 | 16.0696 | 15.1304 | 14.0214 | 16.1713 | 16.1409 | 16.1147 | 16.0794 | 16.0378 | 15.9106 | 15.6804 | 15.4522 | 15.2249 | 15.0092 | 14.7982 | 13.817 | 12.7712 | 11.558 | 16.7202 | 16.6939 | 16.6723 | 16.6443 | 16.4968 | 16.2993 | 16.0827 | 15.8688 | 15.6555 | 15.453 | 15.2547 | 14.2898 | 13.2437 | 12.0303
|  | FYFIELD | LW |  |  |  |  | 17.3658 | 17.3076 | 17.2874 | 17.2597 | 17.227 | 17.1902 | 17.1471 | 17.1133 | 17.0785 | 17.041 | 16.8492 | 15.9547 | 14.9643 | 13.6787 | 16.1744 | 16.1117 | 16.0862 | 16.0506 | 16.0097 | 15.826 | 15.5898 | 15.363 | 15.1389 | 14.9206 | 14.7011 | 13.6863 | 12.5812 | 11.1835 | 16.7237 | 16.6655 | 16.6453 | 16.6169 | 16.4222 | 16.2192 | 15.9971 | 15.7844 | 15.5741 | 15.3691 | 15.1629 | 14.159 | 13.0537 | 11.6557
|  | FYFIELD | ST |  |  |  |  | 17.3684 | 17.3684 | 17.3684 | 17.3684 | 17.3684 | 17.3684 | 17.3684 | 17.3684 | 17.3676 | 17.3667 | 17.3659 | 17.3617 | 17.1374 | 16.7795 | 16.1817 | 16.1801 | 16.1783 | 16.1736 | 16.1687 | 16.1638 | 16.1587 | 16.1531 | 16.1095 | 15.9995 | 15.8922 | 15.4107 | 14.9778 | 14.5564 | 16.7263 | 16.7263 | 16.7263 | 16.7263 | 16.7263 | 16.7263 | 16.7118 | 16.603 | 16.495 | 16.3929 | 16.2934 | 15.8467 | 15.4451 | 15.0292
|  | FYFIELD | FS |  |  |  |  | 17.3675 | 17.3592 | 17.359 | 17.3587 | 17.3583 | 17.3576 | 17.3569 | 17.3539 | 17.3505 | 17.3469 | 17.3429 | 17.3327 | 17.2767 | 17.1539 | 16.1821 | 16.1728 | 16.1717 | 16.1703 | 16.1682 | 16.1648 | 16.1615 | 16.1555 | 16.1492 | 16.1425 | 16.1355 | 16.0544 | 15.7293 | 15.3443 | 16.7254 | 16.717 | 16.7168 | 16.7166 | 16.7162 | 16.7155 | 16.7148 | 16.7118 | 16.7084 | 16.7048 | 16.7008 | 16.4414 | 16.1359 | 15.77
LOVEDEAN GSP | HAVANT | GABLE HEAD | MINIMUM HEADROOM | SZ 72204 99904 | NO | NO | 0.2 | 34.1133 | 34.0132 | 33.9791 | 33.9318 | 33.8759 | 33.8115 | 33.6672 | 33.3572 | 33.0485 | 32.7439 | 32.4366 | 30.8758 | 29.0671 | 26.6403 | 32.5344 | 32.4343 | 32.4002 | 32.3529 | 32.0387 | 31.6846 | 31.3012 | 30.9289 | 30.5589 | 30.1946 | 29.8277 | 28.0661 | 26.0735 | 23.4642 | 33.0291 | 32.929 | 32.8831 | 32.5751 | 32.2437 | 31.8969 | 31.5213 | 31.1569 | 30.7946 | 30.4379 | 30.0785 | 28.3509 | 26.3917 | 23.8154
|  | GABLE HEAD | CT |  |  |  |  | 34.1133 | 34.0733 | 34.0423 | 34.0009 | 33.9505 | 33.8908 | 33.8202 | 33.5211 | 33.2165 | 32.9225 | 32.6332 | 31.1664 | 29.4843 | 27.4525 | 32.5344 | 32.4943 | 32.4633 | 32.422 | 32.1863 | 31.8484 | 31.4798 | 31.1108 | 30.744 | 30.3907 | 30.0438 | 28.3765 | 26.5208 | 24.3161 | 33.0291 | 32.989 | 32.9581 | 32.7012 | 32.3895 | 32.0586 | 31.6975 | 31.3365 | 30.9776 | 30.6317 | 30.2921 | 28.6576 | 26.8334 | 24.6602
|  | GABLE HEAD | LW |  |  |  |  | 34.1141 | 34.0132 | 33.9791 | 33.9318 | 33.8759 | 33.8115 | 33.6672 | 33.3572 | 33.0485 | 32.7439 | 32.4366 | 30.8758 | 29.0671 | 26.6403 | 32.5352 | 32.4343 | 32.4002 | 32.3529 | 32.0387 | 31.6846 | 31.3012 | 30.9289 | 30.5589 | 30.1946 | 29.8277 | 28.0661 | 26.0735 | 23.4642 | 33.0299 | 32.929 | 32.8831 | 32.5751 | 32.2437 | 31.8969 | 31.5213 | 31.1569 | 30.7946 | 30.4379 | 30.0785 | 28.3509 | 26.3917 | 23.8154
|  | GABLE HEAD | ST |  |  |  |  | 34.1158 | 34.1158 | 34.1158 | 34.1158 | 34.1158 | 34.1158 | 34.1158 | 34.1158 | 34.1158 | 34.1158 | 34.1158 | 33.4599 | 32.8351 | 32.1716 | 32.5368 | 32.5368 | 32.5368 | 32.5368 | 32.5368 | 32.5368 | 32.531 | 32.3368 | 32.1449 | 31.9607 | 31.7805 | 30.9489 | 30.1734 | 29.4033 | 33.0316 | 33.0316 | 33.0316 | 33.0316 | 33.0316 | 32.9032 | 32.7297 | 32.5404 | 32.3533 | 32.1737 | 31.998 | 31.1873 | 30.4313 | 29.6805
|  | GABLE HEAD | FS |  |  |  |  | 34.1141 | 34.0979 | 34.0975 | 34.097 | 34.0962 | 34.0949 | 34.0936 | 34.0877 | 34.0812 | 34.0742 | 34.0665 | 34.0468 | 33.7157 | 33.0634 | 32.5351 | 32.5189 | 32.5186 | 32.5181 | 32.5173 | 32.5159 | 32.5146 | 32.5088 | 32.5023 | 32.4952 | 32.4875 | 31.9327 | 31.3124 | 30.5593 | 33.0299 | 33.0137 | 33.0133 | 33.0128 | 33.012 | 33.0107 | 33.0094 | 33.0035 | 32.9299 | 32.8137 | 32.6965 | 32.1447 | 31.5372 | 30.7969
MINETY GSP |  | GALILEO | MINIMUM HEADROOM | SU 10596 83733 | NO | YES | 0.42947 | 54.2172 | 54.1791 | 54.1662 | 54.1482 | 54.1271 | 54.1026 | 54.0743 | 54.0521 | 54.0289 | 54.0049 | 53.9797 | 53.8233 | 53.567 | 52.9826 | 54.8067 | 54.7685 | 54.7556 | 54.7377 | 54.7165 | 54.6921 | 54.6638 | 54.6416 | 54.6184 | 54.5944 | 54.5692 | 54.4127 | 54.1565 | 53.6555 | 54.933 | 54.8949 | 54.8819 | 54.864 | 54.8429 | 54.8184 | 54.7901 | 54.7679 | 54.7447 | 54.7207 | 54.5868 | 53.9182 | 53.1613 | 52.1553
|  | GALILEO | CT |  |  |  |  | 54.2173 | 54.2028 | 54.1917 | 54.1768 | 54.1585 | 54.1366 | 54.1107 | 54.0923 | 54.0727 | 54.0526 | 54.0317 | 53.8966 | 53.668 | 53.303 | 54.8068 | 54.7923 | 54.7812 | 54.7662 | 54.7479 | 54.7261 | 54.7002 | 54.6818 | 54.6622 | 54.6421 | 54.6212 | 54.4861 | 54.2575 | 53.8924 | 54.9331 | 54.9186 | 54.9075 | 54.8925 | 54.8743 | 54.8524 | 54.8265 | 54.8081 | 54.7885 | 54.7684 | 54.6844 | 54.0562 | 53.3598 | 52.5246
|  | GALILEO | LW |  |  |  |  | 54.2173 | 54.1791 | 54.1662 | 54.1482 | 54.1271 | 54.1026 | 54.0743 | 54.0521 | 54.0289 | 54.0049 | 53.9797 | 53.8233 | 53.567 | 52.9826 | 54.8067 | 54.7685 | 54.7556 | 54.7377 | 54.7165 | 54.6921 | 54.6638 | 54.6416 | 54.6184 | 54.5944 | 54.5692 | 54.4127 | 54.1565 | 53.6555 | 54.9331 | 54.8949 | 54.8819 | 54.864 | 54.8429 | 54.8184 | 54.7901 | 54.7679 | 54.7447 | 54.7207 | 54.5868 | 53.9182 | 53.1613 | 52.1553
|  | GALILEO | ST |  |  |  |  | 54.2179 | 54.2179 | 54.2179 | 54.2179 | 54.2179 | 54.2179 | 54.2179 | 54.2179 | 54.2179 | 54.2179 | 54.2179 | 54.2179 | 54.2179 | 54.2179 | 54.8074 | 54.8074 | 54.8074 | 54.8074 | 54.8074 | 54.8074 | 54.8074 | 54.8074 | 54.8074 | 54.8074 | 54.8074 | 54.8074 | 54.8074 | 54.8074 | 54.9337 | 54.9337 | 54.9337 | 54.9337 | 54.9337 | 54.9337 | 54.9337 | 54.9337 | 54.9337 | 54.9337 | 54.9337 | 54.9337 | 54.745 | 54.46
|  | GALILEO | FS |  |  |  |  | 54.2172 | 54.211 | 54.2108 | 54.2106 | 54.2103 | 54.2098 | 54.2093 | 54.207 | 54.2045 | 54.2018 | 54.1988 | 54.1912 | 54.1484 | 54.053 | 54.8067 | 54.8004 | 54.8003 | 54.8001 | 54.7998 | 54.7993 | 54.7988 | 54.7965 | 54.794 | 54.7913 | 54.7883 | 54.7807 | 54.7379 | 54.6425 | 54.933 | 54.9268 | 54.9266 | 54.9264 | 54.9261 | 54.9256 | 54.9251 | 54.9228 | 54.9203 | 54.9176 | 54.9146 | 54.907 | 54.8642 | 54.7688
LOVEDEAN GSP | WYMERING BSP | GAMBLE ROAD | MINIMUM HEADROOM | SU 64771 01769 | NO | NO | 0.42947 | 36.7048 | 36.5696 | 36.5237 | 36.4602 | 36.385 | 36.2968 | 36.1938 | 36.1127 | 36.0266 | 35.937 | 35.8424 | 35.2385 | 33.678 | 30.3503 | 34.7203 | 34.573 | 34.514 | 34.429 | 34.3313 | 34.2203 | 34.0935 | 33.9058 | 33.5304 | 33.1562 | 32.7767 | 30.8079 | 28.2731 | 24.7052 | 35.8104 | 35.666 | 35.6101 | 35.5303 | 35.4381 | 35.3326 | 35.0411 | 34.6557 | 34.2672 | 33.88 | 33.4875 | 31.4565 | 28.9644 | 25.4417
|  | GAMBLE ROAD | CT |  |  |  |  | 36.7055 | 36.6607 | 36.6262 | 36.5799 | 36.5233 | 36.4536 | 36.3698 | 36.3096 | 36.244 | 36.1758 | 36.104 | 35.6221 | 34.3461 | 31.6764 | 34.7212 | 34.6655 | 34.6188 | 34.5519 | 34.4736 | 34.3818 | 34.2747 | 34.1604 | 33.8029 | 33.4518 | 33.1011 | 31.2843 | 28.9645 | 26.0617 | 35.8112 | 35.7581 | 35.7143 | 35.6524 | 35.5794 | 35.493 | 35.281 | 34.913 | 34.5422 | 34.1782 | 33.8148 | 31.9371 | 29.6514 | 26.7925
|  | GAMBLE ROAD | LW |  |  |  |  | 36.7051 | 36.5696 | 36.5237 | 36.4602 | 36.385 | 36.2968 | 36.1938 | 36.1127 | 36.0266 | 35.937 | 35.8424 | 35.2385 | 33.678 | 30.3503 | 34.7203 | 34.573 | 34.514 | 34.429 | 34.3313 | 34.2203 | 34.0935 | 33.9058 | 33.5304 | 33.1562 | 32.7767 | 30.8079 | 28.2731 | 24.7052 | 35.8104 | 35.666 | 35.6101 | 35.5303 | 35.4381 | 35.3326 | 35.0411 | 34.6557 | 34.2672 | 33.88 | 33.4875 | 31.4565 | 28.9644 | 25.4417
|  | GAMBLE ROAD | ST |  |  |  |  | 36.7074 | 36.7074 | 36.7074 | 36.7074 | 36.7074 | 36.7074 | 36.7074 | 36.7074 | 36.7074 | 36.7074 | 36.7074 | 36.7074 | 36.7074 | 36.7074 | 34.7371 | 34.734 | 34.7305 | 34.7168 | 34.7027 | 34.6885 | 34.674 | 34.658 | 34.6421 | 34.6267 | 34.6114 | 33.9766 | 33.1275 | 32.2629 | 35.8237 | 35.8213 | 35.8187 | 35.8083 | 35.7976 | 35.7868 | 35.7758 | 35.7637 | 35.7517 | 35.74 | 35.6077 | 34.7027 | 33.8149 | 32.9109
|  | GAMBLE ROAD | FS |  |  |  |  | 36.7048 | 36.6804 | 36.6798 | 36.6791 | 36.6779 | 36.6759 | 36.6739 | 36.665 | 36.6552 | 36.6446 | 36.633 | 36.6033 | 36.4334 | 36.05 | 34.7347 | 34.7083 | 34.7056 | 34.7021 | 34.6958 | 34.6844 | 34.6731 | 34.6536 | 34.6333 | 34.6121 | 34.5899 | 34.5088 | 33.9794 | 32.9773 | 35.8212 | 35.7953 | 35.7931 | 35.7903 | 35.7852 | 35.7761 | 35.767 | 35.7501 | 35.7324 | 35.7137 | 35.6941 | 35.5217 | 34.7181 | 33.6878
IVER 132KV | DENHAM | GERRARDS CROSS | MINIMUM HEADROOM | SU 99973 87964 | NO | NO | 0.45684 | 17.2416 | 17.1472 | 17.1153 | 17.071 | 17.0187 | 16.96 | 16.8929 | 16.8411 | 16.7881 | 16.734 | 16.6779 | 16.3203 | 15.7679 | 14.7701 | 16.2996 | 16.2015 | 16.1654 | 16.1141 | 16.0547 | 15.9893 | 15.9154 | 15.8567 | 15.7809 | 15.5829 | 15.3863 | 14.4067 | 13.2713 | 11.7147 | 16.7889 | 16.6946 | 16.6627 | 16.6184 | 16.566 | 16.5074 | 16.4069 | 16.1979 | 15.9919 | 15.7894 | 15.5884 | 14.5882 | 13.4329 | 11.8688
|  | GERRARDS CROSS | CT |  |  |  |  | 17.2416 | 17.2037 | 17.1745 | 17.1354 | 17.0875 | 17.0321 | 16.9675 | 16.9223 | 16.8759 | 16.8289 | 16.78 | 16.4559 | 15.9534 | 15.2085 | 16.2997 | 16.2581 | 16.225 | 16.1789 | 16.1241 | 16.0621 | 15.9908 | 15.9387 | 15.8837 | 15.6928 | 15.5051 | 14.5656 | 13.4912 | 12.1975 | 16.7889 | 16.751 | 16.7219 | 16.6827 | 16.6349 | 16.5795 | 16.4988 | 16.2955 | 16.0952 | 15.8998 | 15.7077 | 14.7479 | 13.6541 | 12.3521
|  | GERRARDS CROSS | LW |  |  |  |  | 17.2416 | 17.1472 | 17.1153 | 17.071 | 17.0187 | 16.96 | 16.8929 | 16.8411 | 16.7881 | 16.734 | 16.6779 | 16.3203 | 15.7679 | 14.7701 | 16.2996 | 16.2015 | 16.1654 | 16.1141 | 16.0547 | 15.9893 | 15.9154 | 15.8567 | 15.7809 | 15.5829 | 15.3863 | 14.4067 | 13.2713 | 11.7147 | 16.789 | 16.6946 | 16.6627 | 16.6184 | 16.566 | 16.5074 | 16.4069 | 16.1979 | 15.9919 | 15.7894 | 15.5884 | 14.5882 | 13.4329 | 11.8688
|  | GERRARDS CROSS | ST |  |  |  |  | 17.2432 | 17.2432 | 17.2432 | 17.2432 | 17.2432 | 17.2432 | 17.2432 | 17.2432 | 17.2432 | 17.2432 | 17.2432 | 17.2432 | 17.2432 | 17.2257 | 16.3069 | 16.3062 | 16.3056 | 16.3009 | 16.2963 | 16.2919 | 16.2875 | 16.2828 | 16.2782 | 16.2737 | 16.2695 | 16.1953 | 15.8109 | 15.4529 | 16.7905 | 16.7905 | 16.7905 | 16.7905 | 16.7905 | 16.7905 | 16.7905 | 16.7905 | 16.7905 | 16.7905 | 16.7905 | 16.4051 | 16.0085 | 15.6392
|  | GERRARDS CROSS | FS |  |  |  |  | 17.2419 | 17.2303 | 17.2301 | 17.2297 | 17.2292 | 17.2282 | 17.2273 | 17.2231 | 17.2184 | 17.2134 | 17.2079 | 17.1938 | 17.1173 | 16.9512 | 16.3066 | 16.2947 | 16.294 | 16.293 | 16.291 | 16.2872 | 16.2834 | 16.276 | 16.2681 | 16.2599 | 16.2512 | 16.2216 | 16.1314 | 15.783 | 16.7893 | 16.7777 | 16.7774 | 16.7771 | 16.7765 | 16.7756 | 16.7746 | 16.7704 | 16.7658 | 16.7607 | 16.7552 | 16.7411 | 16.4399 | 15.989
MANNINGTON GSP | SHAFTESBURY BSP | GILLINGHAM | MINIMUM HEADROOM | ST 80185 25765 | NO | YES | 0.33474 | 31.0833 | 30.9476 | 30.8064 | 30.6177 | 30.406 | 30.1756 | 29.9155 | 29.6618 | 29.4109 | 29.1677 | 28.9217 | 27.8552 | 26.7775 | 25.5284 | 30.2476 | 30.099 | 29.9422 | 29.7326 | 29.4977 | 29.2421 | 28.9536 | 28.6718 | 28.3932 | 28.1232 | 27.8502 | 26.6706 | 25.4865 | 24.1151 | 30.2574 | 30.1026 | 29.9383 | 29.7187 | 29.4727 | 29.205 | 28.9028 | 28.6075 | 28.3156 | 28.0327 | 27.7468 | 26.5129 | 25.2777 | 23.8701
|  | GILLINGHAM | CT |  |  |  |  | 31.0957 | 30.9948 | 30.8758 | 30.7085 | 30.5175 | 30.3044 | 30.0592 | 29.8027 | 29.5481 | 29.3107 | 29.08 | 28.0838 | 27.1139 | 26.0486 | 30.2615 | 30.1498 | 30.0177 | 29.8318 | 29.6198 | 29.3834 | 29.1113 | 28.826 | 28.543 | 28.2792 | 28.023 | 26.9202 | 25.8543 | 24.6904 | 30.272 | 30.1551 | 30.0167 | 29.8219 | 29.5998 | 29.3521 | 29.0672 | 28.7681 | 28.4714 | 28.1949 | 27.9265 | 26.7725 | 25.6605 | 24.4526
|  | GILLINGHAM | LW |  |  |  |  | 31.0833 | 30.9476 | 30.8064 | 30.6177 | 30.406 | 30.1756 | 29.9155 | 29.6618 | 29.4109 | 29.1677 | 28.9217 | 27.8552 | 26.7775 | 25.5284 | 30.2476 | 30.099 | 29.9422 | 29.7326 | 29.4977 | 29.2421 | 28.9536 | 28.6718 | 28.3932 | 28.1232 | 27.8502 | 26.6706 | 25.4865 | 24.1151 | 30.2574 | 30.1026 | 29.9383 | 29.7187 | 29.4727 | 29.205 | 28.9028 | 28.6075 | 28.3156 | 28.0327 | 27.7468 | 26.5129 | 25.2777 | 23.8701
|  | GILLINGHAM | ST |  |  |  |  | 31.1546 | 31.1009 | 31.0403 | 30.9408 | 30.8328 | 30.7186 | 30.5964 | 30.4624 | 30.3289 | 30.2029 | 30.0795 | 29.5273 | 29.0297 | 28.5277 | 30.3272 | 30.2672 | 30.1995 | 30.0882 | 29.9675 | 29.8399 | 29.7033 | 29.5535 | 29.4043 | 29.2633 | 29.1255 | 28.5081 | 27.952 | 27.3907 | 30.341 | 30.278 | 30.2068 | 30.0899 | 29.9631 | 29.829 | 29.6855 | 29.5281 | 29.3714 | 29.2233 | 29.0784 | 28.4298 | 27.8455 | 27.2559
|  | GILLINGHAM | FS |  |  |  |  | 31.1881 | 31.1544 | 31.1231 | 31.0893 | 31.0483 | 30.9956 | 30.9437 | 30.8871 | 30.8297 | 30.7706 | 30.7107 | 30.4264 | 30.1492 | 29.8235 | 30.3647 | 30.3275 | 30.2926 | 30.2548 | 30.209 | 30.1502 | 30.0922 | 30.0291 | 29.9651 | 29.8993 | 29.8325 | 29.5154 | 29.209 | 28.8525 | 30.3805 | 30.3416 | 30.3049 | 30.2652 | 30.2171 | 30.1553 | 30.0944 | 30.0282 | 29.961 | 29.892 | 29.822 | 29.489 | 29.1685 | 28.7973
BRAMLEY (FLEE) | ALDERSHOT BSP | GODALMING | MINIMUM HEADROOM | SU 96743 44375 | NO | YES | 0.69158 | 35.4218 | 35.2821 | 35.2348 | 35.1693 | 35.0917 | 35.0035 | 34.9017 | 34.8227 | 34.7408 | 34.6566 | 34.5687 | 33.96 | 32.1029 | 29.4947 | 34.2077 | 34.0617 | 34.0076 | 33.9304 | 33.8411 | 33.7414 | 33.6282 | 33.5372 | 33.4436 | 33.348 | 33.0692 | 31.3366 | 29.2943 | 26.5071 | 34.8115 | 34.6638 | 34.6077 | 34.5273 | 34.4348 | 34.332 | 34.2156 | 34.0298 | 33.721 | 33.3858 | 33.0502 | 31.3527 | 29.3452 | 26.5918
|  | GODALMING | CT |  |  |  |  | 35.4218 | 35.3636 | 35.3188 | 35.2587 | 35.1851 | 35.0988 | 34.9973 | 34.9259 | 34.8513 | 34.7754 | 34.6969 | 34.173 | 32.392 | 30.184 | 34.2078 | 34.1436 | 34.0922 | 34.0207 | 33.9357 | 33.8381 | 33.7252 | 33.6418 | 33.5555 | 33.4681 | 33.2312 | 31.5576 | 29.5955 | 27.2115 | 34.8115 | 34.7457 | 34.6926 | 34.6178 | 34.5297 | 34.429 | 34.313 | 34.1595 | 33.8573 | 33.5338 | 33.2113 | 31.5722 | 29.6442 | 27.2933
|  | GODALMING | LW |  |  |  |  | 35.4219 | 35.2821 | 35.2348 | 35.1693 | 35.0917 | 35.0035 | 34.9017 | 34.8227 | 34.7408 | 34.6566 | 34.5687 | 33.96 | 32.1029 | 29.4947 | 34.2077 | 34.0617 | 34.0076 | 33.9304 | 33.8411 | 33.7414 | 33.6282 | 33.5372 | 33.4436 | 33.348 | 33.0692 | 31.3366 | 29.2943 | 26.5071 | 34.8115 | 34.6638 | 34.6077 | 34.5273 | 34.4348 | 34.332 | 34.2156 | 34.0298 | 33.721 | 33.3858 | 33.0502 | 31.3527 | 29.3452 | 26.5918
|  | GODALMING | ST |  |  |  |  | 35.4242 | 35.4242 | 35.4242 | 35.4242 | 35.4242 | 35.4242 | 35.4242 | 35.4242 | 35.4242 | 35.4242 | 35.4242 | 35.4242 | 35.4242 | 35.4242 | 34.2192 | 34.218 | 34.2168 | 34.2092 | 34.2015 | 34.1941 | 34.1868 | 34.1787 | 34.1708 | 34.1632 | 34.1558 | 34.1213 | 33.5759 | 32.8728 | 34.8254 | 34.824 | 34.8224 | 34.8127 | 34.8029 | 34.7935 | 34.7841 | 34.7738 | 34.7637 | 34.754 | 34.7446 | 34.2769 | 33.5671 | 32.8846
|  | GODALMING | FS |  |  |  |  | 35.422 | 35.4009 | 35.4004 | 35.3998 | 35.3988 | 35.397 | 35.3953 | 35.3877 | 35.3793 | 35.3701 | 35.3601 | 35.3345 | 35.1929 | 34.881 | 34.2181 | 34.1963 | 34.195 | 34.1933 | 34.1897 | 34.1831 | 34.1766 | 34.1635 | 34.1495 | 34.1348 | 34.1193 | 34.067 | 33.9006 | 33.4698 | 34.8246 | 34.8027 | 34.8012 | 34.7991 | 34.7948 | 34.787 | 34.7791 | 34.7644 | 34.7489 | 34.7327 | 34.7158 | 34.6561 | 34.2677 | 33.4482
WILLESDEN GSP | ACTON LANE | GOLDSMITHS | MINIMUM HEADROOM | TQ 21089 80758 | NO | NO | 0.20842 | 14.3694 | 14.2943 | 14.2624 | 14.2151 | 14.1619 | 14.1035 | 14.0385 | 13.9833 | 13.9265 | 13.8688 | 13.8092 | 13.4613 | 12.7524 | 11.4647 | 13.5772 | 13.508 | 13.4826 | 13.4465 | 13.4046 | 13.3573 | 13.3032 | 13.2596 | 13.2144 | 13.1679 | 13.1194 | 12.4691 | 11.5154 | 10.1487 | 13.8691 | 13.7991 | 13.7727 | 13.7349 | 13.6913 | 13.6423 | 13.5866 | 13.5412 | 13.4028 | 13.2611 | 13.1186 | 12.3647 | 11.4314 | 10.0847
|  | GOLDSMITHS | CT |  |  |  |  | 14.3696 | 14.3369 | 14.3091 | 14.268 | 14.2211 | 14.1685 | 14.1092 | 14.0613 | 14.0118 | 13.9618 | 13.9107 | 13.6061 | 12.9711 | 11.9333 | 13.5773 | 13.5503 | 13.5288 | 13.4987 | 13.463 | 13.4213 | 13.3728 | 13.3366 | 13.2986 | 13.2598 | 13.2197 | 12.6279 | 11.7379 | 10.622 | 13.8693 | 13.8415 | 13.819 | 13.7872 | 13.7498 | 13.7065 | 13.6563 | 13.6184 | 13.4963 | 13.3622 | 13.2289 | 12.5229 | 11.6529 | 10.5568
|  | GOLDSMITHS | LW |  |  |  |  | 14.3694 | 14.2943 | 14.2624 | 14.2151 | 14.1619 | 14.1035 | 14.0385 | 13.9833 | 13.9265 | 13.8688 | 13.8092 | 13.4613 | 12.7524 | 11.4647 | 13.5772 | 13.508 | 13.4826 | 13.4465 | 13.4046 | 13.3573 | 13.3032 | 13.2596 | 13.2144 | 13.1679 | 13.1194 | 12.4691 | 11.5154 | 10.1487 | 13.8691 | 13.7991 | 13.7727 | 13.7349 | 13.6913 | 13.6423 | 13.5866 | 13.5412 | 13.4028 | 13.2611 | 13.1186 | 12.3647 | 11.4314 | 10.0847
|  | GOLDSMITHS | ST |  |  |  |  | 14.3803 | 14.3796 | 14.379 | 14.3699 | 14.3591 | 14.3487 | 14.3383 | 14.3269 | 14.3158 | 14.305 | 14.2944 | 14.2434 | 14.1944 | 14.1462 | 13.5822 | 13.5818 | 13.5813 | 13.5781 | 13.5748 | 13.5716 | 13.5684 | 13.5649 | 13.5615 | 13.5582 | 13.555 | 13.5394 | 13.473 | 13.1631 | 13.8755 | 13.8749 | 13.8744 | 13.87 | 13.8655 | 13.8613 | 13.857 | 13.8523 | 13.8478 | 13.8433 | 13.839 | 13.6592 | 13.356 | 13.0583
|  | GOLDSMITHS | FS |  |  |  |  | 14.3794 | 14.3686 | 14.3679 | 14.3669 | 14.3643 | 14.3562 | 14.3481 | 14.336 | 14.3236 | 14.3109 | 14.2978 | 14.2453 | 14.1353 | 13.9377 | 13.5813 | 13.5705 | 13.57 | 13.5692 | 13.5676 | 13.5645 | 13.5614 | 13.5551 | 13.5484 | 13.5413 | 13.5338 | 13.5089 | 13.4255 | 13.2541 | 13.8747 | 13.8638 | 13.8632 | 13.8622 | 13.8602 | 13.8564 | 13.8526 | 13.8454 | 13.8378 | 13.8298 | 13.8215 | 13.7924 | 13.594 | 13.2012
NURSLING GSP | WINCHESTER | GORDON ROAD | MINIMUM HEADROOM | SU 48217 29991 | NO | NO | 0.069474 | 36.5393 | 36.4342 | 36.3986 | 36.3493 | 36.291 | 36.2244 | 36.1475 | 36.0877 | 36.0256 | 35.9616 | 35.8947 | 34.9053 | 32.9794 | 30.4628 | 35.1602 | 35.0474 | 35.0031 | 34.9403 | 34.8678 | 34.7868 | 34.6948 | 34.6195 | 34.5421 | 34.4631 | 34.3803 | 33.1183 | 30.9678 | 28.2301 | 35.9814 | 35.8763 | 35.8407 | 35.7914 | 35.7331 | 35.6665 | 35.5896 | 35.5298 | 35.4677 | 35.2115 | 34.8191 | 32.9334 | 30.8249 | 28.1286
|  | GORDON ROAD | CT |  |  |  |  | 36.5393 | 36.4966 | 36.4639 | 36.4198 | 36.3659 | 36.3024 | 36.2276 | 36.1749 | 36.1195 | 36.063 | 36.0046 | 35.172 | 33.3556 | 31.2087 | 35.1605 | 35.1109 | 35.0701 | 35.0132 | 34.9458 | 34.8684 | 34.7789 | 34.7105 | 34.6398 | 34.5686 | 34.4948 | 33.4058 | 31.3752 | 29.0171 | 35.9814 | 35.9387 | 35.906 | 35.8619 | 35.8081 | 35.7446 | 35.6697 | 35.617 | 35.5616 | 35.3972 | 35.0221 | 33.217 | 31.2265 | 28.908
|  | GORDON ROAD | LW |  |  |  |  | 36.5393 | 36.4342 | 36.3986 | 36.3493 | 36.291 | 36.2244 | 36.1475 | 36.0877 | 36.0256 | 35.9616 | 35.8947 | 34.9053 | 32.9794 | 30.4628 | 35.1602 | 35.0474 | 35.0031 | 34.9403 | 34.8678 | 34.7868 | 34.6948 | 34.6195 | 34.5421 | 34.4631 | 34.3803 | 33.1183 | 30.9678 | 28.2301 | 35.9814 | 35.8763 | 35.8407 | 35.7914 | 35.7331 | 35.6665 | 35.5896 | 35.5298 | 35.4677 | 35.2115 | 34.8191 | 32.9334 | 30.8249 | 28.1286
|  | GORDON ROAD | ST |  |  |  |  | 36.5411 | 36.5411 | 36.5411 | 36.5411 | 36.5411 | 36.5411 | 36.5411 | 36.5411 | 36.5411 | 36.5411 | 36.5411 | 36.5411 | 36.5411 | 36.1733 | 35.1708 | 35.1685 | 35.166 | 35.1574 | 35.1486 | 35.1397 | 35.1307 | 35.1209 | 35.1113 | 35.1019 | 35.0928 | 35.0504 | 35.0083 | 34.424 | 35.9832 | 35.9832 | 35.9832 | 35.9832 | 35.9832 | 35.9832 | 35.9832 | 35.9832 | 35.9832 | 35.9832 | 35.9832 | 35.9598 | 35.0898 | 34.232
|  | GORDON ROAD | FS |  |  |  |  | 36.5394 | 36.5232 | 36.5228 | 36.5224 | 36.5216 | 36.5202 | 36.5189 | 36.5131 | 36.5066 | 36.4996 | 36.4919 | 36.4723 | 36.3634 | 36.1226 | 35.1707 | 35.1532 | 35.1513 | 35.149 | 35.1452 | 35.1386 | 35.1321 | 35.1204 | 35.1081 | 35.0952 | 35.0817 | 35.0333 | 34.8977 | 34.6305 | 35.9815 | 35.9653 | 35.9649 | 35.9645 | 35.9637 | 35.9623 | 35.961 | 35.9552 | 35.9487 | 35.9417 | 35.934 | 35.9144 | 35.8055 | 35.5108
BRAMLEY (FLEE) | BURGHFIELD RESERVE | GORING | MINIMUM HEADROOM | SU 60305 82895 | NO | YES | 1.2358 | 15.2057 | 15.1724 | 15.1612 | 15.1455 | 15.127 | 15.1048 | 15.0764 | 15.0533 | 15.0298 | 15.006 | 14.9814 | 14.8416 | 14.6351 | 14.2609 | 14.8584 | 14.8251 | 14.8138 | 14.7982 | 14.7797 | 14.7588 | 14.7349 | 14.7164 | 14.6974 | 14.6779 | 14.6577 | 14.5374 | 14.3501 | 13.9942 | 13.575 | 13.5079 | 13.4596 | 13.3833 | 13.3044 | 13.2232 | 13.1391 | 13.0586 | 12.9796 | 12.9013 | 12.8235 | 12.4416 | 11.9973 | 11.3967
|  | GORING | CT |  |  |  |  | 15.2057 | 15.1918 | 15.1811 | 15.1667 | 15.1491 | 15.1281 | 15.0997 | 15.0783 | 15.0565 | 15.0346 | 15.0123 | 14.8821 | 14.6889 | 14.4004 | 14.8584 | 14.8444 | 14.8337 | 14.8194 | 14.8018 | 14.7813 | 14.7574 | 14.7406 | 14.7233 | 14.7058 | 14.6877 | 14.5767 | 14.4021 | 14.1314 | 13.5759 | 13.53 | 13.484 | 13.4107 | 13.3336 | 13.2554 | 13.1722 | 13.0935 | 13.0153 | 12.9398 | 12.865 | 12.4972 | 12.0731 | 11.5646
|  | GORING | LW |  |  |  |  | 15.2058 | 15.1724 | 15.1612 | 15.1455 | 15.127 | 15.1048 | 15.0764 | 15.0533 | 15.0298 | 15.006 | 14.9814 | 14.8416 | 14.6351 | 14.2609 | 14.8584 | 14.8251 | 14.8138 | 14.7982 | 14.7797 | 14.7588 | 14.7349 | 14.7164 | 14.6974 | 14.6779 | 14.6577 | 14.5374 | 14.3501 | 13.9942 | 13.575 | 13.5079 | 13.4596 | 13.3833 | 13.3044 | 13.2232 | 13.1391 | 13.0586 | 12.9796 | 12.9013 | 12.8235 | 12.4416 | 11.9973 | 11.3967
|  | GORING | ST |  |  |  |  | 15.2063 | 15.2063 | 15.2063 | 15.2063 | 15.2063 | 15.2063 | 15.2063 | 15.2063 | 15.2063 | 15.2058 | 15.203 | 15.1903 | 15.1786 | 15.1674 | 14.8589 | 14.8589 | 14.8589 | 14.8589 | 14.8589 | 14.8589 | 14.8589 | 14.8589 | 14.8589 | 14.8589 | 14.8589 | 14.8589 | 14.8589 | 14.8589 | 13.6238 | 13.6178 | 13.6102 | 13.5706 | 13.5306 | 13.4915 | 13.4535 | 13.4126 | 13.3727 | 13.3339 | 13.297 | 13.1267 | 12.9698 | 12.8211
|  | GORING | FS |  |  |  |  | 15.2058 | 15.2013 | 15.2012 | 15.2011 | 15.2009 | 15.2005 | 15.2001 | 15.1985 | 15.1967 | 15.1947 | 15.1926 | 15.1852 | 15.1463 | 15.0724 | 14.8585 | 14.854 | 14.8538 | 14.8537 | 14.8535 | 14.8531 | 14.8528 | 14.8511 | 14.8493 | 14.8473 | 14.8452 | 14.8397 | 14.8097 | 14.7441 | 13.6312 | 13.623 | 13.6189 | 13.6134 | 13.6013 | 13.5783 | 13.5554 | 13.5265 | 13.4968 | 13.467 | 13.4372 | 13.2978 | 13.1476 | 12.971
IVER 132KV | DENHAM | GRASSINGHAM ROAD | MINIMUM HEADROOM | TQ 00165 90988 | NO | NO | 7.5347 | 12.0399 | 11.9388 | 11.9032 | 11.8542 | 11.7963 | 11.7311 | 11.6565 | 11.5985 | 11.5389 | 11.4771 | 11.4129 | 10.5751 | 9.2968 | 7.5123 | 11.3451 | 11.2441 | 11.2085 | 11.1594 | 11.1015 | 11.0364 | 10.9617 | 10.9038 | 10.8442 | 10.7824 | 10.7054 | 9.5004 | 8.093 | 6.2011 | 11.7872 | 11.6862 | 11.6506 | 11.6015 | 11.5437 | 11.4785 | 11.4038 | 11.3459 | 11.1872 | 10.9584 | 10.7306 | 9.5769 | 8.1624 | 6.2614
|  | GRASSINGHAM ROAD | CT |  |  |  |  | 12.0399 | 11.9952 | 11.9604 | 11.9142 | 11.8581 | 11.7932 | 11.7175 | 11.664 | 11.6079 | 11.551 | 11.4926 | 10.6949 | 9.46 | 7.9359 | 11.3451 | 11.3004 | 11.2656 | 11.2195 | 11.1634 | 11.0985 | 11.0228 | 10.9693 | 10.9132 | 10.8563 | 10.7978 | 9.6252 | 8.261 | 6.6303 | 11.7872 | 11.7425 | 11.7077 | 11.6616 | 11.6055 | 11.5406 | 11.4649 | 11.4114 | 11.2688 | 11.0458 | 10.8254 | 9.7003 | 8.3309 | 6.6911
|  | GRASSINGHAM ROAD | LW |  |  |  |  | 12.0417 | 11.9388 | 11.9032 | 11.8542 | 11.7963 | 11.7311 | 11.6565 | 11.5985 | 11.5389 | 11.4771 | 11.4129 | 10.5751 | 9.2968 | 7.5123 | 11.3469 | 11.2441 | 11.2085 | 11.1594 | 11.1015 | 11.0364 | 10.9617 | 10.9038 | 10.8442 | 10.7824 | 10.7054 | 9.5004 | 8.093 | 6.2011 | 11.789 | 11.6862 | 11.6506 | 11.6015 | 11.5437 | 11.4785 | 11.4038 | 11.3459 | 11.1872 | 10.9584 | 10.7306 | 9.5769 | 8.1624 | 6.2614
|  | GRASSINGHAM ROAD | ST |  |  |  |  | 12.0442 | 12.0442 | 12.0442 | 12.0442 | 12.0442 | 12.0442 | 12.0442 | 12.0442 | 12.0442 | 12.0442 | 12.0442 | 12.0408 | 12.0361 | 11.6557 | 11.3495 | 11.3495 | 11.3495 | 11.3495 | 11.3495 | 11.3495 | 11.3495 | 11.3495 | 11.3495 | 11.3495 | 11.3495 | 11.3461 | 11.084 | 10.6027 | 11.7916 | 11.7916 | 11.7916 | 11.7916 | 11.7916 | 11.7916 | 11.7916 | 11.7916 | 11.7916 | 11.7916 | 11.7916 | 11.6026 | 11.1245 | 10.6728
|  | GRASSINGHAM ROAD | FS |  |  |  |  | 12.0427 | 12.0287 | 12.0284 | 12.028 | 12.0273 | 12.0261 | 12.025 | 12.0199 | 12.0143 | 12.0081 | 12.0015 | 11.9844 | 11.8912 | 11.6874 | 11.348 | 11.334 | 11.3336 | 11.3332 | 11.3325 | 11.3314 | 11.3302 | 11.3251 | 11.3195 | 11.3134 | 11.3068 | 11.2897 | 11.1965 | 10.9927 | 11.7901 | 11.7761 | 11.7757 | 11.7753 | 11.7746 | 11.7735 | 11.7723 | 11.7672 | 11.7616 | 11.7555 | 11.7489 | 11.7318 | 11.5843 | 11.0284
BRAMLEY (FLEE) | BURGHFIELD MAIN | GREEN PARK | MINIMUM HEADROOM | SU 69581 69994 | NO | YES | 0.42737 | 41.0493 | 41.0474 | 41.0453 | 41.0428 | 41.0398 | 41.0364 | 41.0325 | 41.0288 | 41.0252 | 41.0216 | 41.018 | 41.0032 | 40.9887 | 40.9721 | 41.0305 | 41.0302 | 41.0301 | 41.03 | 41.0298 | 41.0296 | 41.0294 | 41.0141 | 40.9961 | 40.9788 | 40.9612 | 40.8903 | 40.7277 | 40.5535 | 41.0095 | 41.0092 | 41.0091 | 41.0089 | 41.0087 | 41.0085 | 41.0083 | 41.0081 | 41.0079 | 41.0077 | 41.0075 | 41.0063 | 41.0042 | 41.0001
|  | GREEN PARK | CT |  |  |  |  | 41.0496 | 41.0482 | 41.0465 | 41.0443 | 41.0417 | 41.0386 | 41.035 | 41.0312 | 41.0274 | 41.024 | 41.0206 | 41.007 | 40.9944 | 40.9806 | 41.0305 | 41.0304 | 41.0303 | 41.0302 | 41.03 | 41.0299 | 41.0297 | 41.025 | 41.0063 | 40.9894 | 40.9728 | 40.9075 | 40.7942 | 40.6445 | 41.0095 | 41.0094 | 41.0093 | 41.0091 | 41.009 | 41.0088 | 41.0086 | 41.0085 | 41.0083 | 41.0081 | 41.008 | 41.0069 | 41.005 | 41.002
|  | GREEN PARK | LW |  |  |  |  | 41.0493 | 41.0474 | 41.0453 | 41.0428 | 41.0398 | 41.0364 | 41.0325 | 41.0288 | 41.0252 | 41.0216 | 41.018 | 41.0032 | 40.9887 | 40.9721 | 41.0305 | 41.0302 | 41.0301 | 41.03 | 41.0298 | 41.0296 | 41.0294 | 41.0141 | 40.9961 | 40.9788 | 40.9612 | 40.8903 | 40.7277 | 40.5535 | 41.0095 | 41.0092 | 41.0091 | 41.0089 | 41.0087 | 41.0085 | 41.0083 | 41.0081 | 41.0079 | 41.0077 | 41.0075 | 41.0063 | 41.0042 | 41.0001
|  | GREEN PARK | ST |  |  |  |  | 41.05 | 41.049 | 41.048 | 41.0467 | 41.0453 | 41.0437 | 41.042 | 41.0401 | 41.0383 | 41.0365 | 41.0348 | 41.0274 | 41.021 | 41.0145 | 41.0305 | 41.0305 | 41.0305 | 41.0305 | 41.0305 | 41.0305 | 41.0305 | 41.0305 | 41.0305 | 41.0305 | 41.0305 | 41.0013 | 40.9686 | 40.9349 | 41.0095 | 41.0095 | 41.0095 | 41.0095 | 41.0095 | 41.0095 | 41.0095 | 41.0095 | 41.0095 | 41.0095 | 41.0095 | 41.0095 | 41.0095 | 41.0095
|  | GREEN PARK | FS |  |  |  |  | 41.0506 | 41.05 | 41.0495 | 41.049 | 41.0484 | 41.0479 | 41.0473 | 41.0467 | 41.0461 | 41.0454 | 41.0448 | 41.0418 | 41.039 | 41.0356 | 41.0305 | 41.0305 | 41.0305 | 41.0305 | 41.0305 | 41.0305 | 41.0305 | 41.0304 | 41.0304 | 41.0304 | 41.0304 | 41.0303 | 41.03 | 41.0292 | 41.0095 | 41.0094 | 41.0094 | 41.0094 | 41.0094 | 41.0094 | 41.0094 | 41.0094 | 41.0094 | 41.0093 | 41.0093 | 41.0093 | 41.0089 | 41.0081
WILLESDEN GSP |  | GREENFORD | MINIMUM HEADROOM | TQ 14695 83785 | NO | NO | 1.2358 | 51.9979 | 51.8224 | 51.7629 | 51.6805 | 51.583 | 51.4697 | 51.3381 | 51.235 | 51.1263 | 51.0138 | 50.8953 | 50.1518 | 48.9205 | 46.1524 | 51.9795 | 51.7926 | 51.7205 | 51.6186 | 51.5004 | 51.366 | 51.2117 | 51.0854 | 50.9539 | 50.8191 | 50.6783 | 47.7342 | 44.211 | 39.4789 | 53.2481 | 53.0579 | 52.9817 | 52.8738 | 52.7492 | 52.6082 | 52.4469 | 52.2301 | 51.6056 | 50.9896 | 50.3673 | 47.3242 | 43.8 | 39.075
|  | GREENFORD | CT |  |  |  |  | 51.9984 | 51.9349 | 51.8861 | 51.8206 | 51.7404 | 51.6435 | 51.5281 | 51.4459 | 51.3576 | 51.2667 | 51.1716 | 50.5486 | 49.4729 | 47.7421 | 51.9805 | 51.907 | 51.8467 | 51.7628 | 51.663 | 51.5458 | 51.4085 | 51.3028 | 51.1914 | 51.0783 | 50.9617 | 48.3611 | 45.1166 | 41.1885 | 53.2493 | 53.1728 | 53.1089 | 53.0193 | 52.9135 | 52.7899 | 52.6459 | 52.5329 | 51.9763 | 51.3864 | 50.8039 | 47.9551 | 44.7046 | 40.7832
|  | GREENFORD | LW |  |  |  |  | 51.9982 | 51.8224 | 51.7629 | 51.6805 | 51.583 | 51.4697 | 51.3381 | 51.235 | 51.1263 | 51.0138 | 50.8953 | 50.1518 | 48.9205 | 46.1524 | 51.9795 | 51.7926 | 51.7205 | 51.6186 | 51.5004 | 51.366 | 51.2117 | 51.0854 | 50.9539 | 50.8191 | 50.6783 | 47.7342 | 44.211 | 39.4789 | 53.2481 | 53.0579 | 52.9817 | 52.8738 | 52.7492 | 52.6082 | 52.4469 | 52.2301 | 51.6056 | 50.9896 | 50.3673 | 47.3242 | 43.8 | 39.075
|  | GREENFORD | ST |  |  |  |  | 52.0011 | 52.0011 | 52.0011 | 52.0011 | 52.0011 | 52.0011 | 52.0011 | 52.0011 | 52.0011 | 52.0011 | 52.0011 | 52.0011 | 52.0011 | 52.0011 | 51.9945 | 51.9909 | 51.9869 | 51.9749 | 51.9624 | 51.9497 | 51.9367 | 51.9224 | 51.9081 | 51.8944 | 51.881 | 51.818 | 51.2721 | 49.945 | 53.2668 | 53.2622 | 53.2569 | 53.2412 | 53.2248 | 53.2083 | 53.1912 | 53.1724 | 53.1538 | 53.1358 | 53.1182 | 52.2394 | 50.8916 | 49.5413
|  | GREENFORD | FS |  |  |  |  | 51.9979 | 51.968 | 51.9673 | 51.9664 | 51.965 | 51.9625 | 51.9601 | 51.9492 | 51.9373 | 51.9243 | 51.9101 | 51.8737 | 51.6682 | 51.2075 | 51.9928 | 51.9609 | 51.958 | 51.9544 | 51.9484 | 51.9384 | 51.9284 | 51.9091 | 51.8887 | 51.8672 | 51.8445 | 51.767 | 51.5217 | 51.0209 | 53.2657 | 53.2331 | 53.2295 | 53.225 | 53.2176 | 53.2053 | 53.193 | 53.1711 | 53.1481 | 53.1239 | 53.0986 | 53.0083 | 52.7326 | 51.3662
LOVEDEAN GSP | PORTSMOUTH BSP | GREETHAM STREET | MINIMUM HEADROOM | SU 64445 00178 | NO | NO | 0.14632 | 34.4846 | 34.4501 | 34.4384 | 34.4221 | 34.4029 | 34.38 | 34.3532 | 34.3318 | 34.309 | 34.285 | 34.2596 | 33.4149 | 32.3339 | 30.9497 | 33.8635 | 33.829 | 33.8173 | 33.8011 | 33.7819 | 33.759 | 33.7321 | 33.7108 | 33.6879 | 33.664 | 33.4694 | 32.3596 | 31.1381 | 29.6107 | 34.4109 | 34.3764 | 34.3647 | 34.3485 | 34.3292 | 34.3064 | 34.2795 | 34.2582 | 34.1012 | 33.8683 | 33.6317 | 32.5237 | 31.3041 | 29.7785
|  | GREETHAM STREET | CT |  |  |  |  | 34.4848 | 34.475 | 34.4674 | 34.4571 | 34.4447 | 34.4287 | 34.4093 | 34.3951 | 34.3793 | 34.3626 | 34.3449 | 33.6498 | 32.68 | 31.5406 | 33.8638 | 33.8539 | 33.8463 | 33.8361 | 33.8236 | 33.8077 | 33.7882 | 33.7741 | 33.7582 | 33.7416 | 33.6404 | 32.6135 | 31.5133 | 30.2402 | 34.4112 | 34.4013 | 34.3937 | 34.3835 | 34.371 | 34.355 | 34.3356 | 34.3215 | 34.2471 | 34.0233 | 33.8026 | 32.7774 | 31.6789 | 30.4074
|  | GREETHAM STREET | LW |  |  |  |  | 34.4847 | 34.4501 | 34.4384 | 34.4221 | 34.4029 | 34.38 | 34.3532 | 34.3318 | 34.309 | 34.285 | 34.2596 | 33.4149 | 32.3339 | 30.9497 | 33.8636 | 33.829 | 33.8173 | 33.8011 | 33.7819 | 33.759 | 33.7321 | 33.7108 | 33.6879 | 33.664 | 33.4694 | 32.3596 | 31.1381 | 29.6107 | 34.411 | 34.3764 | 34.3647 | 34.3485 | 34.3292 | 34.3064 | 34.2795 | 34.2582 | 34.1012 | 33.8683 | 33.6317 | 32.5237 | 31.3041 | 29.7785
|  | GREETHAM STREET | ST |  |  |  |  | 34.4853 | 34.4853 | 34.4853 | 34.4853 | 34.4853 | 34.4853 | 34.4853 | 34.4853 | 34.4853 | 34.4853 | 34.4853 | 34.4853 | 34.4091 | 33.934 | 33.8642 | 33.8642 | 33.8642 | 33.8642 | 33.8642 | 33.8642 | 33.8642 | 33.8642 | 33.8642 | 33.8642 | 33.8642 | 33.8642 | 33.4603 | 32.9013 | 34.4116 | 34.4116 | 34.4116 | 34.4116 | 34.4116 | 34.4116 | 34.4116 | 34.4116 | 34.4116 | 34.4116 | 34.4116 | 34.1684 | 33.6231 | 33.0651
|  | GREETHAM STREET | FS |  |  |  |  | 34.4846 | 34.4778 | 34.4776 | 34.4774 | 34.4771 | 34.4765 | 34.476 | 34.4735 | 34.4708 | 34.4679 | 34.4647 | 34.4564 | 34.4087 | 34.3001 | 33.8635 | 33.8567 | 33.8566 | 33.8564 | 33.856 | 33.8555 | 33.8549 | 33.8525 | 33.8498 | 33.8468 | 33.8436 | 33.8354 | 33.7877 | 33.6791 | 34.4109 | 34.4041 | 34.4039 | 34.4037 | 34.4034 | 34.4028 | 34.4023 | 34.3998 | 34.3971 | 34.3942 | 34.391 | 34.3827 | 34.335 | 34.1152
COWLEY GSP | DRAYTON BSP | GROVE | MINIMUM HEADROOM | SU 39515 89611 | NO | NO | 0.17579 | 17.0017 | 16.918 | 16.8897 | 16.8504 | 16.804 | 16.7512 | 16.6904 | 16.6432 | 16.5628 | 16.4777 | 16.3902 | 14.5389 | 12.3408 | 9.6951 | 15.4783 | 15.3826 | 15.3401 | 15.044 | 14.5616 | 14.0325 | 13.4396 | 12.865 | 12.2977 | 11.7474 | 11.193 | 8.7578 | 6.2644 | 3.326 | 17.1701 | 17.0864 | 17.0219 | 16.5846 | 16.1002 | 15.5812 | 15.0021 | 14.4412 | 13.8874 | 13.35 | 12.8087 | 10.4284 | 7.9867 | 5.0996
|  | GROVE | CT |  |  |  |  | 17.0017 | 16.9663 | 16.9392 | 16.9026 | 16.858 | 16.8057 | 16.7442 | 16.7011 | 16.6399 | 16.5596 | 16.479 | 14.936 | 12.9297 | 10.6622 | 15.4795 | 15.4341 | 15.3947 | 15.2384 | 14.794 | 14.3019 | 13.7366 | 13.155 | 12.5798 | 12.0402 | 11.5165 | 9.215 | 6.9349 | 4.4018 | 17.1701 | 17.1348 | 17.1076 | 16.7796 | 16.3334 | 15.8451 | 15.2928 | 14.7252 | 14.1638 | 13.637 | 13.1256 | 10.8762 | 8.6429 | 6.1563
|  | GROVE | LW |  |  |  |  | 17.0018 | 16.918 | 16.8897 | 16.8504 | 16.804 | 16.7512 | 16.6904 | 16.6432 | 16.5628 | 16.4777 | 16.3902 | 14.5389 | 12.3408 | 9.6951 | 15.4783 | 15.3826 | 15.3401 | 15.044 | 14.5616 | 14.0325 | 13.4396 | 12.865 | 12.2977 | 11.7474 | 11.193 | 8.7578 | 6.2644 | 3.326 | 17.1702 | 17.0864 | 17.0219 | 16.5846 | 16.1002 | 15.5812 | 15.0021 | 14.4412 | 13.8874 | 13.35 | 12.8087 | 10.4284 | 7.9867 | 5.0996
|  | GROVE | ST |  |  |  |  | 17.0032 | 17.0032 | 17.0032 | 17.0032 | 17.0032 | 17.0032 | 17.0032 | 17.0032 | 17.0032 | 17.0032 | 17.0032 | 16.9711 | 16.894 | 16.1061 | 15.4889 | 15.4836 | 15.4776 | 15.4664 | 15.4544 | 15.3557 | 15.0869 | 14.793 | 14.4948 | 14.2104 | 13.934 | 12.6996 | 11.5974 | 10.4991 | 17.1716 | 17.1716 | 17.1716 | 17.1716 | 17.152 | 16.897 | 16.6269 | 16.3318 | 16.0381 | 15.7611 | 15.4918 | 14.2894 | 13.2158 | 12.146
|  | GROVE | FS |  |  |  |  | 17.0018 | 16.9893 | 16.989 | 16.9887 | 16.9881 | 16.987 | 16.986 | 16.9815 | 16.9765 | 16.971 | 16.9651 | 16.9499 | 16.8661 | 16.6818 | 15.4912 | 15.4758 | 15.4725 | 15.4687 | 15.4636 | 15.4566 | 15.4497 | 15.4387 | 15.4271 | 15.415 | 15.2873 | 14.6157 | 13.9361 | 13.1467 | 17.1703 | 17.1578 | 17.1575 | 17.1571 | 17.1565 | 17.1555 | 17.1544 | 17.1499 | 17.1126 | 16.971 | 16.8284 | 16.1544 | 15.4903 | 14.7166
MANNINGTON GSP | SHAFTESBURY BSP | GUSSAGE ST MICHAEL | MINIMUM HEADROOM | ST 98638 11417 | YES | YES | 0 | 3.3471 | 3.3381 | 3.3319 | 3.323 | 3.3132 | 3.3032 | 3.2922 | 3.2825 | 3.2727 | 3.263 | 3.2532 | 3.2023 | 3.1425 | 3.0577 | 3.1234 | 3.1133 | 3.106 | 3.0955 | 3.0838 | 3.0721 | 3.0593 | 3.0478 | 3.0363 | 3.0249 | 3.0135 | 2.9544 | 2.8869 | 2.7949 | 2.9861 | 2.9759 | 2.9684 | 2.9576 | 2.9456 | 2.9337 | 2.9205 | 2.9088 | 2.897 | 2.8853 | 2.8736 | 2.8133 | 2.7445 | 2.6513
|  | GUSSAGE ST MICHAEL | CT |  |  |  |  | 3.3471 | 3.3415 | 3.3354 | 3.3268 | 3.3178 | 3.3079 | 3.2978 | 3.2876 | 3.2775 | 3.268 | 3.2586 | 3.2109 | 3.1539 | 3.0826 | 3.1234 | 3.1169 | 3.1097 | 3.0994 | 3.0888 | 3.0772 | 3.0654 | 3.0533 | 3.0412 | 3.0301 | 3.019 | 2.9635 | 2.8991 | 2.8204 | 2.9861 | 2.9795 | 2.9721 | 2.9615 | 2.9507 | 2.9388 | 2.9267 | 2.9143 | 2.9019 | 2.8906 | 2.8792 | 2.8224 | 2.7568 | 2.6769
|  | GUSSAGE ST MICHAEL | LW |  |  |  |  | 3.3471 | 3.3381 | 3.3319 | 3.323 | 3.3132 | 3.3032 | 3.2922 | 3.2825 | 3.2727 | 3.263 | 3.2532 | 3.2023 | 3.1425 | 3.0577 | 3.1234 | 3.1133 | 3.106 | 3.0955 | 3.0838 | 3.0721 | 3.0593 | 3.0478 | 3.0363 | 3.0249 | 3.0135 | 2.9544 | 2.8869 | 2.7949 | 2.9861 | 2.9759 | 2.9684 | 2.9576 | 2.9456 | 2.9337 | 2.9205 | 2.9088 | 2.897 | 2.8853 | 2.8736 | 2.8133 | 2.7445 | 2.6513
|  | GUSSAGE ST MICHAEL | ST |  |  |  |  | 3.3519 | 3.3511 | 3.3502 | 3.3457 | 3.3412 | 3.3362 | 3.3312 | 3.3261 | 3.321 | 3.316 | 3.3111 | 3.2896 | 3.2702 | 3.2515 | 3.1294 | 3.1283 | 3.1273 | 3.1217 | 3.1161 | 3.1098 | 3.1037 | 3.0972 | 3.0909 | 3.0847 | 3.0786 | 3.0519 | 3.0278 | 3.0045 | 2.9924 | 2.9912 | 2.9901 | 2.9843 | 2.9786 | 2.9721 | 2.9658 | 2.9591 | 2.9526 | 2.9462 | 2.9399 | 2.9123 | 2.8875 | 2.8635
|  | GUSSAGE ST MICHAEL | FS |  |  |  |  | 3.3535 | 3.3527 | 3.3518 | 3.3508 | 3.3491 | 3.3456 | 3.342 | 3.338 | 3.3339 | 3.3298 | 3.3257 | 3.3064 | 3.2874 | 3.2605 | 3.1315 | 3.1306 | 3.1295 | 3.1282 | 3.1261 | 3.1217 | 3.1173 | 3.1124 | 3.1074 | 3.1024 | 3.0974 | 3.0735 | 3.0511 | 3.0202 | 2.9944 | 2.9936 | 2.9925 | 2.9911 | 2.989 | 2.9844 | 2.9799 | 2.9748 | 2.9696 | 2.9645 | 2.9593 | 2.9347 | 2.9118 | 2.8802
BOTLEY WOOD GSP | NETLEY COMMON BSP | HAMBLE | MINIMUM HEADROOM | SU 47370 08794 | NO | NO | 0.56947 | 35.4707 | 35.4078 | 35.3862 | 35.3563 | 35.3209 | 35.2804 | 35.2337 | 35.1973 | 35.1595 | 35.1206 | 35.0798 | 34.8277 | 34.3282 | 32.9728 | 35.0075 | 34.9446 | 34.923 | 34.8931 | 34.8577 | 34.8172 | 34.7705 | 34.7342 | 34.6963 | 34.6574 | 34.6167 | 34.3646 | 33.8475 | 32.3998 | 36.9023 | 36.8393 | 36.8178 | 36.7878 | 36.7524 | 36.712 | 36.6653 | 36.6289 | 36.5911 | 36.5521 | 36.5114 | 35.9134 | 34.8166 | 33.357
|  | HAMBLE | CT |  |  |  |  | 35.4707 | 35.4448 | 35.4249 | 35.3982 | 35.3646 | 35.3252 | 35.2789 | 35.246 | 35.2114 | 35.1762 | 35.1398 | 34.9105 | 34.4913 | 33.3468 | 35.0075 | 34.9817 | 34.9618 | 34.935 | 34.9015 | 34.8621 | 34.8157 | 34.7828 | 34.7483 | 34.713 | 34.6766 | 34.4474 | 34.0224 | 32.7849 | 36.9023 | 36.8764 | 36.8565 | 36.8298 | 36.7962 | 36.7568 | 36.7104 | 36.6775 | 36.643 | 36.6078 | 36.5713 | 36.0391 | 34.9926 | 33.7436
|  | HAMBLE | LW |  |  |  |  | 35.4716 | 35.4078 | 35.3862 | 35.3563 | 35.3209 | 35.2804 | 35.2337 | 35.1973 | 35.1595 | 35.1206 | 35.0798 | 34.8277 | 34.3282 | 32.9728 | 35.0084 | 34.9446 | 34.923 | 34.8931 | 34.8577 | 34.8172 | 34.7705 | 34.7342 | 34.6963 | 34.6574 | 34.6167 | 34.3646 | 33.8475 | 32.3998 | 36.9032 | 36.8393 | 36.8178 | 36.7878 | 36.7524 | 36.712 | 36.6653 | 36.6289 | 36.5911 | 36.5521 | 36.5114 | 35.9134 | 34.8166 | 33.357
|  | HAMBLE | ST |  |  |  |  | 35.4726 | 35.4726 | 35.4726 | 35.4726 | 35.4726 | 35.4726 | 35.4726 | 35.4726 | 35.4726 | 35.4726 | 35.4726 | 35.4726 | 35.4726 | 35.4726 | 35.0095 | 35.0095 | 35.0095 | 35.0095 | 35.0095 | 35.0095 | 35.0095 | 35.0095 | 35.0095 | 35.0095 | 35.0095 | 35.0095 | 35.0095 | 35.0095 | 36.9042 | 36.9042 | 36.9042 | 36.9042 | 36.9042 | 36.9042 | 36.9042 | 36.9042 | 36.9042 | 36.9042 | 36.9042 | 36.9042 | 36.9042 | 36.6248
|  | HAMBLE | FS |  |  |  |  | 35.4716 | 35.4617 | 35.4615 | 35.4612 | 35.4607 | 35.4599 | 35.4591 | 35.4555 | 35.4515 | 35.4472 | 35.4425 | 35.4305 | 35.3638 | 35.216 | 35.0084 | 34.9985 | 34.9983 | 34.998 | 34.9975 | 34.9967 | 34.9959 | 34.9923 | 34.9884 | 34.9841 | 34.9794 | 34.9674 | 34.9006 | 34.7529 | 36.9032 | 36.8933 | 36.8931 | 36.8928 | 36.8923 | 36.8915 | 36.8907 | 36.8871 | 36.8831 | 36.8788 | 36.8741 | 36.8621 | 36.7953 | 36.6476
MANNINGTON GSP | POOLE PS (HAMWORTHY) | HAMWORTHY | MINIMUM HEADROOM | SZ 00104 90800 | NO | NO | 0.96737 | 26.2571 | 26.1521 | 26.1166 | 26.0673 | 26.0091 | 25.9415 | 25.863 | 25.8016 | 25.737 | 25.67 | 25.5997 | 25.1592 | 24.432 | 23.0038 | 26.2571 | 26.1521 | 26.1166 | 26.0673 | 26.0091 | 25.9415 | 25.863 | 25.8016 | 25.737 | 25.67 | 25.5997 | 24.5074 | 22.8464 | 20.4848 | 26.7518 | 26.6469 | 26.6113 | 26.5621 | 26.5038 | 26.4363 | 26.3578 | 26.2963 | 26.2317 | 26.1648 | 26.0944 | 25.654 | 24.1647 | 21.8686
|  | HAMWORTHY | CT |  |  |  |  | 26.2573 | 26.2189 | 26.1893 | 26.1496 | 26.101 | 26.0425 | 25.9728 | 25.9233 | 25.8702 | 25.8156 | 25.7586 | 25.3864 | 24.7458 | 23.7156 | 26.2573 | 26.2189 | 26.1893 | 26.1496 | 26.101 | 26.0425 | 25.9728 | 25.9233 | 25.8702 | 25.8156 | 25.7586 | 24.7561 | 23.1933 | 21.2372 | 26.7521 | 26.7136 | 26.684 | 26.6443 | 26.5957 | 26.5372 | 26.4676 | 26.418 | 26.365 | 26.3103 | 26.2533 | 25.8812 | 24.5092 | 22.6181
|  | HAMWORTHY | LW |  |  |  |  | 26.2572 | 26.1521 | 26.1166 | 26.0673 | 26.0091 | 25.9415 | 25.863 | 25.8016 | 25.737 | 25.67 | 25.5997 | 25.1592 | 24.432 | 23.0038 | 26.2572 | 26.1521 | 26.1166 | 26.0673 | 26.0091 | 25.9415 | 25.863 | 25.8016 | 25.737 | 25.67 | 25.5997 | 24.5074 | 22.8464 | 20.4848 | 26.752 | 26.6469 | 26.6113 | 26.5621 | 26.5038 | 26.4363 | 26.3578 | 26.2963 | 26.2317 | 26.1648 | 26.0944 | 25.654 | 24.1647 | 21.8686
|  | HAMWORTHY | ST |  |  |  |  | 26.2589 | 26.2589 | 26.2589 | 26.2589 | 26.2589 | 26.2589 | 26.2589 | 26.2589 | 26.2589 | 26.2589 | 26.2589 | 26.2589 | 26.2589 | 26.2589 | 26.2589 | 26.2589 | 26.2589 | 26.2589 | 26.2589 | 26.2589 | 26.2589 | 26.2589 | 26.2589 | 26.2589 | 26.2589 | 26.2589 | 26.1204 | 25.5459 | 26.7537 | 26.7537 | 26.7537 | 26.7537 | 26.7537 | 26.7537 | 26.7537 | 26.7537 | 26.7537 | 26.7537 | 26.7537 | 26.7537 | 26.7537 | 26.7537
|  | HAMWORTHY | FS |  |  |  |  | 26.2571 | 26.2394 | 26.239 | 26.2385 | 26.2376 | 26.2361 | 26.2347 | 26.2283 | 26.2212 | 26.2135 | 26.2051 | 26.1836 | 26.0622 | 25.7905 | 26.2571 | 26.2394 | 26.239 | 26.2385 | 26.2376 | 26.2361 | 26.2347 | 26.2283 | 26.2212 | 26.2135 | 26.2051 | 26.1836 | 26.0622 | 25.7905 | 26.7518 | 26.7341 | 26.7337 | 26.7332 | 26.7323 | 26.7309 | 26.7294 | 26.723 | 26.716 | 26.7082 | 26.6999 | 26.6784 | 26.5569 | 26.2852
IVER 132KV | DENHAM | HAREFIELD | MINIMUM HEADROOM | TQ 04001 91227 | NO | NO | 0.04 | 16.0285 | 16.0011 | 15.9918 | 15.979 | 15.9638 | 15.9463 | 15.926 | 15.9102 | 15.8937 | 15.8766 | 15.8587 | 15.7479 | 15.5674 | 15.2112 | 15.6074 | 15.58 | 15.5708 | 15.5579 | 15.5427 | 15.5252 | 15.505 | 15.4892 | 15.4726 | 15.4555 | 15.4376 | 15.1865 | 14.6941 | 14.0295 | 15.9022 | 15.8748 | 15.8655 | 15.8527 | 15.8375 | 15.82 | 15.7997 | 15.7611 | 15.6809 | 15.6016 | 15.522 | 15.1249 | 14.6559 | 14.0144
|  | HAREFIELD | CT |  |  |  |  | 16.0285 | 16.0179 | 16.0098 | 15.9989 | 15.9855 | 15.9696 | 15.9508 | 15.9374 | 15.9233 | 15.9088 | 15.8937 | 15.7928 | 15.6262 | 15.3634 | 15.6075 | 15.5969 | 15.5888 | 15.5778 | 15.5645 | 15.5486 | 15.5297 | 15.5164 | 15.5023 | 15.4878 | 15.4727 | 15.2555 | 14.7892 | 14.2279 | 15.9022 | 15.8916 | 15.8835 | 15.8726 | 15.8592 | 15.8433 | 15.8245 | 15.8018 | 15.7232 | 15.6473 | 15.5723 | 15.1921 | 14.7482 | 14.2093
|  | HAREFIELD | LW |  |  |  |  | 16.0285 | 16.0011 | 15.9918 | 15.979 | 15.9638 | 15.9463 | 15.926 | 15.9102 | 15.8937 | 15.8766 | 15.8587 | 15.7479 | 15.5674 | 15.2112 | 15.6074 | 15.58 | 15.5708 | 15.5579 | 15.5427 | 15.5252 | 15.505 | 15.4892 | 15.4726 | 15.4555 | 15.4376 | 15.1865 | 14.6941 | 14.0295 | 15.9022 | 15.8748 | 15.8655 | 15.8527 | 15.8375 | 15.82 | 15.7997 | 15.7611 | 15.6809 | 15.6016 | 15.522 | 15.1249 | 14.6559 | 14.0144
|  | HAREFIELD | ST |  |  |  |  | 16.0289 | 16.0289 | 16.0289 | 16.0289 | 16.0289 | 16.0289 | 16.0289 | 16.0289 | 16.0289 | 16.0289 | 16.0289 | 16.0289 | 16.0289 | 16.0289 | 15.6079 | 15.6079 | 15.6079 | 15.6079 | 15.6079 | 15.6079 | 15.6079 | 15.6079 | 15.6079 | 15.6079 | 15.6079 | 15.6079 | 15.6079 | 15.5102 | 15.9026 | 15.9026 | 15.9026 | 15.9026 | 15.9026 | 15.9026 | 15.9026 | 15.9026 | 15.9026 | 15.9026 | 15.9026 | 15.7843 | 15.6139 | 15.4454
|  | HAREFIELD | FS |  |  |  |  | 16.0285 | 16.0241 | 16.024 | 16.0238 | 16.0236 | 16.0232 | 16.0229 | 16.0213 | 16.0195 | 16.0176 | 16.0155 | 16.0101 | 15.98 | 15.9129 | 15.6074 | 15.603 | 15.6029 | 15.6028 | 15.6026 | 15.6022 | 15.6018 | 15.6002 | 15.5985 | 15.5965 | 15.5944 | 15.5891 | 15.5589 | 15.4919 | 15.9022 | 15.8977 | 15.8976 | 15.8975 | 15.8973 | 15.8969 | 15.8966 | 15.895 | 15.8932 | 15.8913 | 15.8892 | 15.8838 | 15.809 | 15.6201
NURSLING GSP | WINCHESTER | HARESTOCK | MINIMUM HEADROOM | SU 45908 31300 | NO | NO | 0.20211 | 30.1955 | 30.0789 | 30.0341 | 29.972 | 29.8993 | 29.8165 | 29.7219 | 29.6431 | 29.5347 | 29.4247 | 29.3108 | 27.318 | 25.0812 | 22.1973 | 28.5554 | 28.2115 | 27.9135 | 27.481 | 27.013 | 26.5214 | 25.9861 | 25.4691 | 24.9578 | 24.4582 | 23.9563 | 21.643 | 19.1404 | 15.9968 | 29.6165 | 29.4042 | 29.107 | 28.6756 | 28.2089 | 27.7185 | 27.1845 | 26.6689 | 26.1588 | 25.6606 | 25.16 | 22.8522 | 20.3548 | 17.2162
|  | HARESTOCK | CT |  |  |  |  | 30.1955 | 30.1348 | 30.0863 | 30.023 | 29.9475 | 29.8608 | 29.7605 | 29.686 | 29.5845 | 29.4759 | 29.3646 | 27.566 | 25.4419 | 22.9497 | 28.5625 | 28.3103 | 28.0371 | 27.6297 | 27.1846 | 26.7101 | 26.1883 | 25.6645 | 25.1453 | 24.6514 | 24.1673 | 21.9293 | 19.5589 | 16.8261 | 29.6165 | 29.5029 | 29.2304 | 28.8241 | 28.3801 | 27.9067 | 27.3862 | 26.8638 | 26.3459 | 25.8533 | 25.3704 | 23.1376 | 20.7721 | 18.044
|  | HARESTOCK | LW |  |  |  |  | 30.2057 | 30.0789 | 30.0341 | 29.972 | 29.8993 | 29.8165 | 29.7219 | 29.6431 | 29.5347 | 29.4247 | 29.3108 | 27.318 | 25.0812 | 22.1973 | 28.5554 | 28.2115 | 27.9135 | 27.481 | 27.013 | 26.5214 | 25.9861 | 25.4691 | 24.9578 | 24.4582 | 23.9563 | 21.643 | 19.1404 | 15.9968 | 29.6268 | 29.4042 | 29.107 | 28.6756 | 28.2089 | 27.7185 | 27.1845 | 26.6689 | 26.1588 | 25.6606 | 25.16 | 22.8522 | 20.3548 | 17.2162
|  | HARESTOCK | ST |  |  |  |  | 30.2112 | 30.2103 | 30.2095 | 30.2086 | 30.2069 | 30.2053 | 30.2036 | 30.2019 | 30.2002 | 30.1985 | 30.1968 | 30.1492 | 29.9706 | 29.1581 | 28.775 | 28.6958 | 28.6072 | 28.3837 | 28.15 | 27.9129 | 27.6672 | 27.3995 | 27.1357 | 26.8849 | 26.6418 | 25.5477 | 24.5599 | 23.5909 | 29.6322 | 29.6314 | 29.6305 | 29.5763 | 29.3433 | 29.1069 | 28.862 | 28.5951 | 28.332 | 28.0821 | 27.8397 | 26.7488 | 25.764 | 24.7979
|  | HARESTOCK | FS |  |  |  |  | 30.2109 | 30.1929 | 30.1925 | 30.1919 | 30.191 | 30.1896 | 30.1873 | 30.1799 | 30.1718 | 30.1631 | 30.1537 | 30.1275 | 29.9994 | 29.7157 | 28.7794 | 28.7613 | 28.7277 | 28.6726 | 28.5915 | 28.4651 | 28.339 | 28.1927 | 28.0453 | 27.8961 | 27.7458 | 27.0374 | 26.3065 | 25.4452 | 29.632 | 29.6139 | 29.6135 | 29.613 | 29.6121 | 29.6106 | 29.5317 | 29.3858 | 29.2389 | 29.09 | 28.9402 | 28.2339 | 27.5048 | 26.6453
EALING GSP | EALING 22kV | HARVARD LANE | MINIMUM HEADROOM | TQ 20021 78030 | NO | YES | 0.25684 | 34.723 | 34.5431 | 34.4822 | 34.3978 | 85.298 | 85.1854 | 85.0561 | 84.9561 | 84.8532 | 84.7478 | 84.6383 | 83.986 | 82.9678 | 80.0358 | 34.5163 | 34.3264 | 34.2543 | 34.1523 | 85.0343 | 84.9034 | 84.7552 | 84.6358 | 84.514 | 84.3903 | 84.2626 | 82.5497 | 79.7566 | 76.1059 | 34.144 | 33.9642 | 33.9033 | 33.8189 | 84.719 | 84.6064 | 84.4772 | 84.3771 | 84.2742 | 84.1689 | 84.0593 | 82.8847 | 80.097 | 76.4515
|  | HARVARD LANE | CT |  |  |  |  | 34.723 | 34.6498 | 34.5936 | 34.518 | 85.4256 | 85.318 | 85.192 | 85.1037 | 85.0123 | 84.9195 | 84.8241 | 84.2356 | 83.3056 | 81.1425 | 34.5167 | 34.4344 | 34.3678 | 34.2754 | 85.1655 | 85.0403 | 84.8958 | 84.788 | 84.6774 | 84.5664 | 84.4533 | 82.9627 | 80.3422 | 77.2636 | 34.144 | 34.0709 | 34.0146 | 33.9391 | 84.8466 | 84.7391 | 84.613 | 84.5248 | 84.4334 | 84.3406 | 84.2452 | 83.2971 | 80.6818 | 77.6082
|  | HARVARD LANE | LW |  |  |  |  | 34.7231 | 34.5431 | 34.4822 | 34.3978 | 85.298 | 85.1854 | 85.0561 | 84.9561 | 84.8532 | 84.7478 | 84.6383 | 83.986 | 82.9678 | 80.0358 | 34.5163 | 34.3264 | 34.2543 | 34.1523 | 85.0343 | 84.9034 | 84.7552 | 84.6358 | 84.514 | 84.3903 | 84.2626 | 82.5497 | 79.7566 | 76.1059 | 34.1441 | 33.9642 | 33.9033 | 33.8189 | 84.719 | 84.6064 | 84.4772 | 84.3771 | 84.2742 | 84.1689 | 84.0593 | 82.8847 | 80.097 | 76.4515
|  | HARVARD LANE | ST |  |  |  |  | 34.7261 | 34.7261 | 34.7261 | 34.7261 | 85.7261 | 85.7261 | 85.7261 | 85.7261 | 85.7261 | 85.7261 | 85.7261 | 85.7261 | 85.7261 | 85.7261 | 34.5314 | 34.5287 | 34.5258 | 34.5147 | 85.5034 | 85.4922 | 85.4809 | 85.4686 | 85.4565 | 85.445 | 85.4338 | 85.3831 | 85.3371 | 84.8304 | 34.1471 | 34.1471 | 34.1471 | 34.1471 | 85.1471 | 85.1471 | 85.1471 | 85.1471 | 85.1471 | 85.1471 | 85.1471 | 85.1471 | 85.1471 | 85.1471
|  | HARVARD LANE | FS |  |  |  |  | 34.7235 | 34.6993 | 34.6988 | 34.698 | 85.6969 | 85.6949 | 85.6929 | 85.6841 | 85.6745 | 85.6639 | 85.6525 | 85.6231 | 85.4623 | 85.1104 | 34.5314 | 34.5057 | 34.5035 | 34.5007 | 85.4957 | 85.4872 | 85.4786 | 85.4625 | 85.4455 | 85.4275 | 85.4086 | 85.3433 | 85.1502 | 84.7675 | 34.1446 | 34.1204 | 34.1198 | 34.1191 | 85.1179 | 85.1159 | 85.114 | 85.1052 | 85.0955 | 85.085 | 85.0735 | 85.0441 | 84.8833 | 84.5314
COWLEY GSP |  | HARWELL | MINIMUM HEADROOM | SU 47395 86969 | NO | YES | 0.024211 | 19.8004 | 19.7866 | 19.7749 | 19.7578 | 19.7397 | 19.7207 | 19.6999 | 19.6798 | 19.6597 | 19.6396 | 19.6196 | 19.5228 | 19.4174 | 19.2797 | 19.7692 | 19.754 | 19.7405 | 19.7209 | 19.7001 | 19.6784 | 19.6547 | 19.6315 | 19.6084 | 19.5854 | 19.5624 | 19.4523 | 19.3342 | 19.1837 | 19.7699 | 19.7547 | 19.7412 | 19.7216 | 19.7009 | 19.6793 | 19.6556 | 19.6324 | 19.6094 | 19.5865 | 19.5635 | 19.4537 | 19.3359 | 19.1856
|  | HARWELL | CT |  |  |  |  | 19.8012 | 19.7915 | 19.7806 | 19.7645 | 19.7465 | 19.7275 | 19.7075 | 19.6868 | 19.6662 | 19.6464 | 19.6275 | 19.5353 | 19.4341 | 19.3152 | 19.7701 | 19.7591 | 19.7466 | 19.7281 | 19.7074 | 19.6858 | 19.6629 | 19.639 | 19.6153 | 19.5926 | 19.5708 | 19.4659 | 19.3524 | 19.2214 | 19.7708 | 19.7598 | 19.7473 | 19.7288 | 19.7082 | 19.6866 | 19.6638 | 19.64 | 19.6163 | 19.5936 | 19.572 | 19.4673 | 19.3541 | 19.2232
|  | HARWELL | LW |  |  |  |  | 19.8004 | 19.7866 | 19.7749 | 19.7578 | 19.7397 | 19.7207 | 19.6999 | 19.6798 | 19.6597 | 19.6396 | 19.6196 | 19.5228 | 19.4174 | 19.2797 | 19.7692 | 19.754 | 19.7405 | 19.7209 | 19.7001 | 19.6784 | 19.6547 | 19.6315 | 19.6084 | 19.5854 | 19.5624 | 19.4523 | 19.3342 | 19.1837 | 19.7699 | 19.7547 | 19.7412 | 19.7216 | 19.7009 | 19.6793 | 19.6556 | 19.6324 | 19.6094 | 19.5865 | 19.5635 | 19.4537 | 19.3359 | 19.1856
|  | HARWELL | ST |  |  |  |  | 19.8103 | 19.8077 | 19.8044 | 19.7953 | 19.7855 | 19.7759 | 19.7658 | 19.7553 | 19.7449 | 19.7347 | 19.7246 | 19.6805 | 19.64 | 19.6007 | 19.7808 | 19.7778 | 19.7739 | 19.7632 | 19.7516 | 19.7404 | 19.7284 | 19.716 | 19.7038 | 19.6918 | 19.6799 | 19.6279 | 19.5803 | 19.534 | 19.7814 | 19.7784 | 19.7745 | 19.7638 | 19.7523 | 19.7411 | 19.7291 | 19.7168 | 19.7046 | 19.6926 | 19.6808 | 19.629 | 19.5815 | 19.5353
|  | HARWELL | FS |  |  |  |  | 19.8123 | 19.8105 | 19.8095 | 19.8075 | 19.8046 | 19.7993 | 19.7941 | 19.7873 | 19.7806 | 19.7739 | 19.7671 | 19.7363 | 19.7045 | 19.667 | 19.7832 | 19.7813 | 19.7801 | 19.7777 | 19.7743 | 19.7681 | 19.7619 | 19.7541 | 19.7462 | 19.7383 | 19.7304 | 19.6943 | 19.6578 | 19.6159 | 19.7838 | 19.7818 | 19.7807 | 19.7783 | 19.7749 | 19.7687 | 19.7626 | 19.7547 | 19.7469 | 19.739 | 19.7312 | 19.6951 | 19.6588 | 19.6169
BRAMLEY (FLEE) | FERNHURST | HASLEMERE | MINIMUM HEADROOM | SU 89300 31710 | NO | YES | 0.55579 | 25.5352 | 25.4203 | 25.3808 | 25.3261 | 25.2613 | 25.1876 | 25.1017 | 25.0347 | 24.9652 | 24.8939 | 24.8193 | 24.3676 | 23.6477 | 21.667 | 18.6842 | 18.436 | 18.2517 | 17.9541 | 17.6437 | 17.3284 | 16.9962 | 16.6736 | 16.3538 | 16.0373 | 15.7202 | 14.1339 | 12.2859 | 9.8015 | 25.8931 | 25.7782 | 25.7387 | 25.684 | 25.6192 | 25.5455 | 25.4595 | 25.3926 | 25.2645 | 24.9516 | 24.6381 | 23.0685 | 21.2371 | 18.7577
|  | HASLEMERE | CT |  |  |  |  | 25.5352 | 25.4861 | 25.4481 | 25.3973 | 25.3354 | 25.2628 | 25.1775 | 25.1172 | 25.0542 | 24.99 | 24.9228 | 24.5033 | 23.8271 | 22.2725 | 18.6869 | 18.5117 | 18.3352 | 18.0487 | 17.7475 | 17.4369 | 17.1099 | 16.7922 | 16.477 | 16.1694 | 15.8633 | 14.3281 | 12.5535 | 10.4235 | 25.8931 | 25.844 | 25.806 | 25.7552 | 25.6933 | 25.6207 | 25.5354 | 25.4751 | 25.3872 | 25.0832 | 24.7806 | 23.2619 | 21.5034 | 19.381
|  | HASLEMERE | LW |  |  |  |  | 25.537 | 25.4203 | 25.3808 | 25.3261 | 25.2613 | 25.1876 | 25.1017 | 25.0347 | 24.9652 | 24.8939 | 24.8193 | 24.3676 | 23.6477 | 21.667 | 18.6842 | 18.436 | 18.2517 | 17.9541 | 17.6437 | 17.3284 | 16.9962 | 16.6736 | 16.3538 | 16.0373 | 15.7202 | 14.1339 | 12.2859 | 9.8015 | 25.8949 | 25.7782 | 25.7387 | 25.684 | 25.6192 | 25.5455 | 25.4595 | 25.3926 | 25.2645 | 24.9516 | 24.6381 | 23.0685 | 21.2371 | 18.7577
|  | HASLEMERE | ST |  |  |  |  | 25.5389 | 25.5389 | 25.5389 | 25.5389 | 25.5389 | 25.5389 | 25.5389 | 25.5389 | 25.5389 | 25.5389 | 25.5389 | 25.5389 | 25.5389 | 25.5389 | 18.8702 | 18.8431 | 18.812 | 18.6526 | 18.4925 | 18.3354 | 18.1781 | 18.0074 | 17.84 | 17.6785 | 17.5202 | 16.7851 | 16.0933 | 15.4214 | 25.8968 | 25.8968 | 25.8968 | 25.8968 | 25.8968 | 25.8968 | 25.8968 | 25.8968 | 25.8968 | 25.8968 | 25.8968 | 25.6979 | 25.0163 | 24.3543
|  | HASLEMERE | FS |  |  |  |  | 25.5371 | 25.5193 | 25.5189 | 25.5184 | 25.5175 | 25.5161 | 25.5146 | 25.5082 | 25.5011 | 25.4934 | 25.485 | 25.4634 | 25.3441 | 25.0808 | 18.8902 | 18.8558 | 18.8361 | 18.8084 | 18.7549 | 18.6534 | 18.5522 | 18.4317 | 18.311 | 18.1903 | 18.0695 | 17.4969 | 16.8588 | 16.0975 | 25.895 | 25.8772 | 25.8768 | 25.8763 | 25.8754 | 25.874 | 25.8725 | 25.8661 | 25.859 | 25.8513 | 25.8429 | 25.8213 | 25.7019 | 25.0137
BRAMLEY (FLEE) | FERNHURST | HASLINGBOURNE | MINIMUM HEADROOM | SU 98188 20276 | NO | YES | 0.038947 | 12.5077 | 25.1475 | 25.1339 | 25.115 | 25.0927 | 25.0672 | 25.0377 | 25.0148 | 24.991 | 24.964 | 24.8515 | 24.2879 | 23.6187 | 22.7126 | 11.6452 | 22.9089 | 22.833 | 22.7111 | 22.5841 | 22.455 | 22.3186 | 22.1839 | 22.0485 | 21.9145 | 21.7805 | 21.1162 | 20.3547 | 19.3682 | 10.5498 | 22.5896 | 22.576 | 22.5571 | 22.5348 | 22.5093 | 22.4798 | 22.4569 | 22.4331 | 22.4085 | 22.3829 | 22.2264 | 21.6349 | 20.6425
|  | HASLINGBOURNE | CT |  |  |  |  | 12.5077 | 25.1713 | 25.1587 | 25.1418 | 25.1211 | 25.0967 | 25.0679 | 25.0476 | 25.0263 | 25.0046 | 24.9087 | 24.3673 | 23.7311 | 22.9552 | 11.647 | 22.938 | 22.8658 | 22.7494 | 22.6267 | 22.5004 | 22.3673 | 22.2347 | 22.101 | 21.9707 | 21.8416 | 21.2014 | 20.4744 | 19.6201 | 10.5498 | 22.6134 | 22.6008 | 22.5839 | 22.5632 | 22.5388 | 22.51 | 22.4897 | 22.4684 | 22.4467 | 22.4242 | 22.2823 | 21.7551 | 20.895
|  | HASLINGBOURNE | LW |  |  |  |  | 12.5078 | 25.1475 | 25.1339 | 25.115 | 25.0927 | 25.0672 | 25.0377 | 25.0148 | 24.991 | 24.964 | 24.8515 | 24.2879 | 23.6187 | 22.7126 | 11.6452 | 22.9089 | 22.833 | 22.7111 | 22.5841 | 22.455 | 22.3186 | 22.1839 | 22.0485 | 21.9145 | 21.7805 | 21.1162 | 20.3547 | 19.3682 | 10.5499 | 22.5896 | 22.576 | 22.5571 | 22.5348 | 22.5093 | 22.4798 | 22.4569 | 22.4331 | 22.4085 | 22.3829 | 22.2264 | 21.6349 | 20.6425
|  | HASLINGBOURNE | ST |  |  |  |  | 12.5084 | 25.1884 | 25.1884 | 25.1884 | 25.1884 | 25.1884 | 25.1884 | 25.1884 | 25.1884 | 25.1884 | 25.1884 | 25.1884 | 24.9558 | 24.7106 | 11.6768 | 23.0368 | 23.0368 | 22.9841 | 22.9158 | 22.8484 | 22.7803 | 22.7068 | 22.6344 | 22.5639 | 22.4944 | 22.1643 | 21.8494 | 21.5434 | 10.5505 | 22.6305 | 22.6305 | 22.6305 | 22.6305 | 22.6305 | 22.6305 | 22.6305 | 22.6305 | 22.6305 | 22.6305 | 22.6305 | 22.6305 | 22.6305
|  | HASLINGBOURNE | FS |  |  |  |  | 12.5078 | 25.1816 | 25.1814 | 25.1812 | 25.1809 | 25.1804 | 25.1799 | 25.1776 | 25.1752 | 25.1724 | 25.1695 | 25.1619 | 25.12 | 24.9937 | 11.6762 | 23.03 | 23.0298 | 23.0296 | 23.0278 | 22.9859 | 22.9441 | 22.8943 | 22.8444 | 22.7945 | 22.7446 | 22.507 | 22.2453 | 21.9365 | 10.5499 | 22.6237 | 22.6235 | 22.6233 | 22.623 | 22.6225 | 22.622 | 22.6198 | 22.6173 | 22.6146 | 22.6116 | 22.6041 | 22.5621 | 22.4693
MELKSHAM GSP | FROME BSP | HAWKERIDGE | MINIMUM HEADROOM | ST 86422 53026 | NO | YES | 8.0947 | 10.0526 | 10.0494 | 10.0483 | 10.0468 | 10.045 | 10.0429 | 10.0406 | 10.0387 | 10.0368 | 10.0347 | 10.0326 | 10.0194 | 9.8731 | 9.6397 | 9.0591 | 9.0329 | 9.0068 | 8.9639 | 8.9199 | 8.8748 | 8.8277 | 8.7791 | 8.7304 | 8.6827 | 8.6349 | 8.3997 | 8.1515 | 7.883 | 9.8315 | 9.8283 | 9.8272 | 9.8257 | 9.824 | 9.8219 | 9.8195 | 9.8177 | 9.8157 | 9.8137 | 9.8116 | 9.7984 | 9.7768 | 9.7346
|  | HAWKERIDGE | CT |  |  |  |  | 10.0526 | 10.0514 | 10.0504 | 10.0492 | 10.0477 | 10.0458 | 10.0437 | 10.0421 | 10.0405 | 10.0388 | 10.037 | 10.0257 | 9.8933 | 9.6752 | 9.06 | 9.0367 | 9.0117 | 8.97 | 8.9271 | 8.8822 | 8.8363 | 8.788 | 8.7396 | 8.6922 | 8.6448 | 8.4151 | 8.1739 | 7.9213 | 9.8315 | 9.8303 | 9.8294 | 9.8281 | 9.8266 | 9.8248 | 9.8226 | 9.8211 | 9.8194 | 9.8177 | 9.816 | 9.8046 | 9.7854 | 9.7547
|  | HAWKERIDGE | LW |  |  |  |  | 10.0526 | 10.0494 | 10.0483 | 10.0468 | 10.045 | 10.0429 | 10.0406 | 10.0387 | 10.0368 | 10.0347 | 10.0326 | 10.0194 | 9.8731 | 9.6397 | 9.0591 | 9.0329 | 9.0068 | 8.9639 | 8.9199 | 8.8748 | 8.8277 | 8.7791 | 8.7304 | 8.6827 | 8.6349 | 8.3997 | 8.1515 | 7.883 | 9.8315 | 9.8283 | 9.8272 | 9.8257 | 9.824 | 9.8219 | 9.8195 | 9.8177 | 9.8157 | 9.8137 | 9.8116 | 9.7984 | 9.7768 | 9.7346
|  | HAWKERIDGE | ST |  |  |  |  | 10.0526 | 10.0526 | 10.0526 | 10.0526 | 10.0526 | 10.0526 | 10.0526 | 10.0526 | 10.0526 | 10.0526 | 10.0526 | 10.0526 | 10.0526 | 10.0526 | 9.0882 | 9.0816 | 9.0742 | 9.046 | 9.0177 | 8.9887 | 8.9598 | 8.9279 | 8.896 | 8.8651 | 8.8343 | 8.6834 | 8.5347 | 8.3862 | 9.8316 | 9.8316 | 9.8316 | 9.8316 | 9.8316 | 9.8316 | 9.8316 | 9.8316 | 9.8316 | 9.8316 | 9.8316 | 9.8316 | 9.8316 | 9.8316
|  | HAWKERIDGE | FS |  |  |  |  | 10.0526 | 10.052 | 10.052 | 10.052 | 10.052 | 10.052 | 10.0519 | 10.0517 | 10.0515 | 10.0513 | 10.051 | 10.0504 | 10.0468 | 10.0387 | 9.0917 | 9.0865 | 9.0809 | 9.0742 | 9.0633 | 9.0449 | 9.0266 | 9.006 | 8.9853 | 8.9647 | 8.9441 | 8.8418 | 8.7413 | 8.6322 | 9.8315 | 9.831 | 9.831 | 9.831 | 9.8309 | 9.8309 | 9.8309 | 9.8307 | 9.8305 | 9.8302 | 9.83 | 9.8293 | 9.8257 | 9.8177
BRAMLEY (FLEE) | COXMOOR WOOD BSP | HAWLEY | MINIMUM HEADROOM | SU 85973 57691 | NO | YES | 0.13579 | 26.1679 | 26.0756 | 26.0444 | 26.0011 | 25.9499 | 25.8908 | 25.8223 | 25.7687 | 25.7125 | 25.6544 | 25.5935 | 25.2145 | 24.5933 | 22.9295 | 25.41 | 25.3177 | 25.2865 | 25.2432 | 25.192 | 25.1329 | 25.0644 | 25.0108 | 24.9546 | 24.8965 | 24.8356 | 23.9907 | 22.7085 | 20.8405 | 25.7551 | 25.6589 | 25.6235 | 25.5727 | 25.5139 | 25.4475 | 25.3718 | 25.3106 | 25.2469 | 25.1815 | 25.1132 | 24.6037 | 23.3697 | 21.5494
|  | HAWLEY | CT |  |  |  |  | 26.168 | 26.1332 | 26.1063 | 26.0703 | 26.0263 | 25.9736 | 25.911 | 25.8666 | 25.8194 | 25.7709 | 25.7204 | 25.3938 | 24.8404 | 23.5294 | 25.4101 | 25.3753 | 25.3484 | 25.3124 | 25.2684 | 25.2157 | 25.1531 | 25.1087 | 25.0615 | 25.013 | 24.9625 | 24.1852 | 22.9797 | 21.4443 | 25.7552 | 25.7165 | 25.6856 | 25.6422 | 25.5907 | 25.5307 | 25.461 | 25.409 | 25.3543 | 25.2984 | 25.2407 | 24.7971 | 23.6392 | 22.1513
|  | HAWLEY | LW |  |  |  |  | 26.168 | 26.0756 | 26.0444 | 26.0011 | 25.9499 | 25.8908 | 25.8223 | 25.7687 | 25.7125 | 25.6544 | 25.5935 | 25.2145 | 24.5933 | 22.9295 | 25.4101 | 25.3177 | 25.2865 | 25.2432 | 25.192 | 25.1329 | 25.0644 | 25.0108 | 24.9546 | 24.8965 | 24.8356 | 23.9907 | 22.7085 | 20.8405 | 25.7551 | 25.6589 | 25.6235 | 25.5727 | 25.5139 | 25.4475 | 25.3718 | 25.3106 | 25.2469 | 25.1815 | 25.1132 | 24.6037 | 23.3697 | 21.5494
|  | HAWLEY | ST |  |  |  |  | 26.1695 | 26.1695 | 26.1695 | 26.1695 | 26.1695 | 26.1695 | 26.1695 | 26.1695 | 26.1695 | 26.1695 | 26.1695 | 26.1695 | 26.1695 | 26.1695 | 25.4116 | 25.4116 | 25.4116 | 25.4116 | 25.4116 | 25.4116 | 25.4116 | 25.4116 | 25.4116 | 25.4116 | 25.4116 | 25.4116 | 25.3419 | 24.9452 | 25.7628 | 25.7624 | 25.7618 | 25.7568 | 25.7518 | 25.747 | 25.7423 | 25.737 | 25.7319 | 25.7269 | 25.722 | 25.6986 | 25.6757 | 25.5583
|  | HAWLEY | FS |  |  |  |  | 26.1679 | 26.1527 | 26.1523 | 26.1519 | 26.1511 | 26.1499 | 26.1487 | 26.1432 | 26.1371 | 26.1305 | 26.1233 | 26.1048 | 26.0011 | 25.7698 | 25.41 | 25.3948 | 25.3945 | 25.394 | 25.3933 | 25.392 | 25.3908 | 25.3853 | 25.3792 | 25.3726 | 25.3654 | 25.3469 | 25.2432 | 25.0115 | 25.7613 | 25.7458 | 25.7451 | 25.744 | 25.7416 | 25.7369 | 25.7322 | 25.7228 | 25.7128 | 25.7023 | 25.6912 | 25.6537 | 25.5314 | 25.282
NORTH HYDE GSP |  | HAYES | MINIMUM HEADROOM | TQ 09519 79541 | NO | NO | 2.0495 | 51.6266 | 51.4688 | 51.4154 | 51.3413 | 51.2536 | 51.1513 | 51.032 | 50.9384 | 50.8393 | 50.7284 | 50.5787 | 48.8315 | 45.4374 | 40.8663 | 50.3326 | 50.1619 | 50.0938 | 49.9976 | 49.8863 | 49.7594 | 49.6138 | 49.4932 | 49.3675 | 49.2386 | 49.008 | 45.6345 | 41.8075 | 36.8356 | 51.2987 | 51.124 | 51.0514 | 50.9483 | 50.8297 | 50.6952 | 50.5414 | 50.4124 | 50.2785 | 49.9049 | 49.206 | 45.8317 | 42.0038 | 37.0309
|  | HAYES | CT |  |  |  |  | 51.6272 | 51.5726 | 51.5306 | 51.4742 | 51.4052 | 51.321 | 51.2204 | 51.1483 | 51.0704 | 50.9898 | 50.8697 | 49.4102 | 46.3693 | 42.5896 | 50.3338 | 50.2679 | 50.2127 | 50.1355 | 50.0442 | 49.9366 | 49.8105 | 49.7112 | 49.6062 | 49.4997 | 49.3899 | 46.323 | 42.8033 | 38.6433 | 51.3001 | 51.2307 | 51.1714 | 51.0878 | 50.9896 | 50.8747 | 50.7407 | 50.6329 | 50.5196 | 50.335 | 49.68 | 46.5202 | 42.9996 | 38.8389
|  | HAYES | LW |  |  |  |  | 51.6269 | 51.4688 | 51.4154 | 51.3413 | 51.2536 | 51.1513 | 51.032 | 50.9384 | 50.8393 | 50.7284 | 50.5787 | 48.8315 | 45.4374 | 40.8663 | 50.3326 | 50.1619 | 50.0938 | 49.9976 | 49.8863 | 49.7594 | 49.6138 | 49.4932 | 49.3675 | 49.2386 | 49.008 | 45.6345 | 41.8075 | 36.8356 | 51.2987 | 51.124 | 51.0514 | 50.9483 | 50.8297 | 50.6952 | 50.5414 | 50.4124 | 50.2785 | 49.9049 | 49.206 | 45.8317 | 42.0038 | 37.0309
|  | HAYES | ST |  |  |  |  | 51.6295 | 51.6295 | 51.6295 | 51.6295 | 51.6295 | 51.6295 | 51.6295 | 51.6295 | 51.6295 | 51.6295 | 51.6295 | 51.6295 | 51.5279 | 50.7286 | 50.3483 | 50.3438 | 50.3388 | 50.3252 | 50.3109 | 50.2964 | 50.2813 | 50.2647 | 50.2482 | 50.2322 | 50.2166 | 50.1427 | 49.2625 | 47.6622 | 51.3183 | 51.3125 | 51.306 | 51.2881 | 51.2694 | 51.2504 | 51.2306 | 51.2088 | 51.1872 | 51.1664 | 51.1458 | 51.0481 | 49.4603 | 47.8594
|  | HAYES | FS |  |  |  |  | 51.6266 | 51.5989 | 51.5982 | 51.5974 | 51.596 | 51.5938 | 51.5915 | 51.5815 | 51.5704 | 51.5583 | 51.5452 | 51.5115 | 51.32 | 50.8891 | 50.3472 | 50.3169 | 50.3134 | 50.3092 | 50.3026 | 50.2918 | 50.2811 | 50.2616 | 50.241 | 50.2194 | 50.1967 | 50.1164 | 49.8798 | 49.4027 | 51.3178 | 51.2867 | 51.2824 | 51.2772 | 51.2689 | 51.2555 | 51.2421 | 51.2197 | 51.1962 | 51.1716 | 51.1459 | 51.0512 | 50.8006 | 50.3091
COWLEY GSP | HEADINGTON BSP | HEADINGTON | MINIMUM HEADROOM | SP 54440 08085 | NO | YES | 0.173 | 45.4218 | 45.3125 | 45.2741 | 45.2213 | 45.1589 | 45.0876 | 45.0053 | 44.9402 | 44.8724 | 44.8027 | 44.7298 | 44.2816 | 43.2665 | 40.9276 | 44.7276 | 44.6106 | 44.5639 | 44.4975 | 44.4212 | 44.336 | 44.2393 | 44.1594 | 44.0771 | 43.9932 | 43.9062 | 43.3928 | 41.527 | 39.0179 | 45.3691 | 45.2599 | 45.2215 | 45.1686 | 45.1062 | 45.0349 | 44.9526 | 44.8875 | 44.8198 | 44.6038 | 44.299 | 42.778 | 40.994 | 38.5706
|  | HEADINGTON | CT |  |  |  |  | 45.4218 | 45.3756 | 45.3397 | 45.292 | 45.2342 | 45.166 | 45.085 | 45.0271 | 44.9663 | 44.9034 | 44.8383 | 44.4274 | 43.5759 | 41.6022 | 44.7276 | 44.6745 | 44.6309 | 44.5702 | 44.4989 | 44.4172 | 44.3222 | 44.2494 | 44.1739 | 44.0968 | 44.018 | 43.5436 | 41.8565 | 39.7182 | 45.3691 | 45.323 | 45.2871 | 45.2394 | 45.1815 | 45.1134 | 45.0324 | 44.9745 | 44.9137 | 44.7534 | 44.4615 | 43.0048 | 41.3134 | 39.258
|  | HEADINGTON | LW |  |  |  |  | 45.4243 | 45.3125 | 45.2741 | 45.2213 | 45.1589 | 45.0876 | 45.0053 | 44.9402 | 44.8724 | 44.8027 | 44.7298 | 44.2816 | 43.2665 | 40.9276 | 44.7298 | 44.6106 | 44.5639 | 44.4975 | 44.4212 | 44.336 | 44.2393 | 44.1594 | 44.0771 | 43.9932 | 43.9062 | 43.3928 | 41.527 | 39.0179 | 45.3717 | 45.2599 | 45.2215 | 45.1686 | 45.1062 | 45.0349 | 44.9526 | 44.8875 | 44.8198 | 44.6038 | 44.299 | 42.778 | 40.994 | 38.5706
|  | HEADINGTON | ST |  |  |  |  | 45.427 | 45.427 | 45.427 | 45.427 | 45.427 | 45.427 | 45.427 | 45.427 | 45.427 | 45.427 | 45.4262 | 45.4219 | 45.4177 | 45.4135 | 44.742 | 44.7402 | 44.7382 | 44.7296 | 44.7208 | 44.7121 | 44.7034 | 44.6938 | 44.6843 | 44.6753 | 44.6656 | 44.6203 | 44.5777 | 44.5359 | 45.3744 | 45.3744 | 45.3744 | 45.3744 | 45.3744 | 45.3744 | 45.3744 | 45.3744 | 45.3744 | 45.3744 | 45.3735 | 45.3526 | 44.7171 | 44.0928
|  | HEADINGTON | FS |  |  |  |  | 45.4252 | 45.4078 | 45.4074 | 45.4069 | 45.406 | 45.4046 | 45.4032 | 45.3969 | 45.39 | 45.3824 | 45.3742 | 45.353 | 45.2355 | 44.9751 | 44.7416 | 44.7231 | 44.7215 | 44.7195 | 44.7157 | 44.7089 | 44.7022 | 44.6899 | 44.6769 | 44.6633 | 44.649 | 44.5985 | 44.4536 | 44.1664 | 45.3725 | 45.3552 | 45.3548 | 45.3543 | 45.3534 | 45.352 | 45.3506 | 45.3443 | 45.3373 | 45.3298 | 45.3215 | 45.3004 | 45.1829 | 44.7897
NURSLING GSP | VELMORE BSP | HEDGE END | MINIMUM HEADROOM | SU 49035 15685 | NO | NO | 0 | 32.9209 | 32.8601 | 32.8313 | 32.7914 | 32.7455 | 32.6948 | 32.637 | 32.5878 | 32.5378 | 32.4788 | 32.2149 | 31.0474 | 29.8246 | 28.3278 | 32.8355 | 32.7784 | 32.7537 | 32.7197 | 32.6803 | 32.6363 | 32.5862 | 32.5444 | 32.3352 | 32.0344 | 31.7313 | 30.3995 | 29.0221 | 27.3719 | 32.7991 | 32.7481 | 32.7309 | 32.707 | 32.6787 | 32.6465 | 32.4215 | 32.0989 | 31.7806 | 31.4713 | 31.1597 | 29.7918 | 28.3805 | 26.6968
|  | HEDGE END | CT |  |  |  |  | 32.9218 | 32.8921 | 32.8655 | 32.8288 | 32.7856 | 32.7362 | 32.6792 | 32.6319 | 32.5839 | 32.5368 | 32.3739 | 31.2707 | 30.1505 | 28.8757 | 32.8361 | 32.8094 | 32.7865 | 32.7551 | 32.7177 | 32.6748 | 32.6249 | 32.5853 | 32.4902 | 32.1957 | 31.9098 | 30.6509 | 29.3906 | 27.9771 | 32.7991 | 32.7776 | 32.761 | 32.7388 | 32.7116 | 32.6797 | 32.5882 | 32.2617 | 31.9394 | 31.6364 | 31.3424 | 30.0494 | 28.7584 | 27.3145
|  | HEDGE END | LW |  |  |  |  | 32.9209 | 32.8601 | 32.8313 | 32.7914 | 32.7455 | 32.6948 | 32.637 | 32.5878 | 32.5378 | 32.4788 | 32.2149 | 31.0474 | 29.8246 | 28.3278 | 32.8355 | 32.7784 | 32.7537 | 32.7197 | 32.6803 | 32.6363 | 32.5862 | 32.5444 | 32.3352 | 32.0344 | 31.7313 | 30.3995 | 29.0221 | 27.3719 | 32.7992 | 32.7481 | 32.7309 | 32.707 | 32.6787 | 32.6465 | 32.4215 | 32.0989 | 31.7806 | 31.4713 | 31.1597 | 29.7918 | 28.3805 | 26.6968
|  | HEDGE END | ST |  |  |  |  | 32.9263 | 32.9251 | 32.9203 | 32.911 | 32.9012 | 32.891 | 32.8803 | 32.8685 | 32.8568 | 32.8457 | 32.8349 | 32.7871 | 32.4863 | 31.9834 | 32.8412 | 32.8385 | 32.8354 | 32.8296 | 32.8234 | 32.8169 | 32.8101 | 32.8026 | 32.7952 | 32.7882 | 32.7814 | 32.5872 | 31.996 | 31.4083 | 32.8 | 32.8 | 32.8 | 32.8 | 32.8 | 32.8 | 32.8 | 32.8 | 32.8 | 32.8 | 32.7177 | 32.0328 | 31.4229 | 30.8166
|  | HEDGE END | FS |  |  |  |  | 32.9255 | 32.9179 | 32.9177 | 32.916 | 32.912 | 32.9065 | 32.9009 | 32.8928 | 32.8844 | 32.8756 | 32.8665 | 32.8306 | 32.7563 | 32.6205 | 32.8423 | 32.8332 | 32.8315 | 32.8295 | 32.8268 | 32.8231 | 32.8194 | 32.8132 | 32.8068 | 32.8 | 32.7929 | 32.7668 | 32.701 | 32.5737 | 32.7992 | 32.7916 | 32.7914 | 32.7912 | 32.7908 | 32.7902 | 32.7896 | 32.7868 | 32.7838 | 32.7804 | 32.7768 | 32.7676 | 32.7036 | 32.2554
BRAMLEY (FLEE) | READING BSP | HENLEY | MINIMUM HEADROOM | SU 76070 82422 | NO | YES | 0.42 | 23.2027 | 23.038 | 22.9451 | 22.8013 | 22.6463 | 22.4845 | 22.3105 | 22.1525 | 21.9942 | 21.8367 | 21.6778 | 20.8426 | 19.7676 | 18.0903 | 27.9664 | 27.8501 | 27.8108 | 27.7562 | 27.6833 | 27.5989 | 27.5034 | 27.4264 | 27.3475 | 27.2266 | 26.9206 | 25.4013 | 23.6547 | 21.3307 | 28.9243 | 28.808 | 28.7687 | 28.7141 | 28.6496 | 28.5765 | 28.4925 | 28.2502 | 27.9962 | 27.7178 | 27.4184 | 25.9297 | 24.2132 | 21.918
|  | HENLEY | CT |  |  |  |  | 23.2043 | 23.1096 | 23.021 | 22.8838 | 22.7345 | 22.5753 | 22.4031 | 22.2508 | 22.0977 | 21.947 | 21.7967 | 21.001 | 19.9802 | 18.6181 | 27.9664 | 27.9177 | 27.8802 | 27.8299 | 27.7615 | 27.6785 | 27.583 | 27.512 | 27.4389 | 27.361 | 27.0652 | 25.598 | 23.9245 | 21.9321 | 28.9243 | 28.8756 | 28.8381 | 28.7878 | 28.7263 | 28.6545 | 28.5702 | 28.3639 | 28.1142 | 27.8512 | 27.5619 | 26.1247 | 24.4804 | 22.5162
|  | HENLEY | LW |  |  |  |  | 23.2027 | 23.038 | 22.9451 | 22.8013 | 22.6463 | 22.4845 | 22.3105 | 22.1525 | 21.9942 | 21.8367 | 21.6778 | 20.8426 | 19.7676 | 18.0903 | 27.9665 | 27.8501 | 27.8108 | 27.7562 | 27.6833 | 27.5989 | 27.5034 | 27.4264 | 27.3475 | 27.2266 | 26.9206 | 25.4013 | 23.6547 | 21.3307 | 28.9244 | 28.808 | 28.7687 | 28.7141 | 28.6496 | 28.5765 | 28.4925 | 28.2502 | 27.9962 | 27.7178 | 27.4184 | 25.9297 | 24.2132 | 21.918
|  | HENLEY | ST |  |  |  |  | 23.2714 | 23.2615 | 23.2504 | 23.1923 | 23.134 | 23.0766 | 23.02 | 22.9585 | 22.8983 | 22.8404 | 22.7843 | 22.5248 | 22.2841 | 22.0535 | 27.9684 | 27.9684 | 27.9684 | 27.9684 | 27.9684 | 27.9684 | 27.9684 | 27.9646 | 27.9569 | 27.9495 | 27.9423 | 27.9091 | 27.357 | 26.7372 | 28.9263 | 28.9263 | 28.9263 | 28.9263 | 28.9263 | 28.9263 | 28.9263 | 28.9263 | 28.9263 | 28.9263 | 28.9263 | 28.4895 | 27.8624 | 27.26
|  | HENLEY | FS |  |  |  |  | 23.2807 | 23.2578 | 23.2509 | 23.241 | 23.2209 | 23.1835 | 23.1462 | 23.0996 | 23.0526 | 23.0049 | 22.9567 | 22.7398 | 22.4496 | 22.0354 | 27.9667 | 27.9501 | 27.9497 | 27.9492 | 27.9484 | 27.947 | 27.9457 | 27.9396 | 27.933 | 27.9258 | 27.9179 | 27.8749 | 27.7412 | 27.4057 | 28.9246 | 28.908 | 28.9076 | 28.9071 | 28.9063 | 28.9049 | 28.9036 | 28.8975 | 28.8909 | 28.8837 | 28.8758 | 28.8556 | 28.5259 | 27.8978
AXMINSTER | YEOVIL BSP | HENSTRIDGE | MINIMUM HEADROOM | ST 72676 19263 | NO | YES | 0.39789 | 23.3274 | 23.2274 | 23.1466 | 23.0252 | 22.8947 | 22.7583 | 22.6107 | 22.468 | 22.3256 | 22.1855 | 22.0434 | 21.3545 | 20.5619 | 19.5125 | 23.4732 | 23.4038 | 23.3562 | 23.2855 | 23.2086 | 23.0639 | 22.8961 | 22.7328 | 22.5703 | 22.4105 | 22.2486 | 21.4706 | 20.5893 | 19.4517 | 23.4965 | 23.426 | 23.3771 | 23.3046 | 23.2257 | 23.1421 | 23.0507 | 22.9646 | 22.8782 | 22.7926 | 22.7053 | 22.2634 | 21.7161 | 20.911
|  | HENSTRIDGE | CT |  |  |  |  | 23.3279 | 23.2575 | 23.1831 | 23.0699 | 22.9467 | 22.8156 | 22.6723 | 22.53 | 22.3881 | 22.2501 | 22.1144 | 21.4548 | 20.7073 | 19.8151 | 23.4732 | 23.4293 | 23.3852 | 23.3197 | 23.2473 | 23.1266 | 22.9637 | 22.8005 | 22.638 | 22.4804 | 22.3256 | 21.5796 | 20.748 | 19.7721 | 23.4965 | 23.4516 | 23.4064 | 23.3391 | 23.265 | 23.1844 | 23.0955 | 23.011 | 22.9261 | 22.8426 | 22.7599 | 22.3395 | 21.8248 | 21.1646
|  | HENSTRIDGE | LW |  |  |  |  | 23.3274 | 23.2274 | 23.1466 | 23.0252 | 22.8947 | 22.7583 | 22.6107 | 22.468 | 22.3256 | 22.1855 | 22.0434 | 21.3545 | 20.5619 | 19.5125 | 23.4746 | 23.4038 | 23.3562 | 23.2855 | 23.2086 | 23.0639 | 22.8961 | 22.7328 | 22.5703 | 22.4105 | 22.2486 | 21.4706 | 20.5893 | 19.4517 | 23.4978 | 23.426 | 23.3771 | 23.3046 | 23.2257 | 23.1421 | 23.0507 | 22.9646 | 22.8782 | 22.7926 | 22.7053 | 22.2634 | 21.7161 | 20.911
|  | HENSTRIDGE | ST |  |  |  |  | 23.3917 | 23.3731 | 23.3531 | 23.2891 | 23.2238 | 23.1574 | 23.0896 | 23.0169 | 22.945 | 22.8746 | 22.8057 | 22.4833 | 22.1809 | 21.8798 | 23.5075 | 23.4982 | 23.4882 | 23.4563 | 23.4236 | 23.3904 | 23.3565 | 23.3202 | 23.2608 | 23.1782 | 23.0974 | 22.7196 | 22.3653 | 22.0126 | 23.5319 | 23.5222 | 23.5118 | 23.4787 | 23.4449 | 23.4105 | 23.3754 | 23.3377 | 23.3005 | 23.264 | 23.2279 | 23.0589 | 22.9003 | 22.7423
|  | HENSTRIDGE | FS |  |  |  |  | 23.4017 | 23.3846 | 23.3729 | 23.3588 | 23.3353 | 23.2967 | 23.2582 | 23.2132 | 23.1672 | 23.1204 | 23.0736 | 22.8551 | 22.6105 | 22.3129 | 23.5122 | 23.5003 | 23.4944 | 23.4873 | 23.4753 | 23.4558 | 23.4363 | 23.4126 | 23.3883 | 23.3635 | 23.3385 | 23.1601 | 22.8808 | 22.5488 | 23.5367 | 23.5246 | 23.5185 | 23.5111 | 23.4988 | 23.4786 | 23.4584 | 23.4339 | 23.4088 | 23.3832 | 23.3574 | 23.2404 | 23.0921 | 22.8898
BRAMLEY (FLEE) | ALTON | HERRIARD | MINIMUM HEADROOM | SU 66770 44972 | YES | YES | 0.0063158 | 7.6818 | 7.6735 | 7.666 | 7.6568 | 7.6468 | 7.6362 | 7.6247 | 7.6132 | 7.6007 | 7.5881 | 7.5746 | 7.4923 | 7.383 | 7.2394 | 7.4555 | 7.4385 | 7.4209 | 7.3944 | 7.3673 | 7.3384 | 7.3091 | 7.2793 | 7.2487 | 7.2183 | 7.1872 | 7.0276 | 6.841 | 6.6223 | 7.4727 | 7.4614 | 7.4504 | 7.4352 | 7.4193 | 7.4024 | 7.3847 | 7.3669 | 7.3481 | 7.3294 | 7.3098 | 7.2008 | 7.0647 | 6.8952
|  | HERRIARD | CT |  |  |  |  | 7.6818 | 7.6735 | 7.666 | 7.6568 | 7.6468 | 7.6362 | 7.6247 | 7.6132 | 7.6007 | 7.5881 | 7.5746 | 7.4923 | 7.383 | 7.2394 | 7.4555 | 7.4385 | 7.4209 | 7.3944 | 7.3673 | 7.3384 | 7.3091 | 7.2793 | 7.2487 | 7.2183 | 7.1872 | 7.0276 | 6.841 | 6.6223 | 7.4727 | 7.4614 | 7.4504 | 7.4352 | 7.4193 | 7.4024 | 7.3847 | 7.3669 | 7.3481 | 7.3294 | 7.3098 | 7.2008 | 7.0647 | 6.8952
|  | HERRIARD | LW |  |  |  |  | 7.6893 | 7.6809 | 7.6767 | 7.6714 | 7.6647 | 7.6566 | 7.6477 | 7.6392 | 7.6306 | 7.621 | 7.6112 | 7.5499 | 7.4609 | 7.3202 | 7.4631 | 7.4459 | 7.4307 | 7.4081 | 7.3834 | 7.357 | 7.3303 | 7.3035 | 7.2768 | 7.2494 | 7.222 | 7.0796 | 6.9133 | 6.6978 | 7.4803 | 7.4688 | 7.4608 | 7.4496 | 7.4366 | 7.4221 | 7.4071 | 7.3923 | 7.3774 | 7.3617 | 7.3458 | 7.2564 | 7.1407 | 6.9741
|  | HERRIARD | ST |  |  |  |  | 7.6928 | 7.692 | 7.6912 | 7.6903 | 7.6895 | 7.6886 | 7.6878 | 7.6869 | 7.6861 | 7.6853 | 7.6844 | 7.6768 | 7.6608 | 7.644 | 7.4801 | 7.478 | 7.475 | 7.4629 | 7.4508 | 7.4392 | 7.4268 | 7.4131 | 7.3996 | 7.3863 | 7.3732 | 7.3114 | 7.2433 | 7.1761 | 7.4884 | 7.4872 | 7.4856 | 7.4808 | 7.4761 | 7.4715 | 7.4667 | 7.4614 | 7.4562 | 7.451 | 7.446 | 7.4196 | 7.3856 | 7.3513
|  | HERRIARD | FS |  |  |  |  | 7.6936 | 7.6924 | 7.6924 | 7.6924 | 7.6923 | 7.6922 | 7.6921 | 7.6917 | 7.6913 | 7.6908 | 7.6903 | 7.6855 | 7.6738 | 7.6529 | 7.4845 | 7.4831 | 7.4827 | 7.482 | 7.4773 | 7.471 | 7.4647 | 7.4565 | 7.4483 | 7.4401 | 7.4319 | 7.3903 | 7.3474 | 7.2972 | 7.4904 | 7.4892 | 7.4891 | 7.4888 | 7.4871 | 7.4849 | 7.4826 | 7.4795 | 7.4764 | 7.4733 | 7.4701 | 7.4526 | 7.43 | 7.3991
COWLEY GSP | HIGH WYCOMBE BSP | HIGH WYCOMBE | MINIMUM HEADROOM | SU 84733 92200 | NO | NO | 1.232 | 36.0828 | 36.0248 | 36.0052 | 35.9779 | 35.9457 | 35.9085 | 35.8652 | 35.8313 | 35.7958 | 35.7589 | 35.7202 | 35.4786 | 34.9548 | 33.6314 | 35.4077 | 35.3457 | 35.3217 | 35.2872 | 35.2474 | 35.2028 | 35.152 | 35.1102 | 35.0667 | 35.0221 | 34.9757 | 34.581 | 33.5026 | 32.0383 | 35.7565 | 35.6985 | 35.6788 | 35.6516 | 35.6194 | 35.5822 | 35.5389 | 35.505 | 35.4694 | 35.4326 | 35.3939 | 35.1523 | 34.7534 | 33.9684
|  | HIGH WYCOMBE | CT |  |  |  |  | 36.0829 | 36.0615 | 36.045 | 36.0228 | 35.9958 | 35.9632 | 35.9245 | 35.897 | 35.8676 | 35.8374 | 35.805 | 35.5955 | 35.1476 | 34.0512 | 35.4078 | 35.3826 | 35.362 | 35.3326 | 35.2982 | 35.2583 | 35.2122 | 35.1767 | 35.1394 | 35.1014 | 35.0614 | 34.7253 | 33.7038 | 32.4688 | 35.7566 | 35.7351 | 35.7187 | 35.6965 | 35.6694 | 35.6369 | 35.5982 | 35.5707 | 35.5413 | 35.5111 | 35.4787 | 35.2692 | 34.914 | 34.3471
|  | HIGH WYCOMBE | LW |  |  |  |  | 36.0828 | 36.0248 | 36.0052 | 35.9779 | 35.9457 | 35.9085 | 35.8652 | 35.8313 | 35.7958 | 35.7589 | 35.7202 | 35.4786 | 34.9548 | 33.6314 | 35.4077 | 35.3457 | 35.3217 | 35.2872 | 35.2474 | 35.2028 | 35.152 | 35.1102 | 35.0667 | 35.0221 | 34.9757 | 34.581 | 33.5026 | 32.0383 | 35.7565 | 35.6985 | 35.6788 | 35.6516 | 35.6194 | 35.5822 | 35.5389 | 35.505 | 35.4694 | 35.4326 | 35.3939 | 35.1523 | 34.7534 | 33.9684
|  | HIGH WYCOMBE | ST |  |  |  |  | 36.0838 | 36.0838 | 36.0838 | 36.0838 | 36.0838 | 36.0838 | 36.0838 | 36.0838 | 36.0838 | 36.0838 | 36.0838 | 36.0838 | 36.0838 | 36.0838 | 35.4142 | 35.4133 | 35.4125 | 35.4076 | 35.4027 | 35.3979 | 35.393 | 35.3877 | 35.3825 | 35.3773 | 35.3722 | 35.3478 | 35.3239 | 35.1562 | 35.7575 | 35.7575 | 35.7575 | 35.7575 | 35.7575 | 35.7575 | 35.7575 | 35.7575 | 35.7575 | 35.7575 | 35.7575 | 35.7575 | 35.7575 | 35.7575
|  | HIGH WYCOMBE | FS |  |  |  |  | 36.0828 | 36.0731 | 36.0729 | 36.0726 | 36.0721 | 36.0713 | 36.0705 | 36.067 | 36.0631 | 36.0589 | 36.0543 | 36.0425 | 35.9761 | 35.8277 | 35.4135 | 35.4032 | 35.4024 | 35.4013 | 35.3991 | 35.395 | 35.3909 | 35.3838 | 35.3762 | 35.3684 | 35.3602 | 35.3305 | 35.2467 | 35.0808 | 35.7565 | 35.7468 | 35.7465 | 35.7463 | 35.7458 | 35.745 | 35.7442 | 35.7407 | 35.7368 | 35.7326 | 35.728 | 35.7162 | 35.6498 | 35.5013
COWLEY GSP | HIGH WYCOMBE BSP | HIGH WYCOMBE TOWN | MINIMUM HEADROOM | SU 86304 92972 | NO | NO | 0.96211 | 66.8998 | 66.8242 | 66.7986 | 66.7632 | 66.7212 | 66.6729 | 66.617 | 66.5734 | 66.5277 | 66.4805 | 66.4311 | 66.0732 | 65.3394 | 63.6884 | 65.5524 | 65.4768 | 65.4512 | 65.4158 | 65.3738 | 65.3256 | 65.2696 | 65.226 | 65.1685 | 65.1097 | 65.0486 | 64.6865 | 64.1306 | 62.7521 | 66.453 | 66.3712 | 66.3388 | 66.2919 | 66.2383 | 66.1784 | 66.1107 | 66.0548 | 65.9968 | 65.8676 | 65.6168 | 64.3402 | 62.8531 | 60.9009
|  | HIGH WYCOMBE TOWN | CT |  |  |  |  | 66.8998 | 66.8707 | 66.8483 | 66.8181 | 66.7813 | 66.7374 | 66.6854 | 66.6486 | 66.6095 | 66.5695 | 66.5279 | 66.2114 | 65.5535 | 64.1898 | 65.5525 | 65.5233 | 65.5009 | 65.4708 | 65.4339 | 65.39 | 65.338 | 65.3012 | 65.2516 | 65.1999 | 65.1468 | 64.8242 | 64.3194 | 63.2562 | 66.4532 | 66.4181 | 66.3891 | 66.3477 | 66.2994 | 66.2441 | 66.1805 | 66.1313 | 66.0799 | 65.9788 | 65.7384 | 64.5133 | 63.0946 | 61.4155
|  | HIGH WYCOMBE TOWN | LW |  |  |  |  | 66.8998 | 66.8242 | 66.7986 | 66.7632 | 66.7212 | 66.6729 | 66.617 | 66.5734 | 66.5277 | 66.4805 | 66.4311 | 66.0732 | 65.3394 | 63.6884 | 65.5524 | 65.4768 | 65.4512 | 65.4158 | 65.3738 | 65.3256 | 65.2696 | 65.226 | 65.1685 | 65.1097 | 65.0486 | 64.6865 | 64.1306 | 62.7521 | 66.453 | 66.3712 | 66.3388 | 66.2919 | 66.2383 | 66.1784 | 66.1107 | 66.0548 | 65.9968 | 65.8676 | 65.6168 | 64.3402 | 62.8531 | 60.9009
|  | HIGH WYCOMBE TOWN | ST |  |  |  |  | 66.9011 | 66.9011 | 66.9011 | 66.9011 | 66.9011 | 66.9011 | 66.9011 | 66.9011 | 66.9011 | 66.9011 | 66.9011 | 66.9011 | 66.8886 | 66.8441 | 65.5537 | 65.5537 | 65.5537 | 65.5537 | 65.5537 | 65.5537 | 65.5537 | 65.5537 | 65.5537 | 65.5537 | 65.5537 | 65.5304 | 65.4942 | 65.4584 | 66.463 | 66.4617 | 66.4602 | 66.4525 | 66.4448 | 66.4371 | 66.4294 | 66.4211 | 66.4128 | 66.4047 | 66.3968 | 66.291 | 65.6657 | 65.0465
|  | HIGH WYCOMBE TOWN | FS |  |  |  |  | 66.8998 | 66.8875 | 66.8873 | 66.8869 | 66.8863 | 66.8853 | 66.8843 | 66.8799 | 66.875 | 66.8696 | 66.8638 | 66.849 | 66.7657 | 66.5803 | 65.5524 | 65.5402 | 65.5399 | 65.5395 | 65.5389 | 65.5379 | 65.5369 | 65.5325 | 65.5276 | 65.5223 | 65.5165 | 65.5016 | 65.4061 | 65.1947 | 66.4623 | 66.4492 | 66.4479 | 66.4462 | 66.443 | 66.4369 | 66.4309 | 66.4208 | 66.4102 | 66.3991 | 66.3876 | 66.3448 | 66.2344 | 65.7126
LOVEDEAN GSP | WYMERING BSP | HILSEA | MINIMUM HEADROOM | SU 66394 03806 | NO | NO | 1.3674 | 24.0504 | 24.044 | 24.0418 | 24.0388 | 24.0352 | 24.0311 | 24.0263 | 24.0226 | 24.0187 | 24.0146 | 24.0103 | 23.9837 | 23.9401 | 23.8545 | 23.784 | 23.7766 | 23.7734 | 23.7687 | 23.7634 | 23.7575 | 23.7509 | 23.7452 | 23.7394 | 23.7335 | 23.7273 | 23.6918 | 23.6392 | 23.5447 | 24.4971 | 24.471 | 24.4472 | 24.4081 | 24.3659 | 24.3216 | 24.2751 | 24.2282 | 24.1813 | 24.1352 | 24.0882 | 23.8609 | 23.6147 | 23.327
|  | HILSEA | CT |  |  |  |  | 24.0504 | 24.048 | 24.0462 | 24.0437 | 24.0407 | 24.037 | 24.0327 | 24.0296 | 24.0263 | 24.023 | 24.0195 | 23.9967 | 23.958 | 23.896 | 23.784 | 23.7807 | 23.7779 | 23.7737 | 23.769 | 23.7637 | 23.7575 | 23.7525 | 23.7474 | 23.7421 | 23.7368 | 23.7053 | 23.6578 | 23.587 | 24.498 | 24.4767 | 24.4541 | 24.4167 | 24.3759 | 24.333 | 24.2878 | 24.2416 | 24.1953 | 24.15 | 24.1046 | 23.885 | 23.6483 | 23.3884
|  | HILSEA | LW |  |  |  |  | 24.0504 | 24.044 | 24.0418 | 24.0388 | 24.0352 | 24.0311 | 24.0263 | 24.0226 | 24.0187 | 24.0146 | 24.0103 | 23.9837 | 23.9401 | 23.8545 | 23.784 | 23.7766 | 23.7734 | 23.7687 | 23.7634 | 23.7575 | 23.7509 | 23.7452 | 23.7394 | 23.7335 | 23.7273 | 23.6918 | 23.6392 | 23.5447 | 24.4971 | 24.471 | 24.4472 | 24.4081 | 24.3659 | 24.3216 | 24.2751 | 24.2282 | 24.1813 | 24.1352 | 24.0882 | 23.8609 | 23.6147 | 23.327
|  | HILSEA | ST |  |  |  |  | 24.0505 | 24.0505 | 24.0505 | 24.0505 | 24.0505 | 24.0505 | 24.0505 | 24.0505 | 24.0505 | 24.0505 | 24.0505 | 24.0505 | 24.0505 | 24.0505 | 23.7852 | 23.785 | 23.7847 | 23.7835 | 23.7824 | 23.7813 | 23.7801 | 23.7789 | 23.7777 | 23.7765 | 23.7753 | 23.7695 | 23.7638 | 23.7581 | 24.5213 | 24.516 | 24.5098 | 24.4864 | 24.463 | 24.4389 | 24.4136 | 24.3855 | 24.3575 | 24.3305 | 24.3037 | 24.1731 | 24.0448 | 23.9169
|  | HILSEA | FS |  |  |  |  | 24.0504 | 24.0493 | 24.0493 | 24.0493 | 24.0492 | 24.0492 | 24.0491 | 24.0487 | 24.0483 | 24.0478 | 24.0473 | 24.046 | 24.0387 | 24.0224 | 23.7852 | 23.784 | 23.7837 | 23.7835 | 23.783 | 23.7823 | 23.7815 | 23.7803 | 23.7791 | 23.7778 | 23.7765 | 23.7713 | 23.7601 | 23.7399 | 24.5236 | 24.519 | 24.5145 | 24.5097 | 24.5013 | 24.4868 | 24.4723 | 24.4553 | 24.4382 | 24.4204 | 24.402 | 24.3119 | 24.2161 | 24.1118
MANNINGTON GSP | ARNEWOOD | HINCHESLEA | MINIMUM HEADROOM | SU 27805 00447 | NO | YES | 0.072632 | 17.6214 | 17.5821 | 17.5688 | 17.5503 | 17.5284 | 17.5036 | 17.4748 | 17.4525 | 17.4294 | 17.4056 | 17.3807 | 17.2296 | 16.9882 | 16.4568 | 17.0004 | 16.961 | 16.9477 | 16.9292 | 16.9074 | 16.8825 | 16.8538 | 16.8315 | 16.8083 | 16.7845 | 16.7596 | 16.6086 | 16.0968 | 15.2745 | 17.8319 | 17.7926 | 17.7793 | 17.7608 | 17.739 | 17.7141 | 17.6854 | 17.6631 | 17.6399 | 17.6161 | 17.5912 | 17.4101 | 16.8091 | 15.9946
|  | HINCHESLEA | CT |  |  |  |  | 17.6214 | 17.6051 | 17.5926 | 17.5758 | 17.5552 | 17.531 | 17.5025 | 17.4825 | 17.4615 | 17.4401 | 17.418 | 17.2793 | 17.0539 | 16.6528 | 17.0004 | 16.9841 | 16.9715 | 16.9547 | 16.9341 | 16.9099 | 16.8814 | 16.8614 | 16.8404 | 16.8191 | 16.797 | 16.6582 | 16.1798 | 15.4744 | 17.8319 | 17.8157 | 17.8031 | 17.7863 | 17.7657 | 17.7415 | 17.713 | 17.693 | 17.672 | 17.6506 | 17.6285 | 17.471 | 16.8916 | 16.1939
|  | HINCHESLEA | LW |  |  |  |  | 17.6215 | 17.5821 | 17.5688 | 17.5503 | 17.5284 | 17.5036 | 17.4748 | 17.4525 | 17.4294 | 17.4056 | 17.3807 | 17.2296 | 16.9882 | 16.4568 | 17.0004 | 16.961 | 16.9477 | 16.9292 | 16.9074 | 16.8825 | 16.8538 | 16.8315 | 16.8083 | 16.7845 | 16.7596 | 16.6086 | 16.0968 | 15.2745 | 17.832 | 17.7926 | 17.7793 | 17.7608 | 17.739 | 17.7141 | 17.6854 | 17.6631 | 17.6399 | 17.6161 | 17.5912 | 17.4101 | 16.8091 | 15.9946
|  | HINCHESLEA | ST |  |  |  |  | 17.6221 | 17.6221 | 17.6221 | 17.6221 | 17.6221 | 17.6221 | 17.6221 | 17.6221 | 17.6221 | 17.6221 | 17.6221 | 17.6221 | 17.6221 | 17.6221 | 17.0011 | 17.0011 | 17.0011 | 17.0011 | 17.0011 | 17.0011 | 17.0011 | 17.0011 | 17.0011 | 17.0011 | 17.0011 | 17.0011 | 17.0011 | 17.0011 | 17.8326 | 17.8326 | 17.8326 | 17.8326 | 17.8326 | 17.8326 | 17.8326 | 17.8326 | 17.8326 | 17.8326 | 17.8326 | 17.8326 | 17.8316 | 17.8191
|  | HINCHESLEA | FS |  |  |  |  | 17.6215 | 17.6155 | 17.6153 | 17.6152 | 17.6149 | 17.6144 | 17.6139 | 17.6117 | 17.6093 | 17.6067 | 17.6039 | 17.5966 | 17.5563 | 17.4673 | 17.0004 | 16.9944 | 16.9943 | 16.9941 | 16.9938 | 16.9933 | 16.9928 | 16.9907 | 16.9883 | 16.9857 | 16.9828 | 16.9755 | 16.9352 | 16.8463 | 17.832 | 17.826 | 17.8259 | 17.8257 | 17.8254 | 17.8249 | 17.8244 | 17.8222 | 17.8199 | 17.8172 | 17.8144 | 17.8071 | 17.7668 | 17.6779
BRAMLEY (FLEE) | ALDERSHOT BSP | HINDHEAD | MINIMUM HEADROOM | SU 88631 36479 | NO | YES | 0.083158 | 25.398 | 25.3214 | 25.2949 | 25.2582 | 25.2148 | 25.1653 | 25.1073 | 25.0621 | 25.0152 | 24.967 | 24.9168 | 24.6122 | 23.605 | 22.1127 | 23.9883 | 23.908 | 23.8774 | 23.8337 | 23.7831 | 23.7267 | 23.6619 | 23.6095 | 23.5556 | 23.5005 | 23.3908 | 22.4309 | 21.2884 | 19.7156 | 24.7514 | 24.67 | 24.6384 | 24.5928 | 24.5404 | 24.4305 | 24.2493 | 24.0749 | 23.9016 | 23.7297 | 23.5578 | 22.6741 | 21.6082 | 20.1099
|  | HINDHEAD | CT |  |  |  |  | 25.398 | 25.3649 | 25.3392 | 25.305 | 25.2633 | 25.2145 | 25.1572 | 25.1166 | 25.0742 | 25.031 | 24.9855 | 24.7021 | 23.7553 | 22.493 | 23.9883 | 23.9516 | 23.9219 | 23.8808 | 23.8322 | 23.7766 | 23.7125 | 23.6647 | 23.6152 | 23.5652 | 23.4746 | 22.5449 | 21.4431 | 20.1015 | 24.7514 | 24.7137 | 24.683 | 24.6401 | 24.5896 | 24.4907 | 24.3117 | 24.1419 | 23.9723 | 23.8062 | 23.6398 | 22.7854 | 21.7588 | 20.4906
|  | HINDHEAD | LW |  |  |  |  | 25.3998 | 25.3214 | 25.2949 | 25.2582 | 25.2148 | 25.1653 | 25.1073 | 25.0621 | 25.0152 | 24.967 | 24.9168 | 24.6122 | 23.605 | 22.1127 | 23.99 | 23.908 | 23.8774 | 23.8337 | 23.7831 | 23.7267 | 23.6619 | 23.6095 | 23.5556 | 23.5005 | 23.3908 | 22.4309 | 21.2884 | 19.7156 | 24.753 | 24.67 | 24.6384 | 24.5928 | 24.5404 | 24.4305 | 24.2493 | 24.0749 | 23.9016 | 23.7297 | 23.5578 | 22.6741 | 21.6082 | 20.1099
|  | HINDHEAD | ST |  |  |  |  | 25.4011 | 25.4011 | 25.4011 | 25.4011 | 25.4011 | 25.4011 | 25.4011 | 25.4011 | 25.4011 | 25.4011 | 25.4011 | 25.4011 | 25.4011 | 25.4011 | 23.9968 | 23.9962 | 23.9955 | 23.9908 | 23.9862 | 23.9816 | 23.9772 | 23.9723 | 23.9675 | 23.9629 | 23.9584 | 23.9373 | 23.6658 | 23.2769 | 24.7613 | 24.7605 | 24.7596 | 24.7538 | 24.7479 | 24.7421 | 24.7365 | 24.7303 | 24.7243 | 24.6739 | 24.5932 | 24.2144 | 23.8572 | 23.5135
|  | HINDHEAD | FS |  |  |  |  | 25.3998 | 25.3879 | 25.3876 | 25.3873 | 25.3867 | 25.3857 | 25.3848 | 25.3805 | 25.3757 | 25.3705 | 25.3649 | 25.3505 | 25.2705 | 25.0942 | 23.9962 | 23.9839 | 23.9832 | 23.9821 | 23.98 | 23.976 | 23.972 | 23.9643 | 23.9562 | 23.9477 | 23.9387 | 23.9079 | 23.813 | 23.592 | 24.7609 | 24.7485 | 24.7476 | 24.7464 | 24.7438 | 24.739 | 24.7343 | 24.7257 | 24.7167 | 24.7072 | 24.6974 | 24.5445 | 24.1943 | 23.7562
MANNINGTON GSP | MANNINGTON BSP | HINTON MARTELL | MINIMUM HEADROOM | SU 00702 06030 | YES | YES | 0.20316 | 3.7715 | 3.7557 | 3.7435 | 3.7241 | 3.7033 | 3.6822 | 3.6599 | 3.638 | 3.616 | 3.594 | 3.5721 | 3.4569 | 3.3195 | 3.1231 | 3.765 | 3.7469 | 3.7322 | 3.7087 | 3.6837 | 3.6586 | 3.6322 | 3.6058 | 3.5794 | 3.5531 | 3.5268 | 3.3916 | 3.2345 | 3.019 | 4.1462 | 4.1289 | 4.115 | 4.0929 | 4.0693 | 4.0456 | 4.0206 | 3.9957 | 3.9708 | 3.946 | 3.9211 | 3.7928 | 3.6425 | 3.4334
|  | HINTON MARTELL | CT |  |  |  |  | 3.7715 | 3.7589 | 3.7469 | 3.7279 | 3.7073 | 3.6857 | 3.6628 | 3.6406 | 3.6184 | 3.5963 | 3.575 | 3.4599 | 3.3228 | 3.1515 | 3.765 | 3.7502 | 3.7357 | 3.7127 | 3.6882 | 3.6626 | 3.6355 | 3.6088 | 3.5822 | 3.5558 | 3.5303 | 3.3956 | 3.2391 | 3.0488 | 4.1462 | 4.1321 | 4.1185 | 4.0968 | 4.0737 | 4.0494 | 4.0237 | 3.9986 | 3.9735 | 3.9485 | 3.9245 | 3.7965 | 3.6466 | 3.4627
|  | HINTON MARTELL | LW |  |  |  |  | 3.7732 | 3.7557 | 3.7435 | 3.7241 | 3.7033 | 3.6822 | 3.6599 | 3.638 | 3.616 | 3.594 | 3.5721 | 3.4569 | 3.3195 | 3.1231 | 3.7667 | 3.7469 | 3.7322 | 3.7087 | 3.6837 | 3.6586 | 3.6322 | 3.6058 | 3.5794 | 3.5531 | 3.5268 | 3.3916 | 3.2345 | 3.019 | 4.1479 | 4.1289 | 4.115 | 4.0929 | 4.0693 | 4.0456 | 4.0206 | 3.9957 | 3.9708 | 3.946 | 3.9211 | 3.7928 | 3.6425 | 3.4334
|  | HINTON MARTELL | ST |  |  |  |  | 3.785 | 3.784 | 3.7829 | 3.7735 | 3.7641 | 3.7551 | 3.7463 | 3.7355 | 3.725 | 3.7153 | 3.7058 | 3.6596 | 3.6115 | 3.5647 | 3.7817 | 3.7803 | 3.779 | 3.7668 | 3.7547 | 3.7431 | 3.7318 | 3.7179 | 3.7043 | 3.6919 | 3.6797 | 3.6204 | 3.5597 | 3.5007 | 4.1618 | 4.1605 | 4.1593 | 4.148 | 4.1369 | 4.1262 | 4.1157 | 4.1029 | 4.0903 | 4.0788 | 4.0676 | 4.0127 | 3.9563 | 3.9015
|  | HINTON MARTELL | FS |  |  |  |  | 3.7861 | 3.7837 | 3.7826 | 3.7812 | 3.7777 | 3.771 | 3.7644 | 3.7566 | 3.7488 | 3.741 | 3.7332 | 3.6964 | 3.6529 | 3.5985 | 3.7831 | 3.7804 | 3.779 | 3.7772 | 3.7727 | 3.7642 | 3.7556 | 3.7458 | 3.736 | 3.7261 | 3.7162 | 3.6694 | 3.6163 | 3.5527 | 4.1631 | 4.1604 | 4.1592 | 4.1575 | 4.1533 | 4.1454 | 4.1376 | 4.1284 | 4.1193 | 4.1101 | 4.101 | 4.0576 | 4.0077 | 3.9473
BRAMLEY (FLEE) | COXMOOR WOOD BSP | HITCHES LANE | MINIMUM HEADROOM | SU 79461 54769 | NO | YES | 0.25895 | 27.5794 | 27.4162 | 27.3606 | 27.2837 | 27.1925 | 27.0895 | 26.9711 | 26.8794 | 26.7848 | 26.6879 | 26.587 | 25.9789 | 24.4281 | 21.3408 | 24.8045 | 24.4437 | 24.1694 | 23.7346 | 23.28 | 22.8169 | 22.3319 | 21.861 | 21.3947 | 20.9365 | 20.4792 | 18.2356 | 15.6902 | 12.3417 | 25.5384 | 25.1919 | 24.9336 | 24.5248 | 24.0956 | 23.6418 | 23.1663 | 22.7053 | 22.2486 | 21.7998 | 21.3517 | 19.1506 | 16.6465 | 13.3378
|  | HITCHES LANE | CT |  |  |  |  | 27.5794 | 27.5095 | 27.4558 | 27.3827 | 27.2936 | 27.1898 | 27.0683 | 26.983 | 26.8944 | 26.8046 | 26.7121 | 26.1415 | 24.772 | 22.1364 | 24.8107 | 24.5552 | 24.2945 | 23.8755 | 23.4339 | 22.9782 | 22.4974 | 22.0301 | 21.5671 | 21.1178 | 20.6762 | 18.5044 | 16.0611 | 13.1725 | 25.5441 | 25.3021 | 25.0565 | 24.6627 | 24.2468 | 23.8015 | 23.33 | 22.8727 | 22.4194 | 21.9794 | 21.5469 | 19.4166 | 17.0133 | 14.1632
|  | HITCHES LANE | LW |  |  |  |  | 27.5804 | 27.4162 | 27.3606 | 27.2837 | 27.1925 | 27.0895 | 26.9711 | 26.8794 | 26.7848 | 26.6879 | 26.587 | 25.9789 | 24.4281 | 21.3408 | 24.8045 | 24.4437 | 24.1694 | 23.7346 | 23.28 | 22.8169 | 22.3319 | 21.861 | 21.3947 | 20.9365 | 20.4792 | 18.2356 | 15.6902 | 12.3417 | 25.5384 | 25.1919 | 24.9336 | 24.5248 | 24.0956 | 23.6418 | 23.1663 | 22.7053 | 22.2486 | 21.7998 | 21.3517 | 19.1506 | 16.6465 | 13.3378
|  | HITCHES LANE | ST |  |  |  |  | 27.5832 | 27.5832 | 27.5832 | 27.5832 | 27.5832 | 27.5832 | 27.5832 | 27.5832 | 27.5832 | 27.5832 | 27.5832 | 27.5832 | 27.5832 | 27.5832 | 25.0701 | 25.0256 | 24.9773 | 24.7461 | 24.5124 | 24.2831 | 24.0548 | 23.8066 | 23.5636 | 23.3295 | 23.1025 | 22.058 | 21.0973 | 20.1748 | 25.7848 | 25.7435 | 25.6988 | 25.4844 | 25.2678 | 25.0552 | 24.8435 | 24.6135 | 24.3819 | 24.1539 | 23.9328 | 22.9154 | 21.9797 | 21.0811
|  | HITCHES LANE | FS |  |  |  |  | 27.5807 | 27.5573 | 27.5567 | 27.556 | 27.5549 | 27.553 | 27.5511 | 27.5426 | 27.5332 | 27.523 | 27.5119 | 27.4834 | 27.3273 | 26.9853 | 25.1138 | 25.0637 | 25.0335 | 24.9932 | 24.9156 | 24.7723 | 24.6293 | 24.461 | 24.2927 | 24.1233 | 23.9539 | 23.1504 | 22.2881 | 21.273 | 25.8252 | 25.777 | 25.749 | 25.7116 | 25.6395 | 25.5065 | 25.3738 | 25.2172 | 25.0605 | 24.9027 | 24.7448 | 23.9769 | 23.1329 | 22.1353
LOVEDEAN GSP | FAREHAM T1A T2A (90MVAS) | HOEFORD | MINIMUM HEADROOM | SU 57855 04433 | NO | NO | 14.0411 | 6.4621 | 6.3833 | 6.3563 | 6.319 | 6.2749 | 6.2237 | 6.1643 | 6.1179 | 6.069 | 6.0185 | 5.9653 | 5.5897 | 4.8309 | 2.9376 | 5.8446 | 5.7592 | 5.7228 | 5.6697 | 5.609 | 5.5411 | 5.464 | 5.3993 | 5.3325 | 5.2645 | 5.1938 | 4.4061 | 2.821 | 0.71073 | 6.2516 | 6.1728 | 6.1458 | 6.1085 | 6.0643 | 6.0132 | 5.9538 | 5.7383 | 5.4701 | 5.2049 | 4.9375 | 3.6084 | 2.0535 | -0.026598
|  | HOEFORD | CT |  |  |  |  | 6.4621 | 6.4328 | 6.4102 | 6.3798 | 6.3427 | 6.2981 | 6.245 | 6.2065 | 6.1653 | 6.123 | 6.0788 | 5.7566 | 5.1572 | 3.5946 | 5.8446 | 5.8095 | 5.7786 | 5.7331 | 5.6802 | 5.6193 | 5.549 | 5.4921 | 5.4328 | 5.3729 | 5.3117 | 4.6468 | 3.174 | 1.4025 | 6.2516 | 6.2222 | 6.1997 | 6.1693 | 6.1322 | 6.0876 | 6.0345 | 5.8775 | 5.6143 | 5.3582 | 5.1051 | 3.8497 | 2.4028 | 0.66037
|  | HOEFORD | LW |  |  |  |  | 6.4629 | 6.3833 | 6.3563 | 6.319 | 6.2749 | 6.2237 | 6.1643 | 6.1179 | 6.069 | 6.0185 | 5.9653 | 5.5897 | 4.8309 | 2.9376 | 5.845 | 5.7592 | 5.7228 | 5.6697 | 5.609 | 5.5411 | 5.464 | 5.3993 | 5.3325 | 5.2645 | 5.1938 | 4.4061 | 2.821 | 0.71073 | 6.2524 | 6.1728 | 6.1458 | 6.1085 | 6.0643 | 6.0132 | 5.9538 | 5.7383 | 5.4701 | 5.2049 | 4.9375 | 3.6084 | 2.0535 | -0.026598
|  | HOEFORD | ST |  |  |  |  | 6.4642 | 6.4642 | 6.4642 | 6.4642 | 6.4642 | 6.4642 | 6.4642 | 6.4642 | 6.4642 | 6.4642 | 6.4642 | 6.4642 | 6.4642 | 6.4286 | 5.8537 | 5.8519 | 5.8499 | 5.8428 | 5.8342 | 5.8238 | 5.8132 | 5.8015 | 5.7901 | 5.7789 | 5.7679 | 5.7164 | 5.6673 | 5.3251 | 6.2537 | 6.2537 | 6.2537 | 6.2537 | 6.2537 | 6.2537 | 6.2537 | 6.2537 | 6.2537 | 6.2537 | 6.2537 | 5.7265 | 5.1254 | 4.5282
|  | HOEFORD | FS |  |  |  |  | 6.4628 | 6.4495 | 6.4492 | 6.4488 | 6.4481 | 6.447 | 6.4459 | 6.4411 | 6.4358 | 6.43 | 6.4237 | 6.4075 | 6.3161 | 6.1118 | 5.8531 | 5.8387 | 5.8372 | 5.8353 | 5.832 | 5.8264 | 5.8208 | 5.8089 | 5.7964 | 5.7834 | 5.77 | 5.7187 | 5.5934 | 5.355 | 6.2523 | 6.239 | 6.2386 | 6.2383 | 6.2376 | 6.2365 | 6.2354 | 6.2306 | 6.2253 | 6.2194 | 6.2131 | 6.1969 | 5.8852 | 5.2641
MANNINGTON GSP | LYTCHETT | HOLES BAY | MINIMUM HEADROOM | SZ 00725 91955 | NO | YES | 0.62105 | 23.7396 | 23.7101 | 23.6961 | 23.6741 | 23.6502 | 23.6244 | 23.5962 | 23.5712 | 23.5455 | 23.5193 | 23.4925 | 23.3383 | 23.1179 | 22.7148 | 23.7046 | 23.6705 | 23.6516 | 23.6208 | 23.5881 | 23.5537 | 23.517 | 23.4828 | 23.448 | 23.4127 | 23.3769 | 23.1774 | 22.9098 | 22.486 | 24.3785 | 24.3547 | 24.3466 | 24.3354 | 24.3222 | 24.3069 | 24.2891 | 24.2752 | 24.2105 | 24.118 | 24.0251 | 23.5392 | 22.9731 | 22.2515
|  | HOLES BAY | CT |  |  |  |  | 23.7396 | 23.7251 | 23.7123 | 23.6924 | 23.6705 | 23.6466 | 23.6202 | 23.5977 | 23.5745 | 23.5509 | 23.527 | 23.3874 | 23.1858 | 22.8711 | 23.7046 | 23.6855 | 23.6678 | 23.6391 | 23.6084 | 23.5759 | 23.541 | 23.5093 | 23.4769 | 23.4444 | 23.4114 | 23.2265 | 22.9778 | 22.6422 | 24.3786 | 24.3697 | 24.3629 | 24.3537 | 24.3425 | 24.3291 | 24.3131 | 24.3017 | 24.2395 | 24.1496 | 24.0595 | 23.5886 | 23.0415 | 22.4075
|  | HOLES BAY | LW |  |  |  |  | 23.7396 | 23.7101 | 23.6961 | 23.6741 | 23.6502 | 23.6244 | 23.5962 | 23.5712 | 23.5455 | 23.5193 | 23.4925 | 23.3383 | 23.1179 | 22.7148 | 23.7046 | 23.6705 | 23.6516 | 23.6208 | 23.5881 | 23.5537 | 23.517 | 23.4828 | 23.448 | 23.4127 | 23.3769 | 23.1774 | 22.9098 | 22.486 | 24.3786 | 24.3547 | 24.3466 | 24.3354 | 24.3222 | 24.3069 | 24.2891 | 24.2752 | 24.2105 | 24.118 | 24.0251 | 23.5392 | 22.9731 | 22.2515
|  | HOLES BAY | ST |  |  |  |  | 23.7486 | 23.7477 | 23.7466 | 23.7392 | 23.7318 | 23.7245 | 23.7172 | 23.7093 | 23.7015 | 23.6938 | 23.6861 | 23.648 | 23.6102 | 23.5726 | 23.7207 | 23.719 | 23.7171 | 23.7036 | 23.6901 | 23.6768 | 23.6636 | 23.6492 | 23.635 | 23.6208 | 23.6068 | 23.5375 | 23.4686 | 23.4001 | 24.3789 | 24.3789 | 24.3789 | 24.3789 | 24.3789 | 24.3789 | 24.3789 | 24.3789 | 24.3789 | 24.3789 | 24.3789 | 24.2179 | 23.9526 | 23.6887
|  | HOLES BAY | FS |  |  |  |  | 23.7484 | 23.7438 | 23.7429 | 23.7416 | 23.7388 | 23.7334 | 23.728 | 23.7207 | 23.7134 | 23.7059 | 23.6983 | 23.6651 | 23.6096 | 23.5209 | 23.7206 | 23.7155 | 23.714 | 23.7117 | 23.7067 | 23.6971 | 23.6876 | 23.6756 | 23.6635 | 23.6513 | 23.639 | 23.5825 | 23.5038 | 23.3921 | 24.3785 | 24.3746 | 24.3745 | 24.3743 | 24.3742 | 24.3738 | 24.3735 | 24.3721 | 24.3705 | 24.3687 | 24.3669 | 24.362 | 24.214 | 23.957
MELKSHAM GSP | FROME BSP | HOLWELL | MINIMUM HEADROOM | ST 72191 44633 | NO | YES | 0.27684 | 15.5385 | 15.526 | 15.5147 | 15.5012 | 15.4866 | 15.4708 | 15.4528 | 15.4365 | 15.419 | 15.3997 | 15.3792 | 15.2563 | 15.0476 | 14.7093 | 15.2227 | 15.2103 | 15.1989 | 15.1854 | 15.1708 | 15.155 | 15.137 | 15.1207 | 15.1032 | 15.0647 | 15.0145 | 14.752 | 14.4418 | 14.0742 | 18.3912 | 18.3787 | 18.3673 | 18.3538 | 18.3392 | 18.3234 | 18.3054 | 18.2891 | 18.2716 | 18.2523 | 18.2319 | 18.0831 | 17.8077 | 17.4504
|  | HOLWELL | CT |  |  |  |  | 15.5385 | 15.526 | 15.5147 | 15.5012 | 15.4866 | 15.4708 | 15.4528 | 15.4365 | 15.419 | 15.3997 | 15.3792 | 15.2563 | 15.0476 | 14.7093 | 15.2227 | 15.2103 | 15.1989 | 15.1854 | 15.1708 | 15.155 | 15.137 | 15.1207 | 15.1032 | 15.0647 | 15.0145 | 14.752 | 14.4418 | 14.0742 | 18.3912 | 18.3787 | 18.3673 | 18.3538 | 18.3392 | 18.3234 | 18.3054 | 18.2891 | 18.2716 | 18.2523 | 18.2319 | 18.0831 | 17.8077 | 17.4504
|  | HOLWELL | LW |  |  |  |  | 15.5486 | 15.5335 | 15.5267 | 15.5174 | 15.507 | 15.4947 | 15.4804 | 15.468 | 15.4545 | 15.4399 | 15.4241 | 15.3269 | 15.1314 | 14.7795 | 15.2328 | 15.2177 | 15.2109 | 15.2016 | 15.1912 | 15.1789 | 15.1646 | 15.1522 | 15.1387 | 15.0977 | 15.0512 | 14.8116 | 14.5223 | 14.1403 | 18.4013 | 18.3861 | 18.3793 | 18.37 | 18.3596 | 18.3474 | 18.333 | 18.3207 | 18.3071 | 18.2926 | 18.2767 | 18.1477 | 17.8894 | 17.518
|  | HOLWELL | ST |  |  |  |  | 15.5522 | 15.5514 | 15.5505 | 15.5497 | 15.548 | 15.5463 | 15.5446 | 15.5429 | 15.5413 | 15.5396 | 15.5379 | 15.5253 | 15.5084 | 15.4874 | 15.2364 | 15.2356 | 15.2347 | 15.2339 | 15.2322 | 15.2305 | 15.2288 | 15.2272 | 15.2255 | 15.2238 | 15.2221 | 15.1988 | 15.0959 | 14.9902 | 18.4048 | 18.404 | 18.4032 | 18.4023 | 18.4006 | 18.3989 | 18.3973 | 18.3956 | 18.3939 | 18.3922 | 18.3905 | 18.3779 | 18.3611 | 18.3181
|  | HOLWELL | FS |  |  |  |  | 15.5537 | 15.5517 | 15.5516 | 15.5515 | 15.5514 | 15.5513 | 15.5503 | 15.5487 | 15.547 | 15.5453 | 15.5435 | 15.5368 | 15.5154 | 15.4763 | 15.2379 | 15.2359 | 15.2358 | 15.2358 | 15.2357 | 15.2355 | 15.2345 | 15.2329 | 15.2312 | 15.2295 | 15.2277 | 15.221 | 15.1996 | 15.1114 | 18.4063 | 18.4043 | 18.4042 | 18.4042 | 18.4041 | 18.4039 | 18.4029 | 18.4013 | 18.3997 | 18.3979 | 18.3961 | 18.3895 | 18.3681 | 18.3289
MANNINGTON GSP | SALISBURY | HOMINGTON | MINIMUM HEADROOM | SU 11742 26037 | NO | YES | 10.28 | 7.067 | 7.0479 | 7.0414 | 7.0324 | 7.0217 | 7.0096 | 6.9955 | 6.9845 | 6.973 | 6.9612 | 6.9489 | 6.873 | 6.7504 | 6.5124 | 5.7019 | 5.6565 | 5.6211 | 5.5655 | 5.5069 | 5.4462 | 5.3818 | 5.3201 | 5.2584 | 5.1977 | 5.136 | 4.8341 | 4.4846 | 4.0225 | 6.4881 | 6.4689 | 6.4624 | 6.4534 | 6.4428 | 6.4306 | 6.4165 | 6.4055 | 6.3941 | 6.3823 | 6.3699 | 6.2941 | 6.1715 | 5.9212
|  | HOMINGTON | CT |  |  |  |  | 7.067 | 7.0594 | 7.0535 | 7.0457 | 7.036 | 7.0246 | 7.0111 | 7.0016 | 6.9915 | 6.9813 | 6.9706 | 6.9029 | 6.7908 | 6.6134 | 5.7028 | 5.6708 | 5.6378 | 5.5851 | 5.5294 | 5.4704 | 5.4075 | 5.3463 | 5.2851 | 5.226 | 5.1678 | 4.879 | 4.5484 | 4.1542 | 6.4881 | 6.4805 | 6.4746 | 6.4667 | 6.4571 | 6.4456 | 6.4321 | 6.4226 | 6.4126 | 6.4023 | 6.3917 | 6.324 | 6.2119 | 6.0345
|  | HOMINGTON | LW |  |  |  |  | 7.0671 | 7.0479 | 7.0414 | 7.0324 | 7.0217 | 7.0096 | 6.9955 | 6.9845 | 6.973 | 6.9612 | 6.9489 | 6.873 | 6.7504 | 6.5124 | 5.7019 | 5.6565 | 5.6211 | 5.5655 | 5.5069 | 5.4462 | 5.3818 | 5.3201 | 5.2584 | 5.1977 | 5.136 | 4.8341 | 4.4846 | 4.0225 | 6.4881 | 6.4689 | 6.4624 | 6.4534 | 6.4428 | 6.4306 | 6.4165 | 6.4055 | 6.3941 | 6.3823 | 6.3699 | 6.2941 | 6.1715 | 5.9212
|  | HOMINGTON | ST |  |  |  |  | 7.0674 | 7.0674 | 7.0674 | 7.0674 | 7.0674 | 7.0674 | 7.0674 | 7.0674 | 7.0674 | 7.0674 | 7.0674 | 7.0674 | 7.0674 | 7.0674 | 5.734 | 5.7276 | 5.7204 | 5.6902 | 5.6592 | 5.629 | 5.5983 | 5.5654 | 5.533 | 5.502 | 5.4714 | 5.3264 | 5.1903 | 5.057 | 6.4884 | 6.4884 | 6.4884 | 6.4884 | 6.4884 | 6.4884 | 6.4884 | 6.4884 | 6.4884 | 6.4884 | 6.4884 | 6.4884 | 6.4884 | 6.4884
|  | HOMINGTON | FS |  |  |  |  | 7.0671 | 7.064 | 7.064 | 7.0639 | 7.0637 | 7.0635 | 7.0632 | 7.0621 | 7.0609 | 7.0596 | 7.0582 | 7.0545 | 7.034 | 6.9886 | 5.7383 | 5.731 | 5.7264 | 5.721 | 5.7102 | 5.6915 | 5.6727 | 5.6504 | 5.6281 | 5.6058 | 5.5835 | 5.4768 | 5.3574 | 5.2153 | 6.4881 | 6.4851 | 6.485 | 6.4849 | 6.4848 | 6.4845 | 6.4843 | 6.4832 | 6.482 | 6.4807 | 6.4792 | 6.4756 | 6.4551 | 6.4097
BRAMLEY (FLEE) | COXMOOR WOOD BSP | HOOK | MINIMUM HEADROOM | SU 72602 53780 | NO | YES | 0.92526 | 33.9532 | 33.8688 | 33.8385 | 33.7969 | 33.7478 | 33.692 | 33.628 | 33.5781 | 33.5247 | 33.47 | 33.413 | 32.7873 | 31.4593 | 29.6672 | 32.6367 | 32.5458 | 32.5086 | 32.4557 | 32.3952 | 32.328 | 32.2523 | 32.1903 | 32.0934 | 31.8361 | 31.5784 | 30.3078 | 28.8536 | 26.9385 | 32.9953 | 32.9109 | 32.8806 | 32.839 | 32.7899 | 32.7342 | 32.6701 | 32.6202 | 32.5668 | 32.5121 | 32.4551 | 32.1106 | 31.3191 | 29.4171
|  | HOOK | CT |  |  |  |  | 33.9532 | 33.9142 | 33.8837 | 33.8435 | 33.7949 | 33.7384 | 33.6716 | 33.6237 | 33.5738 | 33.5231 | 33.4701 | 32.9148 | 31.6373 | 30.0969 | 32.6367 | 32.5919 | 32.5548 | 32.5038 | 32.4441 | 32.3765 | 32.2982 | 32.2381 | 32.1763 | 31.927 | 31.6777 | 30.444 | 29.0451 | 27.3864 | 32.9953 | 32.9563 | 32.9258 | 32.8856 | 32.837 | 32.7805 | 32.7137 | 32.6658 | 32.6159 | 32.5652 | 32.5122 | 32.1843 | 31.5092 | 29.863
|  | HOOK | LW |  |  |  |  | 33.9567 | 33.8688 | 33.8385 | 33.7969 | 33.7478 | 33.692 | 33.628 | 33.5781 | 33.5247 | 33.47 | 33.413 | 32.7873 | 31.4593 | 29.6672 | 32.6399 | 32.5458 | 32.5086 | 32.4557 | 32.3952 | 32.328 | 32.2523 | 32.1903 | 32.0934 | 31.8361 | 31.5784 | 30.3078 | 28.8536 | 26.9385 | 32.9988 | 32.9109 | 32.8806 | 32.839 | 32.7899 | 32.7342 | 32.6701 | 32.6202 | 32.5668 | 32.5121 | 32.4551 | 32.1106 | 31.3191 | 29.4171
|  | HOOK | ST |  |  |  |  | 33.9589 | 33.9589 | 33.9589 | 33.9589 | 33.9589 | 33.9589 | 33.9589 | 33.9589 | 33.9589 | 33.9589 | 33.9589 | 33.9547 | 33.9505 | 33.7917 | 32.6503 | 32.6489 | 32.6472 | 32.6399 | 32.6326 | 32.6253 | 32.618 | 32.6101 | 32.6024 | 32.5949 | 32.5876 | 32.4276 | 31.8722 | 31.3326 | 33.0011 | 33.0011 | 33.0011 | 33.0011 | 33.0011 | 33.0011 | 33.0011 | 33.0011 | 33.0011 | 33.0011 | 33.0011 | 32.9968 | 32.9926 | 32.9884
|  | HOOK | FS |  |  |  |  | 33.9576 | 33.9446 | 33.9443 | 33.9439 | 33.9433 | 33.9422 | 33.9411 | 33.9364 | 33.9312 | 33.9256 | 33.9194 | 33.9036 | 33.8165 | 33.6247 | 32.6502 | 32.6364 | 32.6352 | 32.6335 | 32.6304 | 32.6249 | 32.6194 | 32.6097 | 32.5994 | 32.5888 | 32.5776 | 32.5374 | 32.4277 | 32.001 | 32.9997 | 32.9867 | 32.9864 | 32.986 | 32.9854 | 32.9843 | 32.9832 | 32.9785 | 32.9733 | 32.9677 | 32.9615 | 32.9457 | 32.8586 | 32.6668
LALEHAM | EAST BEDFONT A | HOPE AND ANCHOR | MINIMUM HEADROOM | TQ 12710 72057 | YES | NO | 0.18526 | 7.5618 | 7.5428 | 7.5363 | 7.5274 | 7.5168 | 7.5046 | 7.4902 | 7.479 | 7.4671 | 7.4548 | 7.4419 | 7.36 | 7.1994 | 6.734 | 7.3486 | 7.3286 | 7.321 | 7.3102 | 7.2976 | 7.2834 | 7.267 | 7.2536 | 7.2396 | 7.2253 | 7.2102 | 6.9342 | 6.5797 | 6.0912 | 7.453 | 7.4327 | 7.4248 | 7.4134 | 7.4002 | 7.3853 | 7.3684 | 7.3543 | 7.3397 | 7.3246 | 7.3089 | 7.0419 | 6.6846 | 6.1934
|  | HOPE AND ANCHOR | CT |  |  |  |  | 7.5618 | 7.5551 | 7.55 | 7.5431 | 7.5346 | 7.5244 | 7.5121 | 7.5034 | 7.4939 | 7.4841 | 7.4739 | 7.4064 | 7.2809 | 6.899 | 7.3487 | 7.3411 | 7.3348 | 7.3261 | 7.3157 | 7.3035 | 7.2893 | 7.2784 | 7.2668 | 7.2549 | 7.2427 | 6.993 | 6.6632 | 6.2587 | 7.4531 | 7.4452 | 7.4387 | 7.4293 | 7.4184 | 7.4056 | 7.3907 | 7.3791 | 7.3669 | 7.3544 | 7.3415 | 7.1008 | 6.7683 | 6.3612
|  | HOPE AND ANCHOR | LW |  |  |  |  | 7.5618 | 7.5428 | 7.5363 | 7.5274 | 7.5168 | 7.5046 | 7.4902 | 7.479 | 7.4671 | 7.4548 | 7.4419 | 7.36 | 7.1994 | 6.734 | 7.3486 | 7.3286 | 7.321 | 7.3102 | 7.2976 | 7.2834 | 7.267 | 7.2536 | 7.2396 | 7.2253 | 7.2102 | 6.9342 | 6.5797 | 6.0912 | 7.453 | 7.4327 | 7.4248 | 7.4134 | 7.4002 | 7.3853 | 7.3684 | 7.3543 | 7.3397 | 7.3246 | 7.3089 | 7.0419 | 6.6846 | 6.1934
|  | HOPE AND ANCHOR | ST |  |  |  |  | 7.5621 | 7.5621 | 7.5621 | 7.5621 | 7.5621 | 7.5621 | 7.5621 | 7.5621 | 7.5621 | 7.5621 | 7.5621 | 7.5621 | 7.5621 | 7.5621 | 7.3503 | 7.35 | 7.3498 | 7.3486 | 7.3473 | 7.3461 | 7.3448 | 7.3434 | 7.342 | 7.3407 | 7.3393 | 7.3328 | 7.2665 | 7.1308 | 7.4551 | 7.4548 | 7.4545 | 7.4529 | 7.4512 | 7.4496 | 7.448 | 7.4461 | 7.4443 | 7.4425 | 7.4408 | 7.4323 | 7.3754 | 7.2383
|  | HOPE AND ANCHOR | FS |  |  |  |  | 7.5618 | 7.5585 | 7.5584 | 7.5583 | 7.5581 | 7.5579 | 7.5576 | 7.5564 | 7.5551 | 7.5536 | 7.5521 | 7.5481 | 7.5253 | 7.4742 | 7.35 | 7.3465 | 7.3463 | 7.346 | 7.3454 | 7.3443 | 7.3432 | 7.3412 | 7.339 | 7.3366 | 7.3341 | 7.3258 | 7.2987 | 7.2432 | 7.4549 | 7.4514 | 7.4511 | 7.4507 | 7.45 | 7.4486 | 7.4473 | 7.445 | 7.4425 | 7.4399 | 7.4371 | 7.4274 | 7.3989 | 7.3422
LOVEDEAN GSP | HAVANT | HORNDEAN | MINIMUM HEADROOM | SU 70271 12802 | NO | NO | 0.67684 | 29.3185 | 29.1397 | 29.0786 | 28.994 | 28.8939 | 28.7783 | 28.6448 | 28.5406 | 28.4319 | 28.32 | 28.2028 | 27.4844 | 26.3231 | 24.0734 | 30.3741 | 29.962 | 29.6364 | 29.1397 | 28.6093 | 28.0573 | 27.4634 | 26.89 | 26.3192 | 25.7587 | 25.1938 | 22.4567 | 19.3099 | 15.101 | 29.3108 | 28.896 | 28.5672 | 28.0657 | 27.5302 | 26.9731 | 26.3737 | 25.7947 | 25.2185 | 24.6526 | 24.0824 | 21.3214 | 18.151 | 13.9189
|  | HORNDEAN | CT |  |  |  |  | 29.3185 | 29.2458 | 29.1898 | 29.1148 | 29.0233 | 28.915 | 28.7873 | 28.6969 | 28.6016 | 28.5033 | 28.4015 | 27.7561 | 26.691 | 25.0036 | 30.3877 | 30.1033 | 29.8061 | 29.3397 | 28.8377 | 28.3093 | 27.7347 | 27.1687 | 26.6051 | 26.0618 | 25.5275 | 22.9255 | 19.9719 | 16.4175 | 29.3185 | 29.0377 | 28.7376 | 28.2667 | 27.7598 | 27.2264 | 26.6465 | 26.0749 | 25.5057 | 24.9571 | 24.4177 | 21.7925 | 18.8165 | 15.2399
|  | HORNDEAN | LW |  |  |  |  | 29.3202 | 29.1397 | 29.0786 | 28.994 | 28.8939 | 28.7783 | 28.6448 | 28.5406 | 28.4319 | 28.32 | 28.2028 | 27.4844 | 26.3231 | 24.0734 | 30.3741 | 29.962 | 29.6364 | 29.1397 | 28.6093 | 28.0573 | 27.4634 | 26.89 | 26.3192 | 25.7587 | 25.1938 | 22.4567 | 19.3099 | 15.101 | 29.3108 | 28.896 | 28.5672 | 28.0657 | 27.5302 | 26.9731 | 26.3737 | 25.7947 | 25.2185 | 24.6526 | 24.0824 | 21.3214 | 18.151 | 13.9189
|  | HORNDEAN | ST |  |  |  |  | 29.3232 | 29.3232 | 29.3232 | 29.3232 | 29.3232 | 29.3232 | 29.3232 | 29.3232 | 29.3232 | 29.3232 | 29.3232 | 29.3232 | 29.3232 | 29.3198 | 30.6494 | 30.5818 | 30.5068 | 30.2509 | 29.9871 | 29.723 | 29.4545 | 29.1607 | 28.8713 | 28.5934 | 28.3226 | 27.0728 | 25.9127 | 24.7657 | 29.3232 | 29.3232 | 29.3232 | 29.1862 | 28.9193 | 28.6521 | 28.3804 | 28.0831 | 27.7902 | 27.509 | 27.235 | 25.9704 | 24.7966 | 23.636
|  | HORNDEAN | FS |  |  |  |  | 29.3202 | 29.2917 | 29.2911 | 29.2902 | 29.2888 | 29.2865 | 29.2842 | 29.2739 | 29.2625 | 29.2501 | 29.2366 | 29.202 | 29.0092 | 28.5816 | 30.694 | 30.626 | 30.5836 | 30.5304 | 30.437 | 30.2793 | 30.122 | 29.9366 | 29.751 | 29.5642 | 29.3755 | 28.4899 | 27.5069 | 26.3032 | 29.3202 | 29.2917 | 29.2911 | 29.2902 | 29.2888 | 29.2154 | 29.0562 | 28.8687 | 28.681 | 28.4922 | 28.3014 | 27.4057 | 26.4134 | 25.2005
NURSLING GSP | WINCHESTER | HOUGHTON | MINIMUM HEADROOM | SU 33784 31741 | NO | YES | 0.32211 | 17.1238 | 17.0661 | 17.0093 | 16.9214 | 16.8291 | 16.7328 | 16.6316 | 16.5299 | 16.4276 | 16.3265 | 16.2257 | 15.7116 | 15.1253 | 14.4302 | 16.0418 | 15.9771 | 15.9138 | 15.814 | 15.7094 | 15.6009 | 15.4872 | 15.3721 | 15.2565 | 15.1428 | 15.0296 | 14.4582 | 13.8166 | 13.0675 | 16.1773 | 16.1161 | 16.056 | 15.962 | 15.8634 | 15.7609 | 15.6533 | 15.5448 | 15.4357 | 15.3282 | 15.221 | 14.6778 | 14.0632 | 13.3406
|  | HOUGHTON | CT |  |  |  |  | 17.1238 | 17.0676 | 17.0093 | 16.9214 | 16.8291 | 16.7328 | 16.6316 | 16.5299 | 16.4276 | 16.3265 | 16.2257 | 15.7116 | 15.1253 | 14.4302 | 16.0418 | 15.9793 | 15.9138 | 15.814 | 15.7094 | 15.6009 | 15.4872 | 15.3721 | 15.2565 | 15.1428 | 15.0296 | 14.4582 | 13.8166 | 13.0675 | 16.1773 | 16.1179 | 16.056 | 15.962 | 15.8634 | 15.7609 | 15.6533 | 15.5448 | 15.4357 | 15.3282 | 15.221 | 14.6778 | 14.0632 | 13.3406
|  | HOUGHTON | LW |  |  |  |  | 17.1358 | 17.0661 | 17.0118 | 16.9266 | 16.8364 | 16.7436 | 16.6462 | 16.5507 | 16.4545 | 16.3587 | 16.2621 | 15.7729 | 15.2038 | 14.4569 | 16.0535 | 15.9771 | 15.9153 | 15.8177 | 15.7149 | 15.6096 | 15.4994 | 15.3906 | 15.2813 | 15.1727 | 15.0635 | 14.5157 | 13.8895 | 13.0871 | 16.1892 | 16.1161 | 16.058 | 15.9664 | 15.8698 | 15.7706 | 15.6667 | 15.5644 | 15.4616 | 15.3592 | 15.2562 | 14.7371 | 14.1389 | 13.3636
|  | HOUGHTON | ST |  |  |  |  | 17.1876 | 17.1777 | 17.1672 | 17.1224 | 17.077 | 17.0321 | 16.9874 | 16.9386 | 16.8905 | 16.8441 | 16.7984 | 16.5803 | 16.3684 | 16.1579 | 16.1141 | 16.1026 | 16.0903 | 16.0374 | 15.9839 | 15.9312 | 15.8785 | 15.821 | 15.7645 | 15.7098 | 15.6561 | 15.4004 | 15.1532 | 14.9085 | 16.2455 | 16.2348 | 16.2234 | 16.1744 | 16.1249 | 16.076 | 16.0272 | 15.974 | 15.9216 | 15.8709 | 15.8212 | 15.5839 | 15.354 | 15.126
|  | HOUGHTON | FS |  |  |  |  | 17.1967 | 17.1866 | 17.1807 | 17.1729 | 17.157 | 17.1294 | 17.102 | 17.0692 | 17.0364 | 17.0028 | 16.9691 | 16.8098 | 16.631 | 16.4216 | 16.1247 | 16.1135 | 16.1066 | 16.0974 | 16.0787 | 16.0464 | 16.0141 | 15.9758 | 15.9374 | 15.8982 | 15.8589 | 15.6722 | 15.4677 | 15.2339 | 16.2554 | 16.2447 | 16.2383 | 16.2297 | 16.2124 | 16.1824 | 16.1525 | 16.1169 | 16.0813 | 16.0448 | 16.0083 | 15.835 | 15.6431 | 15.4212
BRAMLEY (BASI) | BASINGSTOKE T3 & T4 | HOUNDMILLS | MINIMUM HEADROOM | SU 62187 52886 | NO | YES | 21.0274 | 25.7553 | 25.7054 | 25.6868 | 25.6613 | 25.6225 | 25.5557 | 25.4795 | 25.4123 | 25.1439 | 24.7008 | 24.2527 | 22.3139 | 20.3506 | 18.0676 | 25.5509 | 25.4893 | 25.4581 | 25.416 | 25.3664 | 25.1772 | 24.6224 | 24.0834 | 23.5501 | 23.0336 | 22.5115 | 20.2645 | 18.0123 | 15.4402 | 25.7553 | 25.7054 | 25.6868 | 25.6463 | 25.193 | 24.7027 | 24.1478 | 23.6086 | 23.0752 | 22.5585 | 22.0362 | 19.7886 | 17.5357 | 14.9631
|  | HOUNDMILLS | CT |  |  |  |  | 25.7553 | 25.7318 | 25.7122 | 25.6871 | 25.6572 | 25.5984 | 25.524 | 25.4573 | 25.3685 | 24.9323 | 24.5094 | 22.6811 | 20.8984 | 18.9345 | 25.5509 | 25.5187 | 25.4886 | 25.4486 | 25.4017 | 25.3482 | 24.904 | 24.3537 | 23.8096 | 23.301 | 22.8082 | 20.69 | 18.648 | 16.4253 | 25.7553 | 25.7318 | 25.7122 | 25.6871 | 25.4138 | 24.9555 | 24.4295 | 23.8789 | 23.3347 | 22.826 | 22.333 | 20.2142 | 18.1717 | 15.9484
|  | HOUNDMILLS | LW |  |  |  |  | 25.7587 | 25.7054 | 25.6868 | 25.6613 | 25.6225 | 25.5557 | 25.4795 | 25.4123 | 25.1439 | 24.7008 | 24.2527 | 22.3139 | 20.3506 | 18.0676 | 25.5531 | 25.4893 | 25.4581 | 25.416 | 25.3664 | 25.1772 | 24.6224 | 24.0834 | 23.5501 | 23.0336 | 22.5115 | 20.2645 | 18.0123 | 15.4402 | 25.7587 | 25.7054 | 25.6868 | 25.6463 | 25.193 | 24.7027 | 24.1478 | 23.6086 | 23.0752 | 22.5585 | 22.0362 | 19.7886 | 17.5357 | 14.9631
|  | HOUNDMILLS | ST |  |  |  |  | 25.7613 | 25.7613 | 25.7613 | 25.7613 | 25.7604 | 25.7596 | 25.7587 | 25.7501 | 25.7294 | 25.7098 | 25.6907 | 25.4088 | 24.524 | 23.6338 | 25.5625 | 25.5574 | 25.5517 | 25.5423 | 25.5313 | 25.5197 | 25.5074 | 25.4939 | 25.4805 | 25.2442 | 24.982 | 23.8156 | 22.7732 | 21.7245 | 25.7613 | 25.7613 | 25.7613 | 25.7613 | 25.7604 | 25.7596 | 25.6084 | 25.323 | 25.038 | 24.7698 | 24.5074 | 23.3407 | 22.2979 | 21.2489
|  | HOUNDMILLS | FS |  |  |  |  | 25.7612 | 25.753 | 25.7528 | 25.7526 | 25.7522 | 25.7515 | 25.7508 | 25.7479 | 25.7446 | 25.741 | 25.7371 | 25.7167 | 25.6209 | 25.4559 | 25.5657 | 25.5546 | 25.5516 | 25.5481 | 25.5439 | 25.5384 | 25.5329 | 25.5248 | 25.5163 | 25.5074 | 25.498 | 25.4612 | 25.1657 | 24.5015 | 25.7612 | 25.753 | 25.7528 | 25.7526 | 25.7522 | 25.7515 | 25.7508 | 25.7479 | 25.7446 | 25.741 | 25.7371 | 25.2659 | 24.6912 | 24.0268
BRAMLEY (ANDO-THAT) | THATCHAM BSP | HUNGERFORD | MINIMUM HEADROOM | SU 34066 68957 | NO | YES | 0.59368 | 12.2793 | 17.2391 | 17.2255 | 17.2067 | 17.1844 | 17.1588 | 17.1293 | 17.1063 | 17.0823 | 17.0576 | 17.0317 | 16.8729 | 16.4827 | 15.6334 | 11.1846 | 16.1444 | 16.1308 | 16.112 | 16.0897 | 16.0641 | 16.0346 | 16.0116 | 15.9876 | 15.9629 | 15.9029 | 15.3191 | 14.6294 | 13.7077 | 11.6372 | 16.597 | 16.5834 | 16.5646 | 16.5423 | 16.4855 | 16.3696 | 16.2565 | 16.1434 | 16.0306 | 15.9176 | 15.3401 | 14.6568 | 13.7414
|  | HUNGERFORD | CT |  |  |  |  | 12.2793 | 17.2633 | 17.251 | 17.2345 | 17.2142 | 17.1903 | 17.162 | 17.142 | 17.1209 | 17.0994 | 17.0771 | 16.9352 | 16.5851 | 15.8699 | 11.1846 | 16.1686 | 16.1563 | 16.1397 | 16.1195 | 16.0955 | 16.0672 | 16.0472 | 16.0262 | 16.0047 | 15.9573 | 15.3956 | 14.7362 | 13.9485 | 11.6372 | 16.6212 | 16.6089 | 16.5923 | 16.5721 | 16.5241 | 16.4102 | 16.2993 | 16.1883 | 16.0795 | 15.9719 | 15.4164 | 14.7633 | 13.9817
|  | HUNGERFORD | LW |  |  |  |  | 12.2793 | 17.2391 | 17.2255 | 17.2067 | 17.1844 | 17.1588 | 17.1293 | 17.1063 | 17.0823 | 17.0576 | 17.0317 | 16.8729 | 16.4827 | 15.6334 | 11.1846 | 16.1444 | 16.1308 | 16.112 | 16.0897 | 16.0641 | 16.0346 | 16.0116 | 15.9876 | 15.9629 | 15.9029 | 15.3191 | 14.6294 | 13.7077 | 11.6372 | 16.597 | 16.5834 | 16.5646 | 16.5423 | 16.4855 | 16.3696 | 16.2565 | 16.1434 | 16.0306 | 15.9176 | 15.3401 | 14.6568 | 13.7414
|  | HUNGERFORD | ST |  |  |  |  | 12.28 | 17.28 | 17.28 | 17.28 | 17.28 | 17.28 | 17.28 | 17.28 | 17.28 | 17.28 | 17.28 | 17.28 | 17.28 | 17.28 | 11.1853 | 16.1853 | 16.1853 | 16.1853 | 16.1853 | 16.1853 | 16.1853 | 16.1853 | 16.1853 | 16.1853 | 16.1853 | 16.1853 | 15.9729 | 15.7044 | 11.6379 | 16.6379 | 16.6379 | 16.6379 | 16.6379 | 16.6379 | 16.6379 | 16.6379 | 16.6379 | 16.6016 | 16.5426 | 16.2608 | 15.9903 | 15.7257
|  | HUNGERFORD | FS |  |  |  |  | 12.2793 | 17.273 | 17.2729 | 17.2727 | 17.2724 | 17.2718 | 17.2713 | 17.269 | 17.2665 | 17.2637 | 17.2608 | 17.2531 | 17.2102 | 17.1152 | 11.1846 | 16.1783 | 16.1781 | 16.1779 | 16.1776 | 16.1771 | 16.1766 | 16.1743 | 16.1718 | 16.169 | 16.166 | 16.1583 | 16.1155 | 15.948 | 11.6372 | 16.6309 | 16.6308 | 16.6306 | 16.6303 | 16.6297 | 16.6292 | 16.6269 | 16.6244 | 16.6216 | 16.6186 | 16.5029 | 16.2582 | 15.9633
LOVEDEAN GSP | CHICHESTER & HUNSTON | HUNSTON | MINIMUM HEADROOM | SU 86949 02632 | NO | YES | 2.255 | 33.281 | 33.2296 | 33.2122 | 33.1881 | 33.1595 | 33.0771 | 32.7658 | 32.4612 | 32.1593 | 31.8642 | 31.5662 | 30.21 | 28.7661 | 27.0096 | 33.2089 | 33.1501 | 33.1239 | 33.0873 | 33.0452 | 32.9981 | 32.7945 | 32.4985 | 32.1724 | 31.8233 | 31.4711 | 29.879 | 28.2076 | 26.2246 | 33.5336 | 33.4822 | 33.4648 | 33.236 | 32.9299 | 32.605 | 32.246 | 31.8936 | 31.5446 | 31.2037 | 30.8598 | 29.3037 | 27.6372 | 25.6538
|  | HUNSTON | CT |  |  |  |  | 33.281 | 33.2609 | 33.2455 | 33.2248 | 33.1994 | 33.1692 | 32.9193 | 32.6138 | 32.3108 | 32.0233 | 31.7418 | 30.4607 | 29.1313 | 27.6268 | 33.2096 | 33.1831 | 33.16 | 33.1277 | 33.0898 | 33.0461 | 32.9446 | 32.6478 | 32.3441 | 32.0032 | 31.6697 | 30.1631 | 28.6232 | 26.9089 | 33.5336 | 33.5136 | 33.4981 | 33.3499 | 33.0664 | 32.7601 | 32.4185 | 32.0643 | 31.7133 | 31.3805 | 31.0549 | 29.5827 | 28.0529 | 26.3382
|  | HUNSTON | LW |  |  |  |  | 33.281 | 33.2296 | 33.2122 | 33.1881 | 33.1595 | 33.0771 | 32.7658 | 32.4612 | 32.1593 | 31.8642 | 31.5662 | 30.21 | 28.7661 | 27.0096 | 33.2089 | 33.1501 | 33.1239 | 33.0873 | 33.0452 | 32.9981 | 32.7945 | 32.4985 | 32.1724 | 31.8233 | 31.4711 | 29.879 | 28.2076 | 26.2246 | 33.5336 | 33.4822 | 33.4648 | 33.236 | 32.9299 | 32.605 | 32.246 | 31.8936 | 31.5446 | 31.2037 | 30.8598 | 29.3037 | 27.6372 | 25.6538
|  | HUNSTON | ST |  |  |  |  | 33.2818 | 33.2818 | 33.2818 | 33.2818 | 33.2818 | 33.2818 | 33.2818 | 33.2818 | 33.2818 | 33.1802 | 33.0283 | 32.3338 | 31.6946 | 31.0531 | 33.2163 | 33.2132 | 33.2098 | 33.2023 | 33.1944 | 33.1863 | 33.1778 | 33.1684 | 33.1591 | 33.1502 | 33.0549 | 32.3307 | 31.5604 | 30.7872 | 33.5345 | 33.5345 | 33.5345 | 33.5345 | 33.5345 | 33.4373 | 33.2627 | 33.0713 | 32.881 | 32.6989 | 32.5207 | 31.7054 | 30.9551 | 30.202
|  | HUNSTON | FS |  |  |  |  | 33.281 | 33.2727 | 33.2726 | 33.2723 | 33.2719 | 33.2712 | 33.2706 | 33.2676 | 33.2643 | 33.2607 | 33.2568 | 33.2468 | 32.8755 | 32.3725 | 33.2173 | 33.2074 | 33.2053 | 33.203 | 33.1996 | 33.1947 | 33.1898 | 33.1822 | 33.1742 | 33.1659 | 33.1573 | 33.1241 | 32.9039 | 32.4127 | 33.5336 | 33.5254 | 33.5252 | 33.5249 | 33.5245 | 33.5239 | 33.5232 | 33.5202 | 33.5169 | 33.4319 | 33.3303 | 32.8474 | 32.3571 | 31.7882
MELKSHAM GSP | ANDOVER BSP | HURSTBOURNE TARRANT | MINIMUM HEADROOM | SU 39384 52476 | NO | YES | 0.73368 | 5.8975 | 5.8758 | 5.8684 | 5.8582 | 5.8462 | 5.8324 | 5.8166 | 5.8043 | 5.7915 | 5.7784 | 5.7479 | 5.488 | 5.1702 | 4.7337 | 4.6795 | 4.6328 | 4.5968 | 4.5412 | 4.4826 | 4.422 | 4.3569 | 4.2949 | 4.233 | 4.1723 | 4.1108 | 3.8113 | 3.461 | 2.9931 | 5.2619 | 5.2217 | 5.1932 | 5.1494 | 5.103 | 5.0547 | 5.0025 | 4.9534 | 4.9044 | 4.8561 | 4.8072 | 4.5611 | 4.2114 | 3.7442
|  | HURSTBOURNE TARRANT | CT |  |  |  |  | 5.8975 | 5.8885 | 5.8815 | 5.8722 | 5.8608 | 5.8474 | 5.8316 | 5.8205 | 5.8089 | 5.7962 | 5.7748 | 5.5231 | 5.2223 | 4.8543 | 4.6804 | 4.6474 | 4.6145 | 4.5625 | 4.5063 | 4.4479 | 4.3847 | 4.322 | 4.2604 | 4.2002 | 4.1412 | 3.849 | 3.5174 | 3.1194 | 5.2625 | 5.2357 | 5.2097 | 5.1688 | 5.1243 | 5.0777 | 5.0269 | 4.9777 | 4.9292 | 4.8814 | 4.8344 | 4.5974 | 4.2678 | 3.8704
|  | HURSTBOURNE TARRANT | LW |  |  |  |  | 5.8975 | 5.8758 | 5.8684 | 5.8582 | 5.8462 | 5.8324 | 5.8166 | 5.8043 | 5.7915 | 5.7784 | 5.7479 | 5.488 | 5.1702 | 4.7337 | 4.6795 | 4.6328 | 4.5968 | 4.5412 | 4.4826 | 4.422 | 4.3569 | 4.2949 | 4.233 | 4.1723 | 4.1108 | 3.8113 | 3.461 | 2.9931 | 5.2619 | 5.2217 | 5.1932 | 5.1494 | 5.103 | 5.0547 | 5.0025 | 4.9534 | 4.9044 | 4.8561 | 4.8072 | 4.5611 | 4.2114 | 3.7442
|  | HURSTBOURNE TARRANT | ST |  |  |  |  | 5.8979 | 5.8979 | 5.8979 | 5.8979 | 5.8979 | 5.8979 | 5.8979 | 5.8979 | 5.8979 | 5.8979 | 5.8979 | 5.8979 | 5.8483 | 5.7471 | 4.712 | 4.7063 | 4.699 | 4.6695 | 4.6402 | 4.611 | 4.5807 | 4.548 | 4.5159 | 4.4853 | 4.4553 | 4.3226 | 4.1981 | 4.0781 | 5.2859 | 5.2818 | 5.2764 | 5.2546 | 5.2329 | 5.2114 | 5.189 | 5.1648 | 5.1411 | 5.1185 | 5.0964 | 4.9984 | 4.9064 | 4.8178
|  | HURSTBOURNE TARRANT | FS |  |  |  |  | 5.8975 | 5.8943 | 5.8942 | 5.8941 | 5.8939 | 5.8936 | 5.8934 | 5.8922 | 5.8909 | 5.8894 | 5.8879 | 5.8839 | 5.8617 | 5.8129 | 4.7165 | 4.7097 | 4.706 | 4.7003 | 4.6897 | 4.6712 | 4.6527 | 4.6312 | 4.6098 | 4.5883 | 4.5668 | 4.4658 | 4.3556 | 4.2226 | 5.2892 | 5.2833 | 5.2805 | 5.2763 | 5.2685 | 5.2547 | 5.241 | 5.2248 | 5.2086 | 5.1924 | 5.1761 | 5.1004 | 5.0133 | 4.9023
EALING GSP |  | IRONBRIDGE | MINIMUM HEADROOM | TQ 14226 80171 | NO | YES | 0.30526 | 30.1769 | 30.0169 | 29.9511 | 29.8568 | 29.7488 | 29.6275 | 29.4897 | 29.3746 | 29.2557 | 29.1343 | 29.0082 | 28.2689 | 26.0568 | 22.4711 | 28.6534 | 28.498 | 28.4374 | 28.3515 | 28.2522 | 28.1397 | 28.0113 | 27.9058 | 27.7964 | 27.6843 | 27.5675 | 26.1321 | 23.2272 | 19.3652 | 29.8185 | 29.6732 | 29.624 | 29.5558 | 29.4752 | 29.3818 | 29.2734 | 29.1886 | 29.0994 | 29.0072 | 28.9103 | 27.6273 | 24.7646 | 20.9447
|  | IRONBRIDGE | CT |  |  |  |  | 30.1779 | 30.1107 | 30.054 | 29.9737 | 29.8796 | 29.771 | 29.6453 | 29.5456 | 29.4416 | 29.3366 | 29.2291 | 28.5839 | 26.6973 | 23.7251 | 28.6541 | 28.5911 | 28.5393 | 28.4668 | 28.381 | 28.2809 | 28.1643 | 28.0744 | 27.98 | 27.8843 | 27.7858 | 26.6061 | 23.9052 | 20.6684 | 29.8188 | 29.765 | 29.7236 | 29.6679 | 29.5999 | 29.5182 | 29.421 | 29.3519 | 29.2781 | 29.2022 | 29.1231 | 28.0975 | 25.4369 | 22.2404
|  | IRONBRIDGE | LW |  |  |  |  | 30.1769 | 30.0169 | 29.9511 | 29.8568 | 29.7488 | 29.6275 | 29.4897 | 29.3746 | 29.2557 | 29.1343 | 29.0082 | 28.2689 | 26.0568 | 22.4711 | 28.6534 | 28.498 | 28.4374 | 28.3515 | 28.2522 | 28.1397 | 28.0113 | 27.9058 | 27.7964 | 27.6843 | 27.5675 | 26.1321 | 23.2272 | 19.3652 | 29.8187 | 29.6732 | 29.624 | 29.5558 | 29.4752 | 29.3818 | 29.2734 | 29.1886 | 29.0994 | 29.0072 | 28.9103 | 27.6273 | 24.7646 | 20.9447
|  | IRONBRIDGE | ST |  |  |  |  | 30.1961 | 30.1917 | 30.1868 | 30.1705 | 30.1537 | 30.1368 | 30.1194 | 30.1004 | 30.0815 | 30.0634 | 30.0456 | 29.9614 | 29.8815 | 29.8018 | 28.6672 | 28.6642 | 28.6609 | 28.6497 | 28.6383 | 28.6268 | 28.6149 | 28.6019 | 28.5891 | 28.5767 | 28.5646 | 28.5071 | 28.4527 | 27.891 | 29.8211 | 29.8211 | 29.8211 | 29.8211 | 29.8211 | 29.8211 | 29.8211 | 29.8211 | 29.8211 | 29.8211 | 29.8211 | 29.8211 | 29.8211 | 29.3808
|  | IRONBRIDGE | FS |  |  |  |  | 30.1957 | 30.1688 | 30.1654 | 30.1612 | 30.154 | 30.1416 | 30.1294 | 30.109 | 30.0878 | 30.0656 | 30.0425 | 29.9563 | 29.7357 | 29.3091 | 28.6661 | 28.6401 | 28.6376 | 28.6344 | 28.6291 | 28.6201 | 28.6111 | 28.5944 | 28.5769 | 28.5584 | 28.5389 | 28.4708 | 28.2674 | 27.8582 | 29.8185 | 29.7942 | 29.7937 | 29.7929 | 29.7917 | 29.7898 | 29.7878 | 29.779 | 29.7693 | 29.7587 | 29.7472 | 29.7177 | 29.5513 | 29.1794
BRAMLEY (BASI) | BASINGSTOKE T1A & T2A | JAYS CLOSE | MINIMUM HEADROOM | SU 63055 50105 | NO | YES | 0.50316 | 47.9843 | 47.8999 | 47.8696 | 47.828 | 47.7781 | 47.7209 | 47.6547 | 47.6027 | 47.5474 | 47.4904 | 47.4306 | 47.0586 | 46.4549 | 45.2916 | 44.6159 | 44.5314 | 44.5012 | 44.4596 | 44.4097 | 44.3524 | 44.2863 | 44.2343 | 44.179 | 44.1219 | 44.0622 | 43.6902 | 43.0865 | 41.9232 | 44.5544 | 44.3897 | 44.273 | 44.0837 | 43.8839 | 43.6791 | 43.4643 | 43.2566 | 43.0481 | 42.8405 | 42.6318 | 41.5421 | 40.2048 | 38.3148
|  | JAYS CLOSE | CT |  |  |  |  | 47.9843 | 47.9487 | 47.9208 | 47.8841 | 47.839 | 47.7858 | 47.7232 | 47.6779 | 47.6291 | 47.5791 | 47.5265 | 47.1914 | 46.6377 | 45.7695 | 44.6159 | 44.5803 | 44.5524 | 44.5157 | 44.4706 | 44.4174 | 44.3548 | 44.3095 | 44.2607 | 44.2107 | 44.158 | 43.823 | 43.2692 | 42.4011 | 44.5544 | 44.4439 | 44.333 | 44.1522 | 43.9608 | 43.7626 | 43.5542 | 43.3522 | 43.1494 | 42.9497 | 42.7498 | 41.7073 | 40.4349 | 38.8507
|  | JAYS CLOSE | LW |  |  |  |  | 47.9876 | 47.8999 | 47.8696 | 47.828 | 47.7781 | 47.7209 | 47.6547 | 47.6027 | 47.5474 | 47.4904 | 47.4306 | 47.0586 | 46.4549 | 45.2916 | 44.6192 | 44.5314 | 44.5012 | 44.4596 | 44.4097 | 44.3524 | 44.2863 | 44.2343 | 44.179 | 44.1219 | 44.0622 | 43.6902 | 43.0865 | 41.9232 | 44.555 | 44.3897 | 44.273 | 44.0837 | 43.8839 | 43.6791 | 43.4643 | 43.2566 | 43.0481 | 42.8405 | 42.6318 | 41.5421 | 40.2048 | 38.3148
|  | JAYS CLOSE | ST |  |  |  |  | 47.9907 | 47.9907 | 47.9907 | 47.9907 | 47.9899 | 47.9891 | 47.9882 | 47.9874 | 47.9865 | 47.9857 | 47.9848 | 47.9806 | 47.9731 | 47.9646 | 44.6223 | 44.6223 | 44.6223 | 44.6223 | 44.6215 | 44.6206 | 44.6198 | 44.6189 | 44.6181 | 44.6173 | 44.6164 | 44.6122 | 44.6046 | 44.5962 | 44.6716 | 44.6572 | 44.6414 | 44.5449 | 44.4468 | 44.3503 | 44.2546 | 44.1492 | 44.0456 | 43.9455 | 43.8471 | 43.3777 | 42.9218 | 42.4716
|  | JAYS CLOSE | FS |  |  |  |  | 47.9901 | 47.9759 | 47.9755 | 47.9751 | 47.9744 | 47.9733 | 47.9721 | 47.967 | 47.9613 | 47.9551 | 47.9483 | 47.9302 | 47.829 | 47.6086 | 44.6217 | 44.6075 | 44.6071 | 44.6067 | 44.606 | 44.6048 | 44.6037 | 44.5985 | 44.5929 | 44.5867 | 44.5799 | 44.5618 | 44.4606 | 44.2401 | 44.6763 | 44.653 | 44.642 | 44.6272 | 44.5941 | 44.5288 | 44.4636 | 44.3849 | 44.3061 | 44.2262 | 44.1462 | 43.7714 | 43.3241 | 42.7646
MINETY GSP | CIRENCESTER BSP | KEMBLE RAF | MINIMUM HEADROOM | ST 96064 96012 | YES | YES | 0.48 | 1.5192 | 1.519 | 1.5189 | 1.5187 | 1.5185 | 1.5174 | 1.5163 | 1.5152 | 1.5142 | 1.5131 | 1.5121 | 1.5065 | 1.4999 | 1.4921 | 1.5032 | 1.5004 | 1.4977 | 1.4921 | 1.4859 | 1.479 | 1.4719 | 1.4649 | 1.4579 | 1.4509 | 1.4438 | 1.4093 | 1.373 | 1.3307 | 1.8455 | 1.8453 | 1.8452 | 1.845 | 1.8448 | 1.8437 | 1.8426 | 1.8416 | 1.8405 | 1.8395 | 1.8384 | 1.8137 | 1.7756 | 1.7308
|  | KEMBLE RAF | CT |  |  |  |  | 1.5192 | 1.519 | 1.5189 | 1.5187 | 1.5185 | 1.5174 | 1.5163 | 1.5152 | 1.5142 | 1.5131 | 1.5121 | 1.5065 | 1.4999 | 1.4921 | 1.5032 | 1.5004 | 1.4977 | 1.4923 | 1.4861 | 1.479 | 1.4719 | 1.4649 | 1.4579 | 1.4509 | 1.4438 | 1.4093 | 1.373 | 1.3354 | 1.8455 | 1.8453 | 1.8452 | 1.845 | 1.8448 | 1.8437 | 1.8426 | 1.8416 | 1.8405 | 1.8395 | 1.8384 | 1.8137 | 1.7756 | 1.7362
|  | KEMBLE RAF | LW |  |  |  |  | 1.52 | 1.5196 | 1.5195 | 1.5193 | 1.5191 | 1.5188 | 1.5185 | 1.5183 | 1.518 | 1.5178 | 1.5176 | 1.5126 | 1.5059 | 1.4969 | 1.5041 | 1.501 | 1.4983 | 1.4921 | 1.4859 | 1.4796 | 1.4734 | 1.4672 | 1.4609 | 1.4547 | 1.4485 | 1.4139 | 1.3734 | 1.3307 | 1.8463 | 1.8459 | 1.8458 | 1.8456 | 1.8454 | 1.8451 | 1.8448 | 1.8446 | 1.8444 | 1.8441 | 1.8439 | 1.8182 | 1.7756 | 1.7308
|  | KEMBLE RAF | ST |  |  |  |  | 1.52 | 1.52 | 1.52 | 1.52 | 1.52 | 1.52 | 1.52 | 1.52 | 1.52 | 1.52 | 1.52 | 1.52 | 1.52 | 1.52 | 1.5084 | 1.5076 | 1.5068 | 1.5033 | 1.4999 | 1.4964 | 1.4929 | 1.4887 | 1.4844 | 1.4801 | 1.4759 | 1.4548 | 1.4337 | 1.4127 | 1.8463 | 1.8463 | 1.8463 | 1.8463 | 1.8463 | 1.8463 | 1.8463 | 1.8463 | 1.8463 | 1.8463 | 1.8463 | 1.8463 | 1.8388 | 1.8165
|  | KEMBLE RAF | FS |  |  |  |  | 1.52 | 1.5199 | 1.5199 | 1.5199 | 1.5199 | 1.5199 | 1.5199 | 1.5199 | 1.5199 | 1.5198 | 1.5198 | 1.5197 | 1.5193 | 1.5184 | 1.5085 | 1.5076 | 1.5068 | 1.5059 | 1.5043 | 1.5017 | 1.4991 | 1.4964 | 1.4938 | 1.4912 | 1.4885 | 1.4754 | 1.462 | 1.4482 | 1.8463 | 1.8462 | 1.8462 | 1.8462 | 1.8462 | 1.8462 | 1.8462 | 1.8462 | 1.8462 | 1.8462 | 1.8461 | 1.8461 | 1.8456 | 1.8447
COWLEY GSP | COWLEY LOCAL (2 X 45) | KENNINGTON | MINIMUM HEADROOM | SP 52881 01094 | YES | NO | 0.10211 | 6.5021 | 6.449 | 6.4191 | 6.3756 | 6.3275 | 6.2757 | 6.2186 | 6.1669 | 6.115 | 6.0633 | 6.0108 | 5.738 | 5.3811 | 4.8017 | 6.8447 | 6.8036 | 6.787 | 6.7636 | 6.7028 | 6.5715 | 6.4305 | 6.2943 | 6.1595 | 6.0273 | 5.8953 | 5.2713 | 4.5771 | 3.6685 | 5.7107 | 5.6149 | 5.5364 | 5.4194 | 5.2938 | 5.1629 | 5.0222 | 4.8864 | 4.7519 | 4.62 | 4.4883 | 3.8658 | 3.1729 | 2.2657
|  | KENNINGTON | CT |  |  |  |  | 6.5021 | 6.4718 | 6.4433 | 6.4017 | 6.3549 | 6.3037 | 6.2466 | 6.1965 | 6.146 | 6.0966 | 6.0475 | 5.7848 | 5.4436 | 4.9771 | 6.8447 | 6.8246 | 6.808 | 6.7854 | 6.7501 | 6.6228 | 6.4852 | 6.3492 | 6.2145 | 6.0852 | 5.9593 | 5.3568 | 4.6977 | 3.9215 | 5.7126 | 5.6446 | 5.5722 | 5.4611 | 5.3411 | 5.2141 | 5.0768 | 4.9411 | 4.8068 | 4.6778 | 4.5523 | 3.9511 | 3.2933 | 2.5184
|  | KENNINGTON | LW |  |  |  |  | 6.5029 | 6.449 | 6.4191 | 6.3756 | 6.3275 | 6.2757 | 6.2186 | 6.1669 | 6.115 | 6.0633 | 6.0108 | 5.738 | 5.3811 | 4.8017 | 6.8462 | 6.8036 | 6.787 | 6.7636 | 6.7028 | 6.5715 | 6.4305 | 6.2943 | 6.1595 | 6.0273 | 5.8953 | 5.2713 | 4.5771 | 3.6685 | 5.7107 | 5.6149 | 5.5364 | 5.4194 | 5.2938 | 5.1629 | 5.0222 | 4.8864 | 4.7519 | 4.62 | 4.4883 | 3.8658 | 3.1729 | 2.2657
|  | KENNINGTON | ST |  |  |  |  | 6.519 | 6.5147 | 6.5096 | 6.4944 | 6.4787 | 6.463 | 6.4468 | 6.4293 | 6.412 | 6.3958 | 6.3798 | 6.3084 | 6.2433 | 6.1801 | 6.8498 | 6.849 | 6.848 | 6.8452 | 6.8422 | 6.8392 | 6.8361 | 6.825 | 6.7562 | 6.6915 | 6.6279 | 6.3431 | 6.0837 | 5.8317 | 5.7728 | 5.7553 | 5.7354 | 5.6747 | 5.6126 | 5.5498 | 5.4856 | 5.4159 | 5.3474 | 5.2828 | 5.2194 | 4.9355 | 4.6769 | 4.4257
|  | KENNINGTON | FS |  |  |  |  | 6.5219 | 6.5133 | 6.5104 | 6.5068 | 6.5011 | 6.4917 | 6.4823 | 6.4704 | 6.4582 | 6.4457 | 6.433 | 6.3781 | 6.2954 | 6.1658 | 6.8499 | 6.8434 | 6.8427 | 6.8419 | 6.8406 | 6.8384 | 6.8362 | 6.8322 | 6.828 | 6.8235 | 6.8188 | 6.6968 | 6.4868 | 6.2335 | 5.7859 | 5.7694 | 5.7584 | 5.7448 | 5.7228 | 5.687 | 5.6512 | 5.6101 | 5.569 | 5.5269 | 5.4848 | 5.2881 | 5.0786 | 4.8258
BRAMLEY (FLEE) | BURGHFIELD MAIN | KENTWOOD HILL | MINIMUM HEADROOM | SU 67102 74048 | NO | NO | 0.40105 | 27.0432 | 26.8576 | 26.7948 | 26.7078 | 26.6048 | 26.4868 | 26.3504 | 26.2441 | 26.1332 | 26.0189 | 25.8993 | 25.1647 | 22.9358 | 19.4522 | 25.8926 | 25.6993 | 25.6281 | 25.5265 | 25.4089 | 25.2766 | 25.1259 | 25.0047 | 24.8792 | 24.7506 | 24.3845 | 22.2376 | 19.6238 | 15.9284 | 26.4956 | 26.3005 | 26.2275 | 26.1228 | 26.002 | 25.8666 | 25.7128 | 25.5883 | 25.4597 | 25.328 | 25.0393 | 22.9953 | 20.4855 | 16.8915
|  | KENTWOOD HILL | CT |  |  |  |  | 27.0432 | 26.9694 | 26.9127 | 26.8365 | 26.7432 | 26.6328 | 26.5023 | 26.4102 | 26.3131 | 26.2138 | 26.1108 | 25.4557 | 23.3997 | 20.5183 | 25.8928 | 25.8115 | 25.7466 | 25.6561 | 25.5486 | 25.424 | 25.2795 | 25.1724 | 25.0607 | 24.9471 | 24.6325 | 22.5843 | 20.1003 | 17.0098 | 26.4957 | 26.4129 | 26.3462 | 26.2526 | 26.1419 | 26.0143 | 25.8668 | 25.7564 | 25.6415 | 25.5248 | 25.2846 | 23.338 | 20.956 | 17.9656
|  | KENTWOOD HILL | LW |  |  |  |  | 27.0433 | 26.8576 | 26.7948 | 26.7078 | 26.6048 | 26.4868 | 26.3504 | 26.2441 | 26.1332 | 26.0189 | 25.8993 | 25.1647 | 22.9358 | 19.4522 | 25.8926 | 25.6993 | 25.6281 | 25.5265 | 25.4089 | 25.2766 | 25.1259 | 25.0047 | 24.8792 | 24.7506 | 24.3845 | 22.2376 | 19.6238 | 15.9284 | 26.4956 | 26.3005 | 26.2275 | 26.1228 | 26.002 | 25.8666 | 25.7128 | 25.5883 | 25.4597 | 25.328 | 25.0393 | 22.9953 | 20.4855 | 16.8915
|  | KENTWOOD HILL | ST |  |  |  |  | 27.0463 | 27.0463 | 27.0463 | 27.0463 | 27.0463 | 27.0463 | 27.0463 | 27.0463 | 27.0463 | 27.0463 | 27.0463 | 27.0463 | 27.0463 | 27.0463 | 25.9071 | 25.9059 | 25.9045 | 25.895 | 25.8854 | 25.8761 | 25.867 | 25.857 | 25.8471 | 25.8377 | 25.8284 | 25.785 | 25.1095 | 24.2713 | 26.5126 | 26.511 | 26.5093 | 26.4978 | 26.4862 | 26.4749 | 26.4637 | 26.4515 | 26.4395 | 26.428 | 26.4167 | 26.3639 | 25.795 | 25.018
|  | KENTWOOD HILL | FS |  |  |  |  | 27.0432 | 27.014 | 27.0133 | 27.0124 | 27.011 | 27.0086 | 27.0062 | 26.9956 | 26.9839 | 26.9711 | 26.9573 | 26.9217 | 26.7234 | 26.2835 | 25.9051 | 25.875 | 25.8734 | 25.8711 | 25.8665 | 25.8579 | 25.8493 | 25.8316 | 25.8128 | 25.7929 | 25.772 | 25.7021 | 25.4714 | 24.75 | 26.5107 | 26.4805 | 26.4787 | 26.4761 | 26.4708 | 26.4608 | 26.4509 | 26.4316 | 26.4113 | 26.3899 | 26.3675 | 26.29 | 26.0523 | 25.4062
COWLEY GSP | YARNTON BSP | KIDDINGTON | MINIMUM HEADROOM | SP 43362 24301 | NO | YES | 0.20105 | 27.3935 | 27.3329 | 27.2896 | 27.2225 | 27.1515 | 27.0779 | 26.9999 | 26.9261 | 26.8525 | 26.7799 | 26.7073 | 26.3445 | 25.91 | 25.3029 | 25.9093 | 25.8402 | 25.7875 | 25.7053 | 25.6188 | 25.5297 | 25.4358 | 25.3458 | 25.2562 | 25.1681 | 25.0802 | 24.6467 | 24.149 | 23.4893 | 26.6946 | 26.6577 | 26.6082 | 26.5312 | 26.4499 | 26.3661 | 26.2776 | 26.1931 | 26.109 | 26.0261 | 25.9434 | 25.5341 | 25.0494 | 24.3948
|  | KIDDINGTON | CT |  |  |  |  | 27.3941 | 27.3536 | 27.3128 | 27.2482 | 27.1792 | 27.1078 | 27.0316 | 26.9579 | 26.8842 | 26.8132 | 26.7431 | 26.3933 | 25.9783 | 25.4607 | 25.9101 | 25.8617 | 25.8121 | 25.7328 | 25.6487 | 25.5625 | 25.471 | 25.3806 | 25.2906 | 25.204 | 25.1189 | 24.6999 | 24.2225 | 23.654 | 26.6946 | 26.6789 | 26.6323 | 26.558 | 26.4791 | 26.3979 | 26.3116 | 26.2269 | 26.1424 | 26.0612 | 25.9812 | 25.5858 | 25.1224 | 24.5588
|  | KIDDINGTON | LW |  |  |  |  | 27.3935 | 27.3329 | 27.2896 | 27.2225 | 27.1515 | 27.0779 | 26.9999 | 26.9261 | 26.8525 | 26.7799 | 26.7073 | 26.3445 | 25.91 | 25.3029 | 25.9093 | 25.8402 | 25.7875 | 25.7053 | 25.6188 | 25.5297 | 25.4358 | 25.3458 | 25.2562 | 25.1681 | 25.0802 | 24.6467 | 24.149 | 23.4893 | 26.6946 | 26.6577 | 26.6082 | 26.5312 | 26.4499 | 26.3661 | 26.2776 | 26.1931 | 26.109 | 26.0261 | 25.9434 | 25.5341 | 25.0494 | 24.3948
|  | KIDDINGTON | ST |  |  |  |  | 27.4084 | 27.4084 | 27.4084 | 27.3832 | 27.3481 | 27.3142 | 27.2804 | 27.2435 | 27.2073 | 27.1726 | 27.1386 | 26.9797 | 26.8346 | 26.6952 | 25.9581 | 25.9493 | 25.9397 | 25.8959 | 25.8507 | 25.807 | 25.7635 | 25.716 | 25.6695 | 25.6248 | 25.581 | 25.3764 | 25.1897 | 25.0103 | 26.6978 | 26.6973 | 26.6968 | 26.6943 | 26.6698 | 26.6294 | 26.5892 | 26.5454 | 26.5023 | 26.461 | 26.4206 | 26.2316 | 26.059 | 25.8932
|  | KIDDINGTON | FS |  |  |  |  | 27.4079 | 27.4033 | 27.4032 | 27.4031 | 27.4028 | 27.3853 | 27.3644 | 27.3392 | 27.314 | 27.2887 | 27.2634 | 27.1439 | 27.0067 | 26.8375 | 25.966 | 25.9557 | 25.9497 | 25.9423 | 25.9272 | 25.9003 | 25.8735 | 25.8416 | 25.8096 | 25.7777 | 25.7457 | 25.5935 | 25.4258 | 25.2275 | 26.6978 | 26.6929 | 26.6924 | 26.6919 | 26.6908 | 26.6889 | 26.6871 | 26.6607 | 26.6311 | 26.6014 | 26.5717 | 26.4307 | 26.2733 | 26.0849
BRAMLEY (FLEE) | READING BSP | KIDMORE END | MINIMUM HEADROOM | SU 69953 78205 | NO | YES | 0.13053 | 16.273 | 16.2031 | 16.175 | 16.1336 | 16.0864 | 16.0347 | 15.977 | 15.9297 | 15.8815 | 15.8327 | 15.7824 | 15.492 | 15.0631 | 14.1637 | 16.1184 | 16.0537 | 16.0312 | 15.9992 | 15.9615 | 15.919 | 15.8703 | 15.7928 | 15.639 | 15.4877 | 15.3372 | 14.5767 | 13.6853 | 12.4722 | 16.3289 | 16.2642 | 16.2417 | 16.2097 | 16.172 | 16.1295 | 16.0154 | 15.8775 | 15.7404 | 15.6052 | 15.4705 | 14.7841 | 13.9424 | 12.7302
|  | KIDMORE END | CT |  |  |  |  | 16.273 | 16.2393 | 16.2114 | 16.1722 | 16.1264 | 16.0752 | 16.0169 | 15.9718 | 15.9257 | 15.8793 | 15.8323 | 15.5533 | 15.1427 | 14.4342 | 16.1184 | 16.0894 | 16.0669 | 16.037 | 16.0006 | 15.9584 | 15.909 | 15.8475 | 15.695 | 15.5461 | 15.3996 | 14.6566 | 13.7924 | 12.7483 | 16.3289 | 16.2999 | 16.2775 | 16.2475 | 16.2111 | 16.1689 | 16.0667 | 15.9302 | 15.7944 | 15.6618 | 15.5309 | 14.8611 | 14.0494 | 13.0063
|  | KIDMORE END | LW |  |  |  |  | 16.2747 | 16.2031 | 16.175 | 16.1336 | 16.0864 | 16.0347 | 15.977 | 15.9297 | 15.8815 | 15.8327 | 15.7824 | 15.492 | 15.0631 | 14.1637 | 16.1202 | 16.0537 | 16.0312 | 15.9992 | 15.9615 | 15.919 | 15.8703 | 15.7928 | 15.639 | 15.4877 | 15.3372 | 14.5767 | 13.6853 | 12.4722 | 16.3307 | 16.2642 | 16.2417 | 16.2097 | 16.172 | 16.1295 | 16.0154 | 15.8775 | 15.7404 | 15.6052 | 15.4705 | 14.7841 | 13.9424 | 12.7302
|  | KIDMORE END | ST |  |  |  |  | 16.2843 | 16.2834 | 16.2826 | 16.2765 | 16.2702 | 16.2642 | 16.2584 | 16.252 | 16.2458 | 16.2398 | 16.234 | 16.2073 | 16.1788 | 16.1516 | 16.1221 | 16.1221 | 16.1221 | 16.1221 | 16.1221 | 16.1221 | 16.1221 | 16.1221 | 16.1221 | 16.1221 | 16.1221 | 15.9313 | 15.6239 | 15.3326 | 16.3326 | 16.3326 | 16.3326 | 16.3326 | 16.3326 | 16.3326 | 16.3326 | 16.3326 | 16.3326 | 16.3326 | 16.3226 | 16.0379 | 15.7745 | 15.5249
|  | KIDMORE END | FS |  |  |  |  | 16.2844 | 16.2746 | 16.2738 | 16.2727 | 16.2703 | 16.2657 | 16.2611 | 16.2533 | 16.2452 | 16.2367 | 16.2279 | 16.1951 | 16.1137 | 15.9599 | 16.1211 | 16.1118 | 16.1116 | 16.1113 | 16.1108 | 16.1101 | 16.1093 | 16.1059 | 16.1022 | 16.0981 | 16.0937 | 16.0824 | 15.9304 | 15.5699 | 16.3317 | 16.3223 | 16.3221 | 16.3218 | 16.3214 | 16.3206 | 16.3199 | 16.3165 | 16.3127 | 16.3087 | 16.3043 | 16.292 | 16.0224 | 15.6945
BRAMLEY (FLEE) | CAMBERLEY MAIN | KINGS RIDE | MINIMUM HEADROOM | SU 87551 61530 | NO | YES | 0.066316 | 28.2491 | 28.1636 | 28.1282 | 28.0774 | 28.0194 | 27.955 | 27.8822 | 27.8215 | 27.7585 | 27.6945 | 27.6283 | 27.2489 | 26.4918 | 24.7683 | 27.4955 | 27.413 | 27.3809 | 27.3354 | 27.2828 | 27.2239 | 27.1568 | 27.1021 | 27.0449 | 26.9865 | 26.926 | 26.4362 | 24.9882 | 23.0932 | 27.8665 | 27.7824 | 27.7485 | 27.7002 | 27.6447 | 27.5828 | 27.5126 | 27.4548 | 27.3944 | 27.333 | 27.2695 | 26.3468 | 24.8946 | 22.9953
|  | KINGS RIDE | CT |  |  |  |  | 28.2491 | 28.2098 | 28.1766 | 28.1299 | 28.0755 | 28.0136 | 27.9425 | 27.8864 | 27.8287 | 27.7708 | 27.7117 | 27.3648 | 26.7475 | 25.2934 | 27.4955 | 27.4588 | 27.4286 | 27.3869 | 27.3377 | 27.281 | 27.2155 | 27.1655 | 27.1136 | 27.0613 | 27.0078 | 26.6351 | 25.2685 | 23.6504 | 27.8665 | 27.8284 | 27.7966 | 27.7522 | 27.7002 | 27.6407 | 27.5722 | 27.519 | 27.4639 | 27.4086 | 27.3521 | 26.5462 | 25.1754 | 23.5533
|  | KINGS RIDE | LW |  |  |  |  | 28.2495 | 28.1636 | 28.1282 | 28.0774 | 28.0194 | 27.955 | 27.8822 | 27.8215 | 27.7585 | 27.6945 | 27.6283 | 27.2489 | 26.4918 | 24.7683 | 27.496 | 27.413 | 27.3809 | 27.3354 | 27.2828 | 27.2239 | 27.1568 | 27.1021 | 27.0449 | 26.9865 | 26.926 | 26.4362 | 24.9882 | 23.0932 | 27.867 | 27.7824 | 27.7485 | 27.7002 | 27.6447 | 27.5828 | 27.5126 | 27.4548 | 27.3944 | 27.333 | 27.2695 | 26.3468 | 24.8946 | 22.9953
|  | KINGS RIDE | ST |  |  |  |  | 28.2602 | 28.2579 | 28.2552 | 28.2463 | 28.2371 | 28.2279 | 28.2185 | 28.2083 | 28.1983 | 28.1886 | 28.1792 | 28.1354 | 28.0946 | 28.0544 | 27.5033 | 27.5018 | 27.5001 | 27.4945 | 27.4886 | 27.4828 | 27.4769 | 27.4704 | 27.464 | 27.4579 | 27.4519 | 27.4242 | 27.3983 | 27.3728 | 27.8761 | 27.8741 | 27.8719 | 27.8645 | 27.8569 | 27.8493 | 27.8415 | 27.833 | 27.8246 | 27.8166 | 27.8088 | 27.7725 | 27.7385 | 27.3238
|  | KINGS RIDE | FS |  |  |  |  | 28.2605 | 28.2469 | 28.2452 | 28.2431 | 28.2393 | 28.2328 | 28.2265 | 28.2159 | 28.205 | 28.1935 | 28.1816 | 28.1369 | 28.027 | 27.8182 | 27.503 | 27.49 | 27.4888 | 27.4873 | 27.4847 | 27.4802 | 27.4758 | 27.4675 | 27.4588 | 27.4496 | 27.44 | 27.4062 | 27.3066 | 27.1079 | 27.876 | 27.8628 | 27.8613 | 27.8594 | 27.8562 | 27.8507 | 27.8452 | 27.8357 | 27.8258 | 27.8154 | 27.8045 | 27.7649 | 27.6598 | 27.4556
BRAMLEY (ANDO-THAT) | THATCHAM BSP | KINGSCLERE | MINIMUM HEADROOM | SU 51982 59358 | NO | YES | 0.14316 | 9.1878 | 9.1515 | 9.1391 | 9.1221 | 9.1019 | 9.079 | 9.0526 | 9.0322 | 9.011 | 8.9892 | 8.9665 | 8.5497 | 8.0267 | 7.3134 | 7.2102 | 7.1326 | 7.0738 | 6.9809 | 6.8843 | 6.7859 | 6.6826 | 6.5829 | 6.4837 | 6.3859 | 6.2884 | 5.8045 | 5.2396 | 4.4859 | 8.8208 | 8.7819 | 8.7667 | 8.745 | 8.7082 | 8.6186 | 8.5243 | 8.4338 | 8.3437 | 8.2548 | 8.166 | 7.7044 | 7.1379 | 6.3795
|  | KINGSCLERE | CT |  |  |  |  | 9.1878 | 9.1724 | 9.1605 | 9.1446 | 9.1252 | 9.1024 | 9.0756 | 9.0568 | 9.0364 | 9.0157 | 8.9943 | 8.5989 | 8.0961 | 7.4855 | 7.2119 | 7.157 | 7.1014 | 7.0122 | 6.9181 | 6.8208 | 6.7188 | 6.62 | 6.5206 | 6.4239 | 6.3285 | 5.8561 | 5.3127 | 4.6626 | 8.8209 | 8.8031 | 8.7885 | 8.768 | 8.7408 | 8.6521 | 8.5589 | 8.4694 | 8.3792 | 8.2913 | 8.2046 | 7.756 | 7.2112 | 6.5569
|  | KINGSCLERE | LW |  |  |  |  | 9.1878 | 9.1515 | 9.1391 | 9.1221 | 9.1019 | 9.079 | 9.0526 | 9.0322 | 9.011 | 8.9892 | 8.9665 | 8.5497 | 8.0267 | 7.3134 | 7.2102 | 7.1326 | 7.0738 | 6.9809 | 6.8843 | 6.7859 | 6.6826 | 6.5829 | 6.4837 | 6.3859 | 6.2884 | 5.8045 | 5.2396 | 4.4859 | 8.8208 | 8.7819 | 8.7667 | 8.745 | 8.7082 | 8.6186 | 8.5243 | 8.4338 | 8.3437 | 8.2548 | 8.166 | 7.7044 | 7.1379 | 6.3795
|  | KINGSCLERE | ST |  |  |  |  | 9.1884 | 9.1884 | 9.1884 | 9.1884 | 9.1884 | 9.1884 | 9.1884 | 9.1884 | 9.1884 | 9.1884 | 9.1884 | 9.1884 | 9.1246 | 8.9466 | 7.2664 | 7.2576 | 7.2481 | 7.1985 | 7.1483 | 7.0991 | 7.0502 | 6.9971 | 6.945 | 6.8949 | 6.8459 | 6.6196 | 6.4094 | 6.2067 | 8.8249 | 8.8244 | 8.8238 | 8.8207 | 8.8176 | 8.8145 | 8.8115 | 8.8082 | 8.7719 | 8.7276 | 8.6843 | 8.4844 | 8.2987 | 8.1068
|  | KINGSCLERE | FS |  |  |  |  | 9.1879 | 9.1824 | 9.1823 | 9.1822 | 9.1819 | 9.1814 | 9.181 | 9.179 | 9.1769 | 9.1745 | 9.1719 | 9.1654 | 9.1291 | 9.0494 | 7.2755 | 7.2653 | 7.2583 | 7.2498 | 7.2329 | 7.2021 | 7.1713 | 7.1348 | 7.0983 | 7.0617 | 7.0251 | 6.8513 | 6.6623 | 6.4347 | 8.8249 | 8.8192 | 8.8187 | 8.818 | 8.8167 | 8.8144 | 8.812 | 8.8079 | 8.8036 | 8.7991 | 8.7945 | 8.6865 | 8.5152 | 8.3049
BRAMLEY (ANDO-THAT) | THATCHAM BSP | KINTBURY | MINIMUM HEADROOM | SU 37657 67143 | NO | YES | 0.45053 | 8.929 | 8.8845 | 8.8561 | 8.8115 | 8.764 | 8.7153 | 8.6639 | 8.6154 | 8.5671 | 8.5195 | 8.4719 | 8.2263 | 7.924 | 7.4838 | 7.4874 | 7.4601 | 7.433 | 7.3744 | 7.3126 | 7.25 | 7.1845 | 7.1215 | 7.0588 | 6.9975 | 6.9363 | 6.6272 | 6.2615 | 5.7601 | 8.1343 | 8.0817 | 8.045 | 7.9866 | 7.9249 | 7.8624 | 7.7971 | 7.7343 | 7.6717 | 7.6105 | 7.5495 | 7.241 | 6.876 | 6.3752
|  | KINTBURY | CT |  |  |  |  | 8.9296 | 8.9013 | 8.8733 | 8.8296 | 8.7827 | 8.7348 | 8.6833 | 8.6361 | 8.589 | 8.5435 | 8.4981 | 8.2623 | 7.9728 | 7.6074 | 7.4874 | 7.4752 | 7.451 | 7.3933 | 7.3321 | 7.2706 | 7.205 | 7.1433 | 7.0818 | 7.0228 | 6.9641 | 6.666 | 6.3149 | 5.8908 | 8.1352 | 8.0994 | 8.063 | 8.0055 | 7.9445 | 7.8831 | 7.8176 | 7.756 | 7.6947 | 7.6358 | 7.5773 | 7.2798 | 6.9293 | 6.5058
|  | KINTBURY | LW |  |  |  |  | 8.929 | 8.8845 | 8.8561 | 8.8115 | 8.764 | 8.7153 | 8.6639 | 8.6154 | 8.5671 | 8.5195 | 8.4719 | 8.2263 | 7.924 | 7.4838 | 7.4874 | 7.4601 | 7.433 | 7.3744 | 7.3126 | 7.25 | 7.1845 | 7.1215 | 7.0588 | 6.9975 | 6.9363 | 6.6272 | 6.2615 | 5.7601 | 8.1343 | 8.0817 | 8.045 | 7.9866 | 7.9249 | 7.8624 | 7.7971 | 7.7343 | 7.6717 | 7.6105 | 7.5495 | 7.241 | 6.876 | 6.3752
|  | KINTBURY | ST |  |  |  |  | 8.9337 | 8.9337 | 8.9337 | 8.9266 | 8.9054 | 8.8845 | 8.8635 | 8.8407 | 8.8183 | 8.7965 | 8.7752 | 8.6781 | 8.5884 | 8.5027 | 7.4898 | 7.4896 | 7.4893 | 7.4876 | 7.4859 | 7.4586 | 7.4286 | 7.3959 | 7.364 | 7.3328 | 7.3024 | 7.1636 | 7.0354 | 6.9129 | 8.1709 | 8.166 | 8.1612 | 8.1307 | 8.1005 | 8.0707 | 8.0408 | 8.0082 | 7.9764 | 7.9453 | 7.915 | 7.7766 | 7.6487 | 7.5266
|  | KINTBURY | FS |  |  |  |  | 8.9333 | 8.9294 | 8.9293 | 8.9292 | 8.929 | 8.9245 | 8.9104 | 8.8929 | 8.8754 | 8.8578 | 8.8402 | 8.7579 | 8.6618 | 8.5362 | 7.4897 | 7.4857 | 7.4854 | 7.485 | 7.4843 | 7.4828 | 7.4814 | 7.4735 | 7.4491 | 7.4247 | 7.4003 | 7.2846 | 7.1584 | 7.0034 | 8.1752 | 8.1686 | 8.1647 | 8.1596 | 8.1498 | 8.1298 | 8.1099 | 8.0855 | 8.0612 | 8.0369 | 8.0125 | 7.8972 | 7.7712 | 7.6165
BRAMLEY (FLEE) | MAIDENHEAD BSP | KNOWL HILL | MINIMUM HEADROOM | SU 82849 79105 | NO | YES | 0.036842 | 7.4182 | 7.3998 | 7.393 | 7.3828 | 7.3708 | 7.3574 | 7.3422 | 7.3303 | 7.318 | 7.3055 | 7.2926 | 7.0993 | 6.8523 | 6.5103 | 6.934 | 6.9156 | 6.9088 | 6.8986 | 6.8866 | 6.8732 | 6.858 | 6.8461 | 6.8338 | 6.8213 | 6.8084 | 6.7299 | 6.5979 | 6.2393 | 7.2498 | 7.2314 | 7.2246 | 7.2143 | 7.2024 | 7.1772 | 7.1284 | 7.081 | 7.0339 | 6.9882 | 6.9427 | 6.7126 | 6.4474 | 6.0881
|  | KNOWL HILL | CT |  |  |  |  | 7.4182 | 7.409 | 7.4018 | 7.3924 | 7.3811 | 7.3681 | 7.353 | 7.3414 | 7.3295 | 7.3174 | 7.305 | 7.12 | 6.8815 | 6.5906 | 6.934 | 6.9248 | 6.9176 | 6.9082 | 6.8969 | 6.8839 | 6.8688 | 6.8572 | 6.8452 | 6.8331 | 6.8208 | 6.7443 | 6.6286 | 6.3214 | 7.2498 | 7.2406 | 7.2334 | 7.224 | 7.2127 | 7.1923 | 7.1446 | 7.0974 | 7.0506 | 7.0053 | 6.9605 | 6.7343 | 6.4781 | 6.1703
|  | KNOWL HILL | LW |  |  |  |  | 7.4199 | 7.3998 | 7.393 | 7.3828 | 7.3708 | 7.3574 | 7.3422 | 7.3303 | 7.318 | 7.3055 | 7.2926 | 7.0993 | 6.8523 | 6.5103 | 6.9357 | 6.9156 | 6.9088 | 6.8986 | 6.8866 | 6.8732 | 6.858 | 6.8461 | 6.8338 | 6.8213 | 6.8084 | 6.7299 | 6.5979 | 6.2393 | 7.2515 | 7.2314 | 7.2246 | 7.2143 | 7.2024 | 7.1772 | 7.1284 | 7.081 | 7.0339 | 6.9882 | 6.9427 | 6.7126 | 6.4474 | 6.0881
|  | KNOWL HILL | ST |  |  |  |  | 7.4211 | 7.4211 | 7.4211 | 7.4211 | 7.4211 | 7.4211 | 7.4211 | 7.4211 | 7.4211 | 7.4211 | 7.4211 | 7.4211 | 7.412 | 7.338 | 6.9368 | 6.9368 | 6.9368 | 6.9368 | 6.9368 | 6.9368 | 6.9368 | 6.9368 | 6.9368 | 6.9368 | 6.9368 | 6.9368 | 6.9326 | 6.9284 | 7.2526 | 7.2526 | 7.2526 | 7.2526 | 7.2526 | 7.2526 | 7.2526 | 7.2526 | 7.2526 | 7.2461 | 7.2254 | 7.1307 | 7.0411 | 6.957
|  | KNOWL HILL | FS |  |  |  |  | 7.4208 | 7.4181 | 7.4181 | 7.418 | 7.4179 | 7.4176 | 7.4174 | 7.4165 | 7.4154 | 7.4142 | 7.413 | 7.4098 | 7.3922 | 7.3539 | 6.9366 | 6.9339 | 6.9339 | 6.9338 | 6.9336 | 6.9334 | 6.9332 | 6.9322 | 6.9312 | 6.93 | 6.9288 | 6.9256 | 6.908 | 6.8697 | 7.2524 | 7.2497 | 7.2496 | 7.2496 | 7.2494 | 7.2492 | 7.249 | 7.248 | 7.247 | 7.2458 | 7.2446 | 7.2286 | 7.1453 | 7.0468
BRAMLEY (FLEE) | ALDERSHOT BSP | LABURNUM ROAD | MINIMUM HEADROOM | SU 86017 50475 | NO | YES | 0 | 44.5823 | 44.4703 | 44.4323 | 44.3798 | 44.3176 | 44.2458 | 44.1624 | 44.0973 | 44.0289 | 43.9582 | 43.884 | 41.896 | 39.1995 | 35.773 | 43.169 | 43.045 | 42.993 | 42.9205 | 42.8367 | 42.7419 | 42.6333 | 42.5428 | 42.0745 | 41.4554 | 40.8301 | 37.982 | 34.9295 | 31.1462 | 44.0665 | 43.9545 | 43.9165 | 43.864 | 43.8018 | 43.6871 | 43.0731 | 42.436 | 41.8034 | 41.1859 | 40.5624 | 37.7215 | 34.676 | 30.8997
|  | LABURNUM ROAD | CT |  |  |  |  | 44.5824 | 44.5404 | 44.508 | 44.4645 | 44.4113 | 44.3476 | 44.2719 | 44.2182 | 44.161 | 44.1022 | 44.041 | 42.4189 | 39.9626 | 37.0933 | 43.1703 | 43.1179 | 43.0733 | 43.0117 | 42.9384 | 42.8531 | 42.7534 | 42.6738 | 42.4223 | 41.8214 | 41.2338 | 38.5626 | 35.7763 | 32.5784 | 44.0667 | 44.0246 | 43.9922 | 43.9487 | 43.8955 | 43.8311 | 43.4213 | 42.7838 | 42.1505 | 41.5513 | 40.9653 | 38.301 | 35.5212 | 32.3297
|  | LABURNUM ROAD | LW |  |  |  |  | 44.5824 | 44.4703 | 44.4323 | 44.3798 | 44.3176 | 44.2458 | 44.1624 | 44.0973 | 44.0289 | 43.9582 | 43.884 | 41.896 | 39.1995 | 35.773 | 43.169 | 43.045 | 42.993 | 42.9205 | 42.8367 | 42.7419 | 42.6333 | 42.5428 | 42.0745 | 41.4554 | 40.8301 | 37.982 | 34.9295 | 31.1462 | 44.0666 | 43.9545 | 43.9165 | 43.864 | 43.8018 | 43.6871 | 43.0731 | 42.436 | 41.8034 | 41.1859 | 40.5624 | 37.7215 | 34.676 | 30.8997
|  | LABURNUM ROAD | ST |  |  |  |  | 44.5842 | 44.5842 | 44.5842 | 44.5842 | 44.5842 | 44.5842 | 44.5842 | 44.5842 | 44.5842 | 44.5842 | 44.5842 | 44.5842 | 44.5842 | 43.6883 | 43.1808 | 43.1758 | 43.1702 | 43.1586 | 43.1462 | 43.1333 | 43.1198 | 43.105 | 43.0903 | 43.0762 | 43.0626 | 42.5226 | 41.2239 | 39.9197 | 44.0684 | 44.0684 | 44.0684 | 44.0684 | 44.0684 | 44.0684 | 44.0684 | 44.0684 | 44.0684 | 43.9458 | 43.6634 | 42.2518 | 40.9571 | 39.6568
|  | LABURNUM ROAD | FS |  |  |  |  | 44.5823 | 44.5638 | 44.5633 | 44.5628 | 44.5619 | 44.5603 | 44.5588 | 44.5521 | 44.5447 | 44.5366 | 44.5279 | 44.5054 | 44.3788 | 44.0961 | 43.1818 | 43.1605 | 43.1571 | 43.1532 | 43.1477 | 43.1396 | 43.1315 | 43.1175 | 43.1028 | 43.0874 | 43.0712 | 43.0127 | 42.8531 | 42.5366 | 44.0665 | 44.048 | 44.0475 | 44.047 | 44.0461 | 44.0446 | 44.0431 | 44.0363 | 44.0289 | 44.0209 | 44.0121 | 43.9896 | 43.3672 | 42.3207
BRAMLEY (ANDO-THAT) | THATCHAM BSP | LAMBOURN | MINIMUM HEADROOM | SU 33280 78217 | NO | YES | 0.27474 | 9.3931 | 9.3609 | 9.35 | 9.3348 | 9.3169 | 9.2965 | 9.2728 | 9.2543 | 9.2351 | 9.2153 | 9.1946 | 8.993 | 8.5353 | 7.8902 | 8.9038 | 8.8698 | 8.8569 | 8.8382 | 8.8168 | 8.7929 | 8.7657 | 8.7436 | 8.7208 | 8.6974 | 8.6732 | 8.226 | 7.6671 | 6.9225 | 9.4142 | 9.3819 | 9.371 | 9.3559 | 9.338 | 9.3175 | 9.2938 | 9.2754 | 9.2562 | 9.2364 | 9.1507 | 8.6858 | 8.1324 | 7.3933
|  | LAMBOURN | CT |  |  |  |  | 9.3931 | 9.3802 | 9.3703 | 9.3569 | 9.3406 | 9.3213 | 9.2984 | 9.2824 | 9.2654 | 9.2481 | 9.2302 | 9.0492 | 8.6125 | 8.0696 | 8.9038 | 8.8892 | 8.8773 | 8.8605 | 8.8407 | 8.818 | 8.7917 | 8.7719 | 8.7513 | 8.7305 | 8.7091 | 8.2852 | 7.7489 | 7.1076 | 9.4142 | 9.4013 | 9.3913 | 9.378 | 9.3616 | 9.3423 | 9.3195 | 9.3034 | 9.2865 | 9.2692 | 9.1929 | 8.7448 | 8.2139 | 7.578
|  | LAMBOURN | LW |  |  |  |  | 9.3932 | 9.3609 | 9.35 | 9.3348 | 9.3169 | 9.2965 | 9.2728 | 9.2543 | 9.2351 | 9.2153 | 9.1946 | 8.993 | 8.5353 | 7.8902 | 8.9039 | 8.8698 | 8.8569 | 8.8382 | 8.8168 | 8.7929 | 8.7657 | 8.7436 | 8.7208 | 8.6974 | 8.6732 | 8.226 | 7.6671 | 6.9225 | 9.4142 | 9.3819 | 9.371 | 9.3559 | 9.338 | 9.3175 | 9.2938 | 9.2754 | 9.2562 | 9.2364 | 9.1507 | 8.6858 | 8.1324 | 7.3933
|  | LAMBOURN | ST |  |  |  |  | 9.3937 | 9.3937 | 9.3937 | 9.3937 | 9.3937 | 9.3937 | 9.3937 | 9.3937 | 9.3937 | 9.3937 | 9.3937 | 9.3937 | 9.3937 | 9.3384 | 8.907 | 8.9067 | 8.9063 | 8.904 | 8.9017 | 8.8995 | 8.8974 | 8.895 | 8.8926 | 8.8903 | 8.888 | 8.8772 | 8.792 | 8.5792 | 9.4147 | 9.4147 | 9.4147 | 9.4147 | 9.4147 | 9.4147 | 9.4147 | 9.4147 | 9.4147 | 9.4147 | 9.4147 | 9.4147 | 9.2453 | 9.0386
|  | LAMBOURN | FS |  |  |  |  | 9.3932 | 9.3881 | 9.388 | 9.3878 | 9.3876 | 9.3872 | 9.3868 | 9.3849 | 9.3829 | 9.3807 | 9.3783 | 9.3722 | 9.338 | 9.2622 | 8.9068 | 8.9015 | 8.9011 | 8.9006 | 8.8996 | 8.8978 | 8.8959 | 8.8924 | 8.8887 | 8.8848 | 8.8807 | 8.8664 | 8.8243 | 8.7409 | 9.4142 | 9.4092 | 9.409 | 9.4089 | 9.4086 | 9.4082 | 9.4078 | 9.406 | 9.404 | 9.4018 | 9.3994 | 9.3932 | 9.359 | 9.22
FAWLEY GSP | LANGLEY BSP | LANGLEY | MINIMUM HEADROOM | SU 45158 01418 | NO | YES | 0.53263 | 17.1927 | 17.133 | 17.1128 | 17.0848 | 17.0517 | 17.0136 | 16.9693 | 16.9114 | 16.6763 | 16.4459 | 16.2086 | 15.0644 | 13.7973 | 12.1503 | 15.5334 | 15.4 | 15.2935 | 15.1414 | 14.9737 | 14.7527 | 14.4858 | 14.2287 | 13.9734 | 13.7235 | 13.4711 | 12.2326 | 10.8403 | 9.0682 | 16.9506 | 16.8909 | 16.8326 | 16.6155 | 16.3775 | 16.1232 | 15.8424 | 15.5714 | 15.3024 | 15.0392 | 14.7736 | 13.5449 | 12.1964 | 10.4679
|  | LANGLEY | CT |  |  |  |  | 17.1927 | 17.17 | 17.1525 | 17.129 | 17.1002 | 17.0659 | 17.0251 | 16.9963 | 16.8162 | 16.5938 | 16.3755 | 15.3043 | 14.1408 | 12.7655 | 15.5401 | 15.4536 | 15.3603 | 15.2226 | 15.0687 | 14.8836 | 14.6305 | 14.3751 | 14.1206 | 13.879 | 13.642 | 12.491 | 11.2119 | 9.7211 | 16.9506 | 16.9279 | 16.9104 | 16.7162 | 16.4968 | 16.2591 | 15.9927 | 15.7232 | 15.4547 | 15.1999 | 14.9501 | 13.7969 | 12.5581 | 11.1077
|  | LANGLEY | LW |  |  |  |  | 17.1927 | 17.133 | 17.1128 | 17.0848 | 17.0517 | 17.0136 | 16.9693 | 16.9114 | 16.6763 | 16.4459 | 16.2086 | 15.0644 | 13.7973 | 12.1503 | 15.5334 | 15.4 | 15.2935 | 15.1414 | 14.9737 | 14.7527 | 14.4858 | 14.2287 | 13.9734 | 13.7235 | 13.4711 | 12.2326 | 10.8403 | 9.0682 | 16.9506 | 16.8909 | 16.8326 | 16.6155 | 16.3775 | 16.1232 | 15.8424 | 15.5714 | 15.3024 | 15.0392 | 14.7736 | 13.5449 | 12.1964 | 10.4679
|  | LANGLEY | ST |  |  |  |  | 17.1937 | 17.1937 | 17.1937 | 17.1937 | 17.1937 | 17.1937 | 17.1937 | 17.1937 | 17.1937 | 17.1937 | 17.1937 | 16.9362 | 16.4662 | 15.9739 | 15.5992 | 15.5699 | 15.5368 | 15.4635 | 15.3858 | 15.3057 | 15.2219 | 15.1305 | 15.0267 | 14.9026 | 14.7811 | 14.2298 | 13.7254 | 13.1844 | 16.9516 | 16.9516 | 16.9516 | 16.9516 | 16.9309 | 16.8089 | 16.6813 | 16.542 | 16.4031 | 16.2712 | 16.1422 | 15.5564 | 15.0204 | 14.482
|  | LANGLEY | FS |  |  |  |  | 17.1927 | 17.1829 | 17.1827 | 17.1824 | 17.1819 | 17.1811 | 17.1803 | 17.1768 | 17.1729 | 17.1687 | 17.1641 | 17.1522 | 17.0858 | 16.8427 | 15.616 | 15.5895 | 15.5722 | 15.5516 | 15.5226 | 15.4797 | 15.4374 | 15.3873 | 15.3365 | 15.285 | 15.2327 | 14.9762 | 14.608 | 14.1526 | 16.9506 | 16.9408 | 16.9406 | 16.9403 | 16.9398 | 16.939 | 16.9382 | 16.9347 | 16.8667 | 16.7904 | 16.7132 | 16.3521 | 15.965 | 15.4904
BRAMLEY (FLEE) | FERNHURST | LANGLEY COURT | MINIMUM HEADROOM | SU 80847 29056 | NO | YES | 0.48632 | 26.9548 | 26.8999 | 26.8813 | 26.8555 | 26.825 | 26.7903 | 26.7504 | 26.7194 | 26.6874 | 26.6545 | 26.6201 | 26.1814 | 25.3469 | 24.2252 | 23.034 | 22.9094 | 22.8124 | 22.6608 | 22.5019 | 22.3386 | 22.166 | 21.9989 | 21.8325 | 21.6687 | 21.5044 | 20.707 | 19.7997 | 18.6073 | 26.3864 | 26.3315 | 26.3128 | 26.2871 | 26.2565 | 26.2219 | 26.0781 | 25.912 | 25.7463 | 25.5834 | 25.4199 | 24.6261 | 23.7222 | 22.5333
|  | LANGLEY COURT | CT |  |  |  |  | 26.9548 | 26.9315 | 26.9136 | 26.8896 | 26.8602 | 26.8258 | 26.7854 | 26.757 | 26.7274 | 26.6973 | 26.6662 | 26.2797 | 25.4817 | 24.5214 | 23.0366 | 22.949 | 22.8572 | 22.7126 | 22.5592 | 22.3996 | 22.2292 | 22.0629 | 21.8981 | 21.7389 | 21.5814 | 20.8109 | 19.9428 | 18.9143 | 26.3864 | 26.3631 | 26.3452 | 26.3212 | 26.2918 | 26.2574 | 26.1398 | 25.9758 | 25.8118 | 25.6534 | 25.4967 | 24.7297 | 23.865 | 22.8398
|  | LANGLEY COURT | LW |  |  |  |  | 26.9549 | 26.8999 | 26.8813 | 26.8555 | 26.825 | 26.7903 | 26.7504 | 26.7194 | 26.6874 | 26.6545 | 26.6201 | 26.1814 | 25.3469 | 24.2252 | 23.034 | 22.9094 | 22.8124 | 22.6608 | 22.5019 | 22.3386 | 22.166 | 21.9989 | 21.8325 | 21.6687 | 21.5044 | 20.707 | 19.7997 | 18.6073 | 26.3865 | 26.3315 | 26.3128 | 26.2871 | 26.2565 | 26.2219 | 26.0781 | 25.912 | 25.7463 | 25.5834 | 25.4199 | 24.6261 | 23.7222 | 22.5333
|  | LANGLEY COURT | ST |  |  |  |  | 26.9558 | 26.9558 | 26.9558 | 26.9558 | 26.9558 | 26.9558 | 26.9558 | 26.9558 | 26.9558 | 26.9558 | 26.9558 | 26.9558 | 26.9558 | 26.8305 | 23.1237 | 23.1069 | 23.0878 | 23.0077 | 22.9255 | 22.8443 | 22.763 | 22.6746 | 22.5878 | 22.5052 | 22.4243 | 22.0501 | 21.7058 | 21.3714 | 26.3874 | 26.3874 | 26.3874 | 26.3874 | 26.3874 | 26.3874 | 26.3874 | 26.3874 | 26.3874 | 26.3874 | 26.3336 | 25.9643 | 25.6221 | 25.2897
|  | LANGLEY COURT | FS |  |  |  |  | 26.9549 | 26.9467 | 26.9465 | 26.9463 | 26.9459 | 26.9452 | 26.9446 | 26.9416 | 26.9383 | 26.9347 | 26.9308 | 26.9209 | 26.866 | 26.7453 | 23.139 | 23.1209 | 23.1096 | 23.095 | 23.067 | 23.0173 | 22.9678 | 22.9101 | 22.8523 | 22.7936 | 22.734 | 22.4559 | 22.155 | 21.7992 | 26.3865 | 26.3783 | 26.3781 | 26.3779 | 26.3775 | 26.3768 | 26.3761 | 26.3732 | 26.3699 | 26.3663 | 26.3624 | 26.3525 | 26.068 | 25.7136
AXMINSTER | YEOVIL BSP | LARKHILL | MINIMUM HEADROOM | ST 53677 16914 | NO | YES | 0.99474 | 32.0978 | 32.0153 | 31.9872 | 31.9481 | 31.9019 | 31.8485 | 31.7867 | 31.7383 | 31.6769 | 31.6085 | 31.5375 | 30.9342 | 29.508 | 27.5484 | 31.4254 | 31.3373 | 31.3031 | 31.2546 | 31.1985 | 31.1351 | 31.0626 | 31.0034 | 30.8248 | 30.5553 | 30.2839 | 28.9443 | 27.3798 | 25.2814 | 31.561 | 31.4785 | 31.4503 | 31.4113 | 31.3651 | 31.3117 | 31.2498 | 31.2015 | 31.1507 | 31.0983 | 31.0432 | 29.818 | 28.2682 | 26.1855
|  | LARKHILL | CT |  |  |  |  | 32.0978 | 32.0664 | 32.0423 | 32.0099 | 31.9702 | 31.9227 | 31.8663 | 31.8263 | 31.7761 | 31.7156 | 31.6536 | 31.1621 | 29.8369 | 28.213 | 31.4254 | 31.3892 | 31.3595 | 31.318 | 31.2689 | 31.2117 | 31.145 | 31.094 | 30.9714 | 30.7107 | 30.4534 | 29.1838 | 27.7266 | 25.9708 | 31.561 | 31.5296 | 31.5055 | 31.473 | 31.4334 | 31.3859 | 31.3295 | 31.2895 | 31.2461 | 31.2015 | 31.1551 | 30.0562 | 28.6131 | 26.8713
|  | LARKHILL | LW |  |  |  |  | 32.0986 | 32.0153 | 31.9872 | 31.9481 | 31.9019 | 31.8485 | 31.7867 | 31.7383 | 31.6769 | 31.6085 | 31.5375 | 30.9342 | 29.508 | 27.5484 | 31.4259 | 31.3373 | 31.3031 | 31.2546 | 31.1985 | 31.1351 | 31.0626 | 31.0034 | 30.8248 | 30.5553 | 30.2839 | 28.9443 | 27.3798 | 25.2814 | 31.5618 | 31.4785 | 31.4503 | 31.4113 | 31.3651 | 31.3117 | 31.2498 | 31.2015 | 31.1507 | 31.0983 | 31.0432 | 29.818 | 28.2682 | 26.1855
|  | LARKHILL | ST |  |  |  |  | 32.1 | 32.1 | 32.1 | 32.1 | 32.1 | 32.1 | 32.1 | 32.1 | 32.1 | 32.1 | 32.1 | 32.0808 | 32.0371 | 31.907 | 31.4335 | 31.432 | 31.4303 | 31.4244 | 31.4182 | 31.4121 | 31.4058 | 31.3989 | 31.3921 | 31.3855 | 31.379 | 31.1213 | 30.5271 | 29.9347 | 31.5632 | 31.5632 | 31.5632 | 31.5632 | 31.5632 | 31.5632 | 31.5632 | 31.5632 | 31.5632 | 31.5632 | 31.5632 | 31.5632 | 31.3902 | 30.8065
|  | LARKHILL | FS |  |  |  |  | 32.0986 | 32.0848 | 32.0845 | 32.0841 | 32.0834 | 32.0823 | 32.0812 | 32.0762 | 32.0708 | 32.0648 | 32.0583 | 32.0416 | 31.9479 | 31.7129 | 31.4329 | 31.4183 | 31.4169 | 31.4153 | 31.4125 | 31.4076 | 31.4027 | 31.3935 | 31.3838 | 31.3735 | 31.3628 | 31.3254 | 31.212 | 30.6699 | 31.5617 | 31.548 | 31.5477 | 31.5473 | 31.5466 | 31.5455 | 31.5444 | 31.5394 | 31.5339 | 31.5279 | 31.5214 | 31.5048 | 31.411 | 31.2018
COWLEY GSP | WITNEY BSP | LEAFIELD | MINIMUM HEADROOM | SP 30282 15270 | NO | YES | 0.055789 | 6.4125 | 6.3813 | 6.3691 | 6.3516 | 6.3315 | 6.3091 | 6.2839 | 6.2633 | 6.2422 | 6.2206 | 6.1982 | 6.0673 | 5.868 | 5.5002 | 5.8475 | 5.8169 | 5.8052 | 5.7886 | 5.7694 | 5.7479 | 5.7236 | 5.7039 | 5.6837 | 5.663 | 5.6415 | 5.5147 | 5.2944 | 4.7053 | 6.1016 | 6.0726 | 6.0628 | 6.0492 | 6.0331 | 6.0147 | 5.9836 | 5.9298 | 5.8765 | 5.8232 | 5.7697 | 5.4915 | 5.0786 | 4.4884
|  | LEAFIELD | CT |  |  |  |  | 6.4125 | 6.3986 | 6.3873 | 6.3712 | 6.3524 | 6.3309 | 6.3063 | 6.2875 | 6.2681 | 6.2486 | 6.2286 | 6.1083 | 5.9229 | 5.6414 | 5.8476 | 5.8341 | 5.8233 | 5.8081 | 5.7902 | 5.7696 | 5.7458 | 5.728 | 5.7095 | 5.6908 | 5.6717 | 5.5555 | 5.3654 | 4.8682 | 6.1016 | 6.0898 | 6.0807 | 6.0685 | 6.0536 | 6.036 | 6.0108 | 5.9589 | 5.9068 | 5.8555 | 5.8048 | 5.5392 | 5.1497 | 4.6514
|  | LEAFIELD | LW |  |  |  |  | 6.4125 | 6.3813 | 6.3691 | 6.3516 | 6.3315 | 6.3091 | 6.2839 | 6.2633 | 6.2422 | 6.2206 | 6.1982 | 6.0673 | 5.868 | 5.5002 | 5.8475 | 5.8169 | 5.8052 | 5.7886 | 5.7694 | 5.7479 | 5.7236 | 5.7039 | 5.6837 | 5.663 | 5.6415 | 5.5147 | 5.2944 | 4.7053 | 6.1016 | 6.0726 | 6.0628 | 6.0492 | 6.0331 | 6.0147 | 5.9836 | 5.9298 | 5.8765 | 5.8232 | 5.7697 | 5.4915 | 5.0786 | 4.4884
|  | LEAFIELD | ST |  |  |  |  | 6.4159 | 6.4155 | 6.415 | 6.4125 | 6.4099 | 6.4074 | 6.4048 | 6.4021 | 6.3994 | 6.3968 | 6.3942 | 6.3823 | 6.371 | 6.3601 | 5.8503 | 5.85 | 5.8496 | 5.8477 | 5.8457 | 5.8437 | 5.8417 | 5.8396 | 5.8375 | 5.8355 | 5.8335 | 5.8243 | 5.8155 | 5.8071 | 6.1021 | 6.1021 | 6.1021 | 6.1021 | 6.1021 | 6.1021 | 6.1021 | 6.1021 | 6.1021 | 6.1021 | 6.1021 | 5.9987 | 5.8964 | 5.7976
|  | LEAFIELD | FS |  |  |  |  | 6.4158 | 6.411 | 6.4106 | 6.4101 | 6.4091 | 6.4071 | 6.4051 | 6.4016 | 6.3979 | 6.3941 | 6.3901 | 6.3755 | 6.3366 | 6.2615 | 5.8501 | 5.8454 | 5.8451 | 5.8447 | 5.8438 | 5.8422 | 5.8406 | 5.8375 | 5.8342 | 5.8308 | 5.8273 | 5.8148 | 5.7778 | 5.7046 | 6.1016 | 6.0972 | 6.0971 | 6.0969 | 6.0967 | 6.0963 | 6.096 | 6.0943 | 6.0926 | 6.0906 | 6.0885 | 6.083 | 5.9828 | 5.8408
WILLESDEN GSP | ACTON LANE | LEAMINGTON PARK | MINIMUM HEADROOM | TQ 20539 81536 | NO | NO | 0.0042105 | 35.2478 | 51.2144 | 51.203 | 51.1873 | 51.1688 | 51.1472 | 51.1221 | 51.1025 | 51.0818 | 51.0604 | 51.0379 | 50.8967 | 50.6632 | 50.2041 | 34.3032 | 50.2673 | 50.2534 | 50.2332 | 50.21 | 50.1839 | 50.1542 | 50.1297 | 50.0925 | 49.9865 | 49.8799 | 49.3317 | 48.6783 | 47.7983 | 35.6091 | 51.545 | 51.4886 | 51.3953 | 51.2955 | 51.1934 | 51.0863 | 50.9801 | 50.8734 | 50.7665 | 50.6589 | 50.1058 | 49.4475 | 48.5625
|  | LEAMINGTON PARK | CT |  |  |  |  | 35.2479 | 51.2358 | 51.2264 | 51.2138 | 51.1985 | 51.1799 | 51.1579 | 51.1421 | 51.1253 | 51.1079 | 51.0898 | 50.9711 | 50.7666 | 50.4379 | 34.3033 | 50.2888 | 50.2769 | 50.2599 | 50.2401 | 50.2171 | 50.1904 | 50.1698 | 50.1422 | 50.0412 | 49.9399 | 49.4182 | 48.8014 | 48.0577 | 35.6097 | 51.5682 | 51.5155 | 51.4264 | 51.3316 | 51.2335 | 51.1302 | 51.0271 | 50.9233 | 50.8213 | 50.719 | 50.1926 | 49.5708 | 48.8222
|  | LEAMINGTON PARK | LW |  |  |  |  | 35.2479 | 51.2144 | 51.203 | 51.1873 | 51.1688 | 51.1472 | 51.1221 | 51.1025 | 51.0818 | 51.0604 | 51.0379 | 50.8967 | 50.6632 | 50.2041 | 34.3032 | 50.2673 | 50.2534 | 50.2332 | 50.21 | 50.1839 | 50.1542 | 50.1297 | 50.0925 | 49.9865 | 49.8799 | 49.3317 | 48.6783 | 47.7983 | 35.6091 | 51.545 | 51.4886 | 51.3953 | 51.2955 | 51.1934 | 51.0863 | 50.9801 | 50.8734 | 50.7665 | 50.6589 | 50.1058 | 49.4475 | 48.5625
|  | LEAMINGTON PARK | ST |  |  |  |  | 35.2484 | 51.2484 | 51.2484 | 51.2484 | 51.2484 | 51.2484 | 51.2484 | 51.2484 | 51.2484 | 51.2484 | 51.2484 | 51.2484 | 51.2484 | 51.2484 | 34.3072 | 50.3067 | 50.3061 | 50.3031 | 50.3001 | 50.297 | 50.294 | 50.2906 | 50.2873 | 50.2841 | 50.2809 | 50.1643 | 49.8969 | 49.6305 | 35.6498 | 51.6441 | 51.6372 | 51.6016 | 51.5566 | 51.5048 | 51.4518 | 51.3924 | 51.3336 | 51.2763 | 51.2196 | 50.9442 | 50.6736 | 50.404
|  | LEAMINGTON PARK | FS |  |  |  |  | 35.2478 | 51.2422 | 51.242 | 51.2418 | 51.2416 | 51.2411 | 51.2406 | 51.2386 | 51.2363 | 51.2338 | 51.2312 | 51.2243 | 51.1853 | 51.0979 | 34.3067 | 50.3007 | 50.3002 | 50.2995 | 50.2982 | 50.2957 | 50.2931 | 50.2887 | 50.2842 | 50.2794 | 50.2744 | 50.2561 | 50.1671 | 49.8843 | 35.6506 | 51.6411 | 51.6365 | 51.6302 | 51.6174 | 51.5928 | 51.5633 | 51.5213 | 51.4793 | 51.4362 | 51.3925 | 51.1842 | 50.9477 | 50.6627
MINETY GSP | STRATTON (2 X 60) | LECHLADE | MINIMUM HEADROOM | SP 22074 00496 | NO | YES | 0.29789 | 9.4247 | 9.8982 | 9.8867 | 9.8702 | 9.8511 | 9.8294 | 9.8038 | 9.7834 | 9.7622 | 9.7397 | 9.7158 | 9.5641 | 9.3345 | 8.8324 | 8.6293 | 9.1004 | 9.0864 | 9.0658 | 9.0423 | 9.0163 | 8.9864 | 8.9614 | 8.9359 | 8.9091 | 8.8814 | 8.5591 | 7.9861 | 7.2303 | 8.9876 | 9.4242 | 9.3738 | 9.2945 | 9.2102 | 9.123 | 9.031 | 8.9422 | 8.8543 | 8.7666 | 8.678 | 8.2341 | 7.7115 | 7.0051
|  | LECHLADE | CT |  |  |  |  | 9.4247 | 9.9084 | 9.8951 | 9.8784 | 9.8579 | 9.8345 | 9.8076 | 9.7866 | 9.764 | 9.7402 | 9.7158 | 9.5641 | 9.3345 | 8.9473 | 8.6293 | 9.111 | 9.0953 | 9.0746 | 9.05 | 9.0224 | 8.9912 | 8.9657 | 8.9387 | 8.9106 | 8.882 | 8.5789 | 8.018 | 7.3542 | 8.9876 | 9.4399 | 9.39 | 9.3128 | 9.2303 | 9.1437 | 9.0511 | 8.9618 | 8.8717 | 8.7827 | 8.6947 | 8.2497 | 7.7371 | 7.1206
|  | LECHLADE | LW |  |  |  |  | 9.4306 | 9.8982 | 9.8867 | 9.8702 | 9.8511 | 9.8294 | 9.8038 | 9.7834 | 9.7622 | 9.7397 | 9.7163 | 9.5731 | 9.3454 | 8.8324 | 8.6351 | 9.1004 | 9.0864 | 9.0658 | 9.0423 | 9.0163 | 8.9864 | 8.9614 | 8.9359 | 8.9091 | 8.8814 | 8.5591 | 7.9861 | 7.2303 | 8.9911 | 9.4242 | 9.3738 | 9.2945 | 9.2102 | 9.123 | 9.031 | 8.9422 | 8.8543 | 8.7666 | 8.678 | 8.2341 | 7.7115 | 7.0051
|  | LECHLADE | ST |  |  |  |  | 9.4328 | 9.9328 | 9.932 | 9.9312 | 9.9303 | 9.9295 | 9.9286 | 9.9278 | 9.9269 | 9.9261 | 9.9253 | 9.9194 | 9.9109 | 9.9025 | 8.6401 | 9.1396 | 9.1382 | 9.1347 | 9.1312 | 9.1277 | 9.1242 | 9.1205 | 9.1168 | 9.1132 | 9.1097 | 9.0914 | 9.0715 | 8.961 | 9.0365 | 9.5281 | 9.5183 | 9.4781 | 9.4365 | 9.3954 | 9.3535 | 9.3089 | 9.2651 | 9.222 | 9.1804 | 8.9864 | 8.8038 | 8.6254
|  | LECHLADE | FS |  |  |  |  | 9.4332 | 9.9283 | 9.9282 | 9.9281 | 9.9278 | 9.9274 | 9.927 | 9.9253 | 9.9233 | 9.9212 | 9.9189 | 9.9097 | 9.8728 | 9.7964 | 8.6411 | 9.1359 | 9.1355 | 9.1348 | 9.1336 | 9.1316 | 9.1295 | 9.1259 | 9.1221 | 9.1182 | 9.114 | 9.0958 | 9.0507 | 8.9662 | 9.046 | 9.5363 | 9.5312 | 9.5232 | 9.5087 | 9.4831 | 9.4576 | 9.4274 | 9.3972 | 9.3669 | 9.3365 | 9.1909 | 9.0297 | 8.8304
BRAMLEY (ANDO-THAT) | THATCHAM BSP | LECKHAMPSTEAD | MINIMUM HEADROOM | SU 43962 77635 | NO | YES | 0.10211 | 8.9079 | 8.8694 | 8.8441 | 8.8032 | 8.7602 | 8.7137 | 8.6643 | 8.6165 | 8.5689 | 8.5223 | 8.475 | 8.2395 | 7.9573 | 7.5574 | 8.452 | 8.4088 | 8.3784 | 8.3288 | 8.2771 | 8.2236 | 8.1683 | 8.1142 | 8.0604 | 8.0079 | 7.9546 | 7.6922 | 7.3838 | 6.9586 | 8.4738 | 8.4377 | 8.4151 | 8.3789 | 8.3406 | 8.3006 | 8.2586 | 8.2188 | 8.1789 | 8.1398 | 8.0999 | 7.8983 | 7.6494 | 7.2732
|  | LECKHAMPSTEAD | CT |  |  |  |  | 8.9079 | 8.883 | 8.8587 | 8.8193 | 8.7776 | 8.733 | 8.6835 | 8.6369 | 8.5903 | 8.5449 | 8.4997 | 8.272 | 8.0008 | 7.6639 | 8.452 | 8.4226 | 8.3935 | 8.3455 | 8.2953 | 8.2437 | 8.1883 | 8.1354 | 8.0827 | 8.0314 | 7.9804 | 7.7261 | 7.4291 | 7.0675 | 8.4738 | 8.4512 | 8.4296 | 8.3947 | 8.3575 | 8.3189 | 8.2768 | 8.2381 | 8.1993 | 8.1613 | 8.1235 | 7.9293 | 7.6905 | 7.3814
|  | LECKHAMPSTEAD | LW |  |  |  |  | 8.9079 | 8.8694 | 8.8441 | 8.8032 | 8.7602 | 8.7137 | 8.6643 | 8.6165 | 8.5689 | 8.5223 | 8.475 | 8.2395 | 7.9573 | 7.5574 | 8.452 | 8.4088 | 8.3784 | 8.3288 | 8.2771 | 8.2236 | 8.1683 | 8.1142 | 8.0604 | 8.0079 | 7.9546 | 7.6922 | 7.3838 | 6.9586 | 8.4738 | 8.4377 | 8.4151 | 8.3789 | 8.3406 | 8.3006 | 8.2586 | 8.2188 | 8.1789 | 8.1398 | 8.0999 | 7.8983 | 7.6494 | 7.2732
|  | LECKHAMPSTEAD | ST |  |  |  |  | 8.9319 | 8.9289 | 8.9253 | 8.9053 | 8.8849 | 8.8653 | 8.8463 | 8.8254 | 8.8049 | 8.7842 | 8.7638 | 8.6682 | 8.5808 | 8.4977 | 8.4779 | 8.4758 | 8.4734 | 8.4486 | 8.4223 | 8.3971 | 8.3726 | 8.3457 | 8.3194 | 8.2947 | 8.2706 | 8.158 | 8.0551 | 7.9572 | 8.4941 | 8.4916 | 8.4885 | 8.4717 | 8.4543 | 8.4377 | 8.4216 | 8.4039 | 8.3866 | 8.3703 | 8.3545 | 8.2804 | 8.2126 | 8.1482
|  | LECKHAMPSTEAD | FS |  |  |  |  | 8.9349 | 8.9302 | 8.9287 | 8.9257 | 8.9194 | 8.9068 | 8.8942 | 8.8791 | 8.8639 | 8.848 | 8.832 | 8.757 | 8.6666 | 8.5537 | 8.4799 | 8.4756 | 8.4746 | 8.4724 | 8.4679 | 8.4517 | 8.4356 | 8.4165 | 8.3974 | 8.3773 | 8.3572 | 8.2652 | 8.1626 | 8.0384 | 8.4967 | 8.4922 | 8.4909 | 8.4883 | 8.483 | 8.4722 | 8.4615 | 8.4485 | 8.4355 | 8.4218 | 8.408 | 8.346 | 8.2709 | 8.1722
LOVEDEAN GSP | FAREHAM T1B T2B (1X90, 1X60MVA) | LEE-ON-SOLENT | MINIMUM HEADROOM | SU 56858 00293 | NO | NO | 0.14 | 27.5624 | 27.4507 | 27.4125 | 27.3597 | 27.2971 | 27.0378 | 26.4726 | 25.9184 | 25.3703 | 24.8376 | 24.3003 | 21.8866 | 19.324 | 16.1526 | 27.2677 | 27.1559 | 27.1178 | 27.0428 | 26.4822 | 25.8861 | 25.2263 | 24.5868 | 23.9548 | 23.3411 | 22.7226 | 19.9633 | 17.0737 | 13.5789 | 27.8572 | 27.7454 | 27.7073 | 27.6544 | 27.5919 | 27.1109 | 26.4589 | 25.8271 | 25.2027 | 24.5963 | 23.9851 | 21.257 | 18.3862 | 14.8907
|  | LEE-ON-SOLENT | CT |  |  |  |  | 27.5624 | 27.515 | 27.4786 | 27.4297 | 27.3698 | 27.2818 | 26.7557 | 26.1971 | 25.6435 | 25.1214 | 24.6121 | 22.3186 | 19.9522 | 17.2436 | 27.2677 | 27.2203 | 27.1839 | 27.1349 | 26.7424 | 26.1782 | 25.5461 | 24.9004 | 24.2612 | 23.6591 | 23.0723 | 20.4502 | 17.7848 | 14.7807 | 27.8572 | 27.8098 | 27.7733 | 27.7244 | 27.6645 | 27.4001 | 26.7754 | 26.1375 | 25.506 | 24.9112 | 24.3314 | 21.739 | 19.0975 | 16.0927
|  | LEE-ON-SOLENT | LW |  |  |  |  | 27.5634 | 27.4507 | 27.4125 | 27.3597 | 27.2971 | 27.0378 | 26.4726 | 25.9184 | 25.3703 | 24.8376 | 24.3003 | 21.8866 | 19.324 | 16.1526 | 27.2687 | 27.1559 | 27.1178 | 27.0428 | 26.4822 | 25.8861 | 25.2263 | 24.5868 | 23.9548 | 23.3411 | 22.7226 | 19.9633 | 17.0737 | 13.5789 | 27.8581 | 27.7454 | 27.7073 | 27.6544 | 27.5919 | 27.1109 | 26.4589 | 25.8271 | 25.2027 | 24.5963 | 23.9851 | 21.257 | 18.3862 | 14.8907
|  | LEE-ON-SOLENT | ST |  |  |  |  | 27.5653 | 27.5653 | 27.5653 | 27.5653 | 27.5653 | 27.5653 | 27.5653 | 27.5653 | 27.5653 | 27.3241 | 27.067 | 25.8958 | 24.8457 | 23.8032 | 27.2705 | 27.2705 | 27.2705 | 27.2705 | 27.2705 | 27.2705 | 27.1434 | 26.8069 | 26.4727 | 26.1574 | 25.8509 | 24.4759 | 23.243 | 22.0191 | 27.86 | 27.86 | 27.86 | 27.86 | 27.86 | 27.86 | 27.86 | 27.86 | 27.6942 | 27.3832 | 27.0808 | 25.7241 | 24.5077 | 23.3002
|  | LEE-ON-SOLENT | FS |  |  |  |  | 27.5635 | 27.5466 | 27.5462 | 27.5457 | 27.5449 | 27.5435 | 27.5421 | 27.536 | 27.5292 | 27.5218 | 27.5138 | 27.4933 | 26.9108 | 26.0634 | 27.2688 | 27.2519 | 27.2515 | 27.251 | 27.2501 | 27.2487 | 27.2474 | 27.2412 | 27.2345 | 27.2271 | 27.2191 | 26.5101 | 25.6998 | 24.7484 | 27.8582 | 27.8413 | 27.8409 | 27.8404 | 27.8396 | 27.8382 | 27.8368 | 27.8307 | 27.824 | 27.8166 | 27.8086 | 27.7302 | 26.9292 | 25.9872
LOVEDEAN GSP | HAVANT | LEIGH PARK | MINIMUM HEADROOM | SU 72144 07875 | NO | NO | 1.2295 | 33.693 | 33.603 | 33.5725 | 33.5302 | 33.4802 | 33.4215 | 33.353 | 33.299 | 33.2418 | 33.1822 | 33.1193 | 32.5822 | 31.0219 | 28.7799 | 32.9066 | 32.7123 | 32.5644 | 32.3349 | 32.0883 | 31.8281 | 31.5482 | 31.274 | 30.9991 | 30.7259 | 30.4488 | 29.0321 | 27.3144 | 24.9121 | 33.5609 | 33.4648 | 33.4277 | 33.3749 | 33.3138 | 33.2437 | 33.1633 | 33.097 | 33.0274 | 32.9559 | 32.8809 | 31.9106 | 30.2234 | 27.8521
|  | LEIGH PARK | CT |  |  |  |  | 33.6935 | 33.6636 | 33.6406 | 33.6097 | 33.5719 | 33.5254 | 33.4695 | 33.4294 | 33.3856 | 33.3402 | 33.2924 | 32.9038 | 31.4808 | 29.6787 | 32.9123 | 32.7875 | 32.6562 | 32.4463 | 32.2202 | 31.9795 | 31.7186 | 31.4565 | 31.1923 | 30.9341 | 30.6768 | 29.3658 | 27.7912 | 25.8341 | 33.5614 | 33.5262 | 33.4971 | 33.4561 | 33.4077 | 33.3503 | 33.2829 | 33.2303 | 33.1741 | 33.1167 | 33.0571 | 32.242 | 30.6967 | 28.7696
|  | LEIGH PARK | LW |  |  |  |  | 33.6932 | 33.603 | 33.5725 | 33.5302 | 33.4802 | 33.4215 | 33.353 | 33.299 | 33.2418 | 33.1822 | 33.1193 | 32.5822 | 31.0219 | 28.7799 | 32.9066 | 32.7123 | 32.5644 | 32.3349 | 32.0883 | 31.8281 | 31.5482 | 31.274 | 30.9991 | 30.7259 | 30.4488 | 29.0321 | 27.3144 | 24.9121 | 33.5609 | 33.4648 | 33.4277 | 33.3749 | 33.3138 | 33.2437 | 33.1633 | 33.097 | 33.0274 | 32.9559 | 32.8809 | 31.9106 | 30.2234 | 27.8521
|  | LEIGH PARK | ST |  |  |  |  | 33.6947 | 33.6947 | 33.6947 | 33.6947 | 33.6947 | 33.6947 | 33.6947 | 33.6947 | 33.6947 | 33.6947 | 33.6947 | 33.6947 | 33.6947 | 33.5867 | 32.9438 | 32.9416 | 32.939 | 32.8523 | 32.7303 | 32.6077 | 32.4814 | 32.3423 | 32.2043 | 32.0698 | 31.9371 | 31.2996 | 30.6755 | 30.0415 | 33.5693 | 33.5677 | 33.5659 | 33.5593 | 33.5524 | 33.5455 | 33.5384 | 33.5305 | 33.5228 | 33.5152 | 33.5077 | 33.4718 | 33.4367 | 32.9191
|  | LEIGH PARK | FS |  |  |  |  | 33.693 | 33.6768 | 33.6764 | 33.6759 | 33.6751 | 33.6738 | 33.6725 | 33.6666 | 33.6601 | 33.653 | 33.6453 | 33.6256 | 33.5128 | 33.2582 | 32.9423 | 32.9247 | 32.9229 | 32.9204 | 32.9092 | 32.8278 | 32.7475 | 32.6526 | 32.5566 | 32.4604 | 32.3632 | 31.9082 | 31.3595 | 30.659 | 33.5677 | 33.5505 | 33.5491 | 33.5472 | 33.544 | 33.5381 | 33.5324 | 33.5214 | 33.5099 | 33.4978 | 33.4851 | 33.4408 | 33.3035 | 33.0238
BRAMLEY (FLEE) | READING BSP | LITTLE HUNGERFORD | MINIMUM HEADROOM | SU 75372 72019 | NO | YES | 1.44 | 50.7539 | 50.5194 | 50.4287 | 50.2985 | 50.1491 | 49.9839 | 49.7977 | 49.6464 | 49.4914 | 49.3339 | 49.1713 | 47.6729 | 44.9361 | 41.068 | 49.5446 | 49.3154 | 49.2307 | 49.1104 | 48.9711 | 48.8157 | 48.6394 | 48.4983 | 48.2585 | 47.7484 | 47.2389 | 44.6872 | 41.6922 | 37.5767 | 50.4503 | 50.2186 | 50.131 | 49.7982 | 49.3403 | 48.8736 | 48.3842 | 47.9189 | 47.457 | 47.0011 | 46.5451 | 44.2411 | 41.4888 | 37.6059
|  | LITTLE HUNGERFORD | CT |  |  |  |  | 50.7541 | 50.6484 | 50.5625 | 50.4412 | 50.2986 | 50.1368 | 49.9512 | 49.8114 | 49.6677 | 49.5231 | 49.3755 | 48.0132 | 45.4003 | 42.1552 | 49.5446 | 49.4441 | 49.3638 | 49.2522 | 49.1194 | 48.9673 | 48.7914 | 48.6619 | 48.484 | 47.9883 | 47.499 | 45.0413 | 42.1775 | 38.6907 | 50.4504 | 50.3474 | 50.2644 | 49.9689 | 49.5249 | 49.0673 | 48.5835 | 48.1277 | 47.6748 | 47.2333 | 46.7966 | 44.5822 | 41.9543 | 38.6947
|  | LITTLE HUNGERFORD | LW |  |  |  |  | 50.7539 | 50.5194 | 50.4287 | 50.2985 | 50.1491 | 49.9839 | 49.7977 | 49.6464 | 49.4914 | 49.3339 | 49.1713 | 47.6729 | 44.9361 | 41.068 | 49.5446 | 49.3154 | 49.2307 | 49.1104 | 48.9711 | 48.8157 | 48.6394 | 48.4983 | 48.2585 | 47.7484 | 47.2389 | 44.6872 | 41.6922 | 37.5767 | 50.4503 | 50.2186 | 50.131 | 49.7982 | 49.3403 | 48.8736 | 48.3842 | 47.9189 | 47.457 | 47.0011 | 46.5451 | 44.2411 | 41.4888 | 37.6059
|  | LITTLE HUNGERFORD | ST |  |  |  |  | 50.7787 | 50.7759 | 50.773 | 50.7554 | 50.7377 | 50.7205 | 50.7035 | 50.6851 | 50.6671 | 50.6498 | 50.633 | 50.5562 | 50.4855 | 50.1806 | 49.5616 | 49.5599 | 49.558 | 49.5468 | 49.5356 | 49.5247 | 49.514 | 49.5023 | 49.4909 | 49.4799 | 49.4693 | 49.2305 | 48.22 | 47.2571 | 50.471 | 50.4688 | 50.4664 | 50.4522 | 50.4379 | 50.424 | 50.249 | 50.0229 | 49.8024 | 49.5907 | 49.3854 | 48.4432 | 47.5775 | 46.7525
|  | LITTLE HUNGERFORD | FS |  |  |  |  | 50.7783 | 50.7447 | 50.7421 | 50.7385 | 50.7312 | 50.7176 | 50.7041 | 50.68 | 50.6549 | 50.6285 | 50.601 | 50.502 | 50.2333 | 49.7114 | 49.5602 | 49.5271 | 49.5252 | 49.5226 | 49.5174 | 49.5078 | 49.4983 | 49.4788 | 49.4582 | 49.4364 | 49.4134 | 49.3364 | 49.0877 | 48.0648 | 50.4701 | 50.4367 | 50.4345 | 50.4314 | 50.4252 | 50.4137 | 50.4023 | 50.3807 | 50.3579 | 50.2548 | 50.0887 | 49.3128 | 48.4288 | 47.3269
COWLEY GSP | HIGH WYCOMBE BSP | LITTLE MARLOW | MINIMUM HEADROOM | SU 86037 87794 | NO | NO | 0.70316 | 35.6737 | 35.5557 | 35.5157 | 35.4603 | 35.3948 | 35.3205 | 35.235 | 35.1686 | 35.1001 | 35.0297 | 34.9564 | 34.5152 | 33.8178 | 31.8812 | 34.6072 | 34.4827 | 34.4357 | 34.3681 | 34.2905 | 34.2045 | 34.1074 | 34.029 | 33.9485 | 33.8666 | 33.7819 | 32.4848 | 30.8501 | 28.6161 | 35.1895 | 35.0715 | 35.0315 | 34.9761 | 34.9106 | 34.8363 | 34.7507 | 34.6844 | 34.6159 | 34.5455 | 34.4722 | 33.1645 | 31.5437 | 29.3228
|  | LITTLE MARLOW | CT |  |  |  |  | 35.6737 | 35.6237 | 35.5853 | 35.5336 | 35.4705 | 35.3967 | 35.31 | 35.2492 | 35.186 | 35.1216 | 35.0553 | 34.6433 | 33.9841 | 32.3977 | 34.6072 | 34.5509 | 34.5057 | 34.442 | 34.367 | 34.2816 | 34.1835 | 34.1105 | 34.0353 | 33.9594 | 33.8818 | 32.6399 | 31.0578 | 29.1398 | 35.1895 | 35.1395 | 35.1011 | 35.0494 | 34.9863 | 34.9125 | 34.8258 | 34.765 | 34.7017 | 34.6374 | 34.5711 | 33.3192 | 31.7508 | 29.8458
|  | LITTLE MARLOW | LW |  |  |  |  | 35.6738 | 35.5557 | 35.5157 | 35.4603 | 35.3948 | 35.3205 | 35.235 | 35.1686 | 35.1001 | 35.0297 | 34.9564 | 34.5152 | 33.8178 | 31.8812 | 34.6072 | 34.4827 | 34.4357 | 34.3681 | 34.2905 | 34.2045 | 34.1074 | 34.029 | 33.9485 | 33.8666 | 33.7819 | 32.4848 | 30.8501 | 28.6161 | 35.1896 | 35.0715 | 35.0315 | 34.9761 | 34.9106 | 34.8363 | 34.7507 | 34.6844 | 34.6159 | 34.5455 | 34.4722 | 33.1645 | 31.5437 | 29.3228
|  | LITTLE MARLOW | ST |  |  |  |  | 35.6758 | 35.6758 | 35.6758 | 35.6758 | 35.6758 | 35.6758 | 35.6758 | 35.6758 | 35.6758 | 35.6758 | 35.6758 | 35.6758 | 35.6758 | 35.6758 | 34.619 | 34.618 | 34.6169 | 34.6088 | 34.6007 | 34.5929 | 34.5853 | 34.577 | 34.5689 | 34.5611 | 34.5535 | 34.5182 | 34.3128 | 33.7615 | 35.1916 | 35.1916 | 35.1916 | 35.1916 | 35.1916 | 35.1916 | 35.1916 | 35.1916 | 35.1916 | 35.1916 | 35.1916 | 35.1916 | 34.9827 | 34.4395
|  | LITTLE MARLOW | FS |  |  |  |  | 35.674 | 35.6567 | 35.6563 | 35.6557 | 35.6549 | 35.6535 | 35.6521 | 35.6458 | 35.6389 | 35.6313 | 35.6231 | 35.6021 | 35.4864 | 35.2322 | 34.6185 | 34.6005 | 34.5994 | 34.5978 | 34.5943 | 34.5878 | 34.5813 | 34.5692 | 34.5564 | 34.5431 | 34.529 | 34.4797 | 34.3379 | 34.059 | 35.1898 | 35.1725 | 35.172 | 35.1715 | 35.1707 | 35.1693 | 35.1679 | 35.1616 | 35.1547 | 35.1471 | 35.1389 | 35.1179 | 35.0022 | 34.748
NURSLING GSP | ROWNHAMS | LORDSHILL | MINIMUM HEADROOM | SU 38746 16055 | NO | NO | 0.24105 | 33.3368 | 33.276 | 33.2553 | 33.2268 | 33.193 | 33.1539 | 33.1086 | 33.0731 | 33.0359 | 32.9974 | 32.957 | 32.7051 | 32.2913 | 31.4806 | 32.4 | 32.3391 | 32.3185 | 32.2899 | 32.2561 | 32.2171 | 32.1717 | 32.1363 | 32.0991 | 32.0606 | 31.9629 | 31.1804 | 30.2247 | 28.8747 | 32.4737 | 32.4128 | 32.3922 | 32.3636 | 32.3298 | 32.2908 | 32.2454 | 32.21 | 32.1728 | 32.1343 | 32.0938 | 31.5002 | 30.5585 | 29.2225
|  | LORDSHILL | CT |  |  |  |  | 33.3369 | 33.3142 | 33.2966 | 33.2731 | 33.2443 | 33.2098 | 33.1688 | 33.1397 | 33.1087 | 33.0768 | 33.0435 | 32.8279 | 32.4609 | 31.8736 | 32.4001 | 32.3773 | 32.3598 | 32.3363 | 32.3075 | 32.273 | 32.232 | 32.2029 | 32.1718 | 32.1399 | 32.0731 | 31.3379 | 30.4468 | 29.3349 | 32.4738 | 32.451 | 32.4335 | 32.41 | 32.3812 | 32.3467 | 32.3057 | 32.2766 | 32.2455 | 32.2136 | 32.1804 | 31.6568 | 30.7793 | 29.681
|  | LORDSHILL | LW |  |  |  |  | 33.3369 | 33.276 | 33.2553 | 33.2268 | 33.193 | 33.1539 | 33.1086 | 33.0731 | 33.0359 | 32.9974 | 32.957 | 32.7051 | 32.2913 | 31.4806 | 32.4 | 32.3391 | 32.3185 | 32.2899 | 32.2561 | 32.2171 | 32.1717 | 32.1363 | 32.0991 | 32.0606 | 31.9629 | 31.1804 | 30.2247 | 28.8747 | 32.4737 | 32.4128 | 32.3922 | 32.3636 | 32.3298 | 32.2908 | 32.2454 | 32.21 | 32.1728 | 32.1343 | 32.0938 | 31.5002 | 30.5585 | 29.2225
|  | LORDSHILL | ST |  |  |  |  | 33.3379 | 33.3379 | 33.3379 | 33.3379 | 33.3379 | 33.3379 | 33.3379 | 33.3379 | 33.3379 | 33.3379 | 33.3379 | 33.3379 | 33.3379 | 33.3379 | 32.4011 | 32.4011 | 32.4011 | 32.4011 | 32.4011 | 32.4011 | 32.4011 | 32.4011 | 32.4011 | 32.4011 | 32.4011 | 32.4011 | 32.1822 | 31.8585 | 32.4747 | 32.4747 | 32.4747 | 32.4747 | 32.4747 | 32.4747 | 32.4747 | 32.4747 | 32.4747 | 32.4747 | 32.4747 | 32.4747 | 32.4747 | 32.1771
|  | LORDSHILL | FS |  |  |  |  | 33.3368 | 33.3267 | 33.3265 | 33.3262 | 33.3257 | 33.3249 | 33.3241 | 33.3204 | 33.3164 | 33.312 | 33.3072 | 33.2949 | 33.2258 | 33.0715 | 32.4 | 32.3899 | 32.3897 | 32.3894 | 32.3889 | 32.388 | 32.3872 | 32.3836 | 32.3795 | 32.3751 | 32.3703 | 32.3581 | 32.289 | 32.0964 | 32.4737 | 32.4636 | 32.4633 | 32.463 | 32.4625 | 32.4617 | 32.4609 | 32.4572 | 32.4532 | 32.4488 | 32.444 | 32.4317 | 32.3626 | 32.2083
BRAMLEY (ANDO-THAT) | THATCHAM BSP | LOVE LANE | MINIMUM HEADROOM | SU 47334 68495 | NO | YES | 0.13789 | 48.1552 | 48.0571 | 48.0239 | 47.9779 | 47.9235 | 47.8611 | 47.789 | 47.7328 | 47.6742 | 47.6138 | 47.5505 | 47.1619 | 46.5334 | 44.5506 | 46.7552 | 46.6571 | 46.6239 | 46.5779 | 46.5235 | 46.4611 | 46.389 | 46.3328 | 46.2742 | 46.2138 | 46.1505 | 45.4121 | 43.6097 | 41.2241 | 47.553 | 47.4471 | 47.4049 | 47.3449 | 47.2758 | 47.1986 | 47.1108 | 47.0387 | 46.9644 | 46.7932 | 46.4741 | 44.921 | 43.1434 | 40.7881
|  | LOVE LANE | CT |  |  |  |  | 48.1552 | 48.1163 | 48.0863 | 48.0461 | 47.9969 | 47.9385 | 47.8697 | 47.821 | 47.7697 | 47.7172 | 47.6628 | 47.3166 | 46.7428 | 45.2509 | 46.7552 | 46.7163 | 46.6863 | 46.6461 | 46.5969 | 46.5385 | 46.4697 | 46.421 | 46.3697 | 46.3172 | 46.2628 | 45.6689 | 43.9789 | 41.9556 | 47.5535 | 47.5073 | 47.4691 | 47.4155 | 47.3522 | 47.2796 | 47.1955 | 47.1308 | 47.0636 | 46.9597 | 46.6565 | 45.1783 | 43.5085 | 41.5141
|  | LOVE LANE | LW |  |  |  |  | 48.1552 | 48.0571 | 48.0239 | 47.9779 | 47.9235 | 47.8611 | 47.789 | 47.7328 | 47.6742 | 47.6138 | 47.5505 | 47.1619 | 46.5334 | 44.5506 | 46.7552 | 46.6571 | 46.6239 | 46.5779 | 46.5235 | 46.4611 | 46.389 | 46.3328 | 46.2742 | 46.2138 | 46.1505 | 45.4121 | 43.6097 | 41.2241 | 47.553 | 47.4471 | 47.4049 | 47.3449 | 47.2758 | 47.1986 | 47.1108 | 47.0387 | 46.9644 | 46.7932 | 46.4741 | 44.921 | 43.1434 | 40.7881
|  | LOVE LANE | ST |  |  |  |  | 48.1568 | 48.1568 | 48.1568 | 48.1568 | 48.1568 | 48.1568 | 48.1568 | 48.1568 | 48.1568 | 48.1568 | 48.1568 | 48.1568 | 48.1568 | 48.1568 | 46.7568 | 46.7568 | 46.7568 | 46.7568 | 46.7568 | 46.7568 | 46.7568 | 46.7568 | 46.7568 | 46.7568 | 46.7568 | 46.7568 | 46.7568 | 46.6241 | 47.564 | 47.5617 | 47.5592 | 47.5504 | 47.5414 | 47.5323 | 47.5231 | 47.513 | 47.5031 | 47.4935 | 47.4842 | 47.4407 | 46.8057 | 46.134
|  | LOVE LANE | FS |  |  |  |  | 48.1552 | 48.1397 | 48.1394 | 48.1389 | 48.1381 | 48.1369 | 48.1356 | 48.13 | 48.1238 | 48.1171 | 48.1097 | 48.0909 | 47.986 | 47.7532 | 46.7552 | 46.7397 | 46.7394 | 46.7389 | 46.7381 | 46.7369 | 46.7356 | 46.73 | 46.7238 | 46.7171 | 46.7097 | 46.6909 | 46.586 | 46.3532 | 47.5639 | 47.547 | 47.5452 | 47.543 | 47.539 | 47.5323 | 47.5257 | 47.514 | 47.5017 | 47.4889 | 47.4754 | 47.4267 | 47.2939 | 47.0245
COWLEY GSP | YARNTON BSP | LOVELACE ROAD | MINIMUM HEADROOM | SP 50395 10376 | YES | YES | 0.12842 | 16.5442 | 16.4851 | 16.4651 | 16.4373 | 16.4045 | 16.3391 | 16.1505 | 15.971 | 15.7942 | 15.621 | 15.4377 | 14.5751 | 13.6197 | 12.3714 | 14.6465 | 14.4936 | 14.3653 | 14.1775 | 13.975 | 13.763 | 13.5325 | 13.3109 | 13.0931 | 12.8802 | 12.667 | 11.686 | 10.6179 | 9.26 | 14.6472 | 14.4946 | 14.3666 | 14.1793 | 13.9773 | 13.7658 | 13.536 | 13.3149 | 13.0976 | 12.8853 | 12.6727 | 11.694 | 10.628 | 9.2723
|  | LOVELACE ROAD | CT |  |  |  |  | 16.5442 | 16.5189 | 16.4995 | 16.4734 | 16.4415 | 16.4043 | 16.2398 | 16.0607 | 15.8834 | 15.7151 | 15.5457 | 14.7231 | 13.8294 | 12.7707 | 14.6537 | 14.5458 | 14.4299 | 14.2547 | 14.0641 | 13.8602 | 13.6371 | 13.4153 | 13.1962 | 12.9888 | 12.7862 | 11.8502 | 10.8518 | 9.6914 | 14.6544 | 14.5467 | 14.4311 | 14.2564 | 14.0662 | 13.8629 | 13.6403 | 13.4191 | 13.2005 | 12.9937 | 12.7916 | 11.8578 | 10.8615 | 9.7031
|  | LOVELACE ROAD | LW |  |  |  |  | 16.5443 | 16.4851 | 16.4651 | 16.4373 | 16.4045 | 16.3391 | 16.1505 | 15.971 | 15.7942 | 15.621 | 15.4377 | 14.5751 | 13.6197 | 12.3714 | 14.6465 | 14.4936 | 14.3653 | 14.1775 | 13.975 | 13.763 | 13.5325 | 13.3109 | 13.0931 | 12.8802 | 12.667 | 11.686 | 10.6179 | 9.26 | 14.6472 | 14.4946 | 14.3666 | 14.1793 | 13.9773 | 13.7658 | 13.536 | 13.3149 | 13.0976 | 12.8853 | 12.6727 | 11.694 | 10.628 | 9.2723
|  | LOVELACE ROAD | ST |  |  |  |  | 16.5453 | 16.5453 | 16.5453 | 16.5453 | 16.5453 | 16.5453 | 16.5453 | 16.5453 | 16.5453 | 16.5185 | 16.4385 | 16.0814 | 15.7504 | 15.4145 | 14.7431 | 14.7109 | 14.6754 | 14.5792 | 14.4793 | 14.3789 | 14.275 | 14.1609 | 14.0486 | 13.9428 | 13.8398 | 13.3801 | 12.9712 | 12.5737 | 14.7435 | 14.7114 | 14.676 | 14.5801 | 14.4805 | 14.3804 | 14.2768 | 14.163 | 14.0511 | 13.9456 | 13.843 | 13.3847 | 12.977 | 12.5807
|  | LOVELACE ROAD | FS |  |  |  |  | 16.5444 | 16.5359 | 16.5357 | 16.5355 | 16.535 | 16.5344 | 16.5337 | 16.5306 | 16.5272 | 16.5235 | 16.5195 | 16.5092 | 16.2962 | 15.9789 | 14.7693 | 14.7424 | 14.7232 | 14.6996 | 14.6641 | 14.6089 | 14.5538 | 14.4909 | 14.4279 | 14.364 | 14.2992 | 13.9958 | 13.6831 | 13.3102 | 14.7697 | 14.7427 | 14.7236 | 14.7001 | 14.6647 | 14.6097 | 14.5548 | 14.492 | 14.4292 | 14.3655 | 14.3008 | 13.9984 | 13.6865 | 13.3143
MANNINGTON GSP | ARNEWOOD | LYMINGTON | MINIMUM HEADROOM | SZ 31720 96856 | NO | YES | 0.48947 | 36.3382 | 36.2099 | 36.1659 | 36.105 | 36.0328 | 35.9503 | 35.8483 | 35.4908 | 35.1338 | 34.7806 | 34.4259 | 32.6451 | 30.5563 | 27.7184 | 32.9945 | 32.6985 | 32.4684 | 32.1033 | 31.7205 | 31.328 | 30.9147 | 30.5102 | 30.1069 | 29.7084 | 29.3087 | 27.317 | 25.0179 | 21.9736 | 22.8435 | 22.7152 | 22.6712 | 22.6102 | 22.5381 | 22.4556 | 22.3594 | 22.2844 | 22.2063 | 22.1259 | 22.0418 | 21.5285 | 20.7043 | 19.1077
|  | LYMINGTON | CT |  |  |  |  | 36.3382 | 36.285 | 36.2438 | 36.1888 | 36.1217 | 36.0427 | 35.9495 | 35.6415 | 35.291 | 34.949 | 34.6105 | 32.9009 | 30.9104 | 28.5006 | 32.9991 | 32.7888 | 32.5715 | 32.2213 | 31.8526 | 31.4707 | 31.0668 | 30.6686 | 30.2714 | 29.8843 | 29.5017 | 27.5854 | 25.3908 | 22.7801 | 22.8435 | 22.7902 | 22.7491 | 22.6941 | 22.627 | 22.5479 | 22.4548 | 22.3888 | 22.3195 | 22.2488 | 22.1755 | 21.7085 | 20.9454 | 19.7441
|  | LYMINGTON | LW |  |  |  |  | 36.34 | 36.2099 | 36.1659 | 36.105 | 36.0328 | 35.9503 | 35.8483 | 35.4908 | 35.1338 | 34.7806 | 34.4259 | 32.6451 | 30.5563 | 27.7184 | 32.9945 | 32.6985 | 32.4684 | 32.1033 | 31.7205 | 31.328 | 30.9147 | 30.5102 | 30.1069 | 29.7084 | 29.3087 | 27.317 | 25.0179 | 21.9736 | 22.8452 | 22.7152 | 22.6712 | 22.6102 | 22.5381 | 22.4556 | 22.3594 | 22.2844 | 22.2063 | 22.1259 | 22.0418 | 21.5285 | 20.7043 | 19.1077
|  | LYMINGTON | ST |  |  |  |  | 36.3421 | 36.3421 | 36.3421 | 36.3421 | 36.3421 | 36.3421 | 36.3421 | 36.3421 | 36.3421 | 36.3421 | 36.3421 | 35.5994 | 34.8245 | 34.0655 | 33.2175 | 33.1781 | 33.1349 | 32.9368 | 32.736 | 32.5374 | 32.3378 | 32.121 | 31.9075 | 31.7001 | 31.4978 | 30.5433 | 29.6395 | 28.7544 | 22.8474 | 22.8474 | 22.8474 | 22.8474 | 22.8474 | 22.8474 | 22.8474 | 22.8474 | 22.8474 | 22.8474 | 22.8474 | 22.8474 | 22.8474 | 22.8474
|  | LYMINGTON | FS |  |  |  |  | 36.34 | 36.3197 | 36.3192 | 36.3186 | 36.3177 | 36.316 | 36.3144 | 36.307 | 36.2989 | 36.2901 | 36.2805 | 36.2559 | 35.7064 | 34.8564 | 33.2426 | 33.1989 | 33.1714 | 33.1354 | 33.0665 | 32.9394 | 32.8125 | 32.6635 | 32.5135 | 32.3634 | 32.2122 | 31.4963 | 30.7052 | 29.7643 | 22.8452 | 22.825 | 22.8245 | 22.8239 | 22.8229 | 22.8213 | 22.8196 | 22.8123 | 22.8042 | 22.7953 | 22.7857 | 22.7611 | 22.6242 | 22.3211
MELKSHAM GSP | CHIPPENHAM | LYNEHAM | MINIMUM HEADROOM | ST 99348 80481 | NO | YES | 24.4516 | -10.4457 | -10.534 | -10.6074 | -10.7211 | -10.8412 | -10.966 | -11.0984 | -11.2272 | -11.3561 | -11.4841 | -11.6138 | -12.2663 | -13.0255 | -14.0572 | -39.8062 | -39.8969 | -39.9729 | -40.0908 | -40.2152 | -40.3443 | -40.4812 | -40.6146 | -40.7481 | -40.8805 | -41.0145 | -41.6859 | -42.466 | -43.5175 | -180.1682 | -180.2682 | -180.3543 | -180.4883 | -180.6294 | -180.7751 | -180.9291 | -181.0803 | -181.2312 | -181.3806 | -181.5315 | -182.2784 | -183.137 | -184.2633
|  | LYNEHAM | CT |  |  |  |  | -10.4457 | -10.518 | -10.5919 | -10.705 | -10.8258 | -10.9518 | -11.0859 | -11.2178 | -11.3499 | -11.48 | -11.6093 | -12.2663 | -13.0255 | -13.9432 | -39.8062 | -39.8806 | -39.957 | -40.0741 | -40.1991 | -40.3293 | -40.4677 | -40.6043 | -40.741 | -40.8755 | -41.0091 | -41.6859 | -42.4641 | -43.4007 | -180.1682 | -180.2509 | -180.3367 | -180.4694 | -180.6105 | -180.7569 | -180.9121 | -181.0666 | -181.2208 | -181.3723 | -181.5224 | -182.2752 | -183.127 | -184.1357
|  | LYNEHAM | LW |  |  |  |  | -10.4369 | -10.534 | -10.6074 | -10.7211 | -10.8412 | -10.966 | -11.0984 | -11.2272 | -11.3561 | -11.4841 | -11.6138 | -12.2628 | -13.0252 | -14.0572 | -39.7975 | -39.8969 | -39.9729 | -40.0908 | -40.2152 | -40.3443 | -40.4812 | -40.6146 | -40.7481 | -40.8805 | -41.0145 | -41.6837 | -42.466 | -43.5175 | -180.1599 | -180.2682 | -180.3543 | -180.4883 | -180.6294 | -180.7751 | -180.9291 | -181.0803 | -181.2312 | -181.3806 | -181.5315 | -182.2784 | -183.137 | -184.2633
|  | LYNEHAM | ST |  |  |  |  | -10.3714 | -10.3848 | -10.3995 | -10.4573 | -10.5162 | -10.5756 | -10.6354 | -10.6999 | -10.7634 | -10.8244 | -10.8844 | -11.1669 | -11.4365 | -11.7035 | -39.729 | -39.743 | -39.7583 | -39.8188 | -39.8805 | -39.9426 | -40.0052 | -40.0726 | -40.139 | -40.2029 | -40.2656 | -40.561 | -40.8425 | -41.1212 | -180.08 | -180.0963 | -180.1142 | -180.185 | -180.2573 | -180.3299 | -180.403 | -180.4819 | -180.5596 | -180.6342 | -180.7075 | -181.0521 | -181.3796 | -181.7031
|  | LYNEHAM | FS |  |  |  |  | -10.3598 | -10.3746 | -10.3835 | -10.3941 | -10.4137 | -10.4494 | -10.4859 | -10.5284 | -10.571 | -10.6145 | -10.658 | -10.8623 | -11.0943 | -11.3804 | -39.7169 | -39.7321 | -39.7414 | -39.7525 | -39.773 | -39.8103 | -39.8485 | -39.8928 | -39.9373 | -39.9826 | -40.028 | -40.2414 | -40.4818 | -40.7761 | -180.066 | -180.0826 | -180.0936 | -180.1065 | -180.1305 | -180.1742 | -180.2187 | -180.2702 | -180.3218 | -180.3743 | -180.4268 | -180.6751 | -180.9479 | -181.2736
BRAMLEY (FLEE) | BRACKNELL RESERVE | M V E E | MINIMUM HEADROOM | SU 98120 65945 | NO | NO | 0.084211 | 29.9633 | 29.9403 | 29.9314 | 29.9012 | 29.8654 | 29.8294 | 29.7918 | 29.7577 | 29.7224 | 29.6843 | 29.6466 | 29.4556 | 29.2316 | 28.918 | 29.9051 | 29.8669 | 29.8421 | 29.8014 | 29.7587 | 29.7163 | 29.6723 | 29.6317 | 29.5916 | 29.552 | 29.5127 | 29.3147 | 29.0839 | 28.764 | 29.9365 | 29.9149 | 29.9077 | 29.8976 | 29.8856 | 29.8723 | 29.857 | 29.8453 | 29.8333 | 29.821 | 29.8084 | 29.7346 | 29.6223 | 29.412
|  | M V E E | CT |  |  |  |  | 29.9634 | 29.9534 | 29.9454 | 29.917 | 29.8831 | 29.8482 | 29.8121 | 29.779 | 29.7449 | 29.7087 | 29.673 | 29.4932 | 29.2829 | 29.0276 | 29.9059 | 29.8808 | 29.8568 | 29.8174 | 29.7768 | 29.7354 | 29.6931 | 29.6534 | 29.6142 | 29.5764 | 29.5391 | 29.3524 | 29.1353 | 28.8738 | 29.9365 | 29.928 | 29.9215 | 29.9128 | 29.9021 | 29.8897 | 29.8753 | 29.8653 | 29.855 | 29.8446 | 29.834 | 29.7696 | 29.6709 | 29.5194
|  | M V E E | LW |  |  |  |  | 29.9633 | 29.9403 | 29.9314 | 29.9012 | 29.8654 | 29.8294 | 29.7918 | 29.7577 | 29.7224 | 29.6843 | 29.6466 | 29.4556 | 29.2316 | 28.918 | 29.9051 | 29.8669 | 29.8421 | 29.8014 | 29.7587 | 29.7163 | 29.6723 | 29.6317 | 29.5916 | 29.552 | 29.5127 | 29.3147 | 29.0839 | 28.764 | 29.9365 | 29.9149 | 29.9077 | 29.8976 | 29.8856 | 29.8723 | 29.857 | 29.8453 | 29.8333 | 29.821 | 29.8084 | 29.7346 | 29.6223 | 29.412
|  | M V E E | ST |  |  |  |  | 29.966 | 29.9659 | 29.9656 | 29.9637 | 29.9619 | 29.9597 | 29.9448 | 29.9292 | 29.914 | 29.8993 | 29.8851 | 29.8169 | 29.7447 | 29.6781 | 29.9313 | 29.9296 | 29.9271 | 29.906 | 29.8851 | 29.8653 | 29.8462 | 29.8261 | 29.8065 | 29.7877 | 29.7694 | 29.6856 | 29.609 | 29.5384 | 29.9368 | 29.9368 | 29.9368 | 29.9368 | 29.9368 | 29.9368 | 29.9368 | 29.9368 | 29.9368 | 29.9368 | 29.9368 | 29.9368 | 29.9368 | 29.9368
|  | M V E E | FS |  |  |  |  | 29.9661 | 29.9635 | 29.9633 | 29.9629 | 29.9622 | 29.9609 | 29.9596 | 29.9574 | 29.9551 | 29.9447 | 29.9323 | 29.8742 | 29.8086 | 29.7193 | 29.9348 | 29.9309 | 29.9293 | 29.9261 | 29.9198 | 29.9072 | 29.8947 | 29.8792 | 29.8636 | 29.848 | 29.8323 | 29.7585 | 29.6788 | 29.5859 | 29.9366 | 29.9341 | 29.934 | 29.9339 | 29.9338 | 29.9336 | 29.9334 | 29.9325 | 29.9315 | 29.9304 | 29.9292 | 29.9262 | 29.9098 | 29.8742
CHICKERELL GSP | CHICKERELL BSP | MAIDEN NEWTON | MINIMUM HEADROOM | SY 59138 97747 | NO | YES | 1.271 | 10.5917 | 10.531 | 10.4872 | 10.4176 | 10.3445 | 10.2701 | 10.1925 | 10.1166 | 10.0407 | 9.9658 | 9.8908 | 9.5068 | 9.0513 | 8.424 | 9.6746 | 9.6418 | 9.601 | 9.5237 | 9.4429 | 9.3609 | 9.2757 | 9.1916 | 9.1078 | 9.0251 | 8.9424 | 8.5218 | 8.0296 | 7.3666 | 9.9153 | 9.8577 | 9.8173 | 9.7534 | 9.6861 | 9.6173 | 9.5454 | 9.4754 | 9.4055 | 9.3364 | 9.2649 | 8.8347 | 8.3331 | 7.6608
|  | MAIDEN NEWTON | CT |  |  |  |  | 10.5925 | 10.5507 | 10.5092 | 10.4418 | 10.3707 | 10.2978 | 10.2214 | 10.1475 | 10.0735 | 10.0007 | 9.9288 | 9.5584 | 9.1224 | 8.5913 | 9.6746 | 9.6601 | 9.6235 | 9.5485 | 9.4697 | 9.3894 | 9.3055 | 9.2234 | 9.1414 | 9.0608 | 8.9814 | 8.5747 | 8.1029 | 7.5369 | 9.916 | 9.8773 | 9.839 | 9.7772 | 9.7118 | 9.6445 | 9.5737 | 9.5057 | 9.4376 | 9.3706 | 9.3042 | 8.888 | 8.4069 | 7.8318
|  | MAIDEN NEWTON | LW |  |  |  |  | 10.5917 | 10.531 | 10.4872 | 10.4176 | 10.3445 | 10.2701 | 10.1925 | 10.1166 | 10.0407 | 9.9658 | 9.8908 | 9.5068 | 9.0513 | 8.424 | 9.6746 | 9.6418 | 9.601 | 9.5237 | 9.4429 | 9.3609 | 9.2757 | 9.1916 | 9.1078 | 9.0251 | 8.9424 | 8.5218 | 8.0296 | 7.3666 | 9.9153 | 9.8577 | 9.8173 | 9.7534 | 9.6861 | 9.6173 | 9.5454 | 9.4754 | 9.4055 | 9.3364 | 9.2649 | 8.8347 | 8.3331 | 7.6608
|  | MAIDEN NEWTON | ST |  |  |  |  | 10.635 | 10.6291 | 10.6225 | 10.5855 | 10.548 | 10.5117 | 10.4754 | 10.4364 | 10.3982 | 10.3607 | 10.3239 | 10.1511 | 9.9871 | 9.828 | 9.6779 | 9.6775 | 9.6771 | 9.6746 | 9.6645 | 9.6232 | 9.5818 | 9.5375 | 9.4939 | 9.4512 | 9.4093 | 9.2126 | 9.0259 | 8.8448 | 9.9542 | 9.9489 | 9.943 | 9.9099 | 9.8762 | 9.8436 | 9.811 | 9.7761 | 9.7418 | 9.7081 | 9.675 | 9.52 | 9.3451 | 9.1583
|  | MAIDEN NEWTON | FS |  |  |  |  | 10.6381 | 10.6294 | 10.625 | 10.6195 | 10.6068 | 10.5826 | 10.5584 | 10.5297 | 10.5009 | 10.4721 | 10.4433 | 10.3058 | 10.1485 | 9.9577 | 9.6776 | 9.6726 | 9.6722 | 9.6718 | 9.6707 | 9.6687 | 9.6668 | 9.6448 | 9.6123 | 9.5798 | 9.5472 | 9.3915 | 9.2169 | 9.0094 | 9.957 | 9.9486 | 9.9447 | 9.9398 | 9.9284 | 9.9066 | 9.8848 | 9.8589 | 9.8329 | 9.8068 | 9.7807 | 9.6567 | 9.5124 | 9.3319
BRAMLEY (FLEE) | MAIDENHEAD BSP | MAIDENHEAD | MINIMUM HEADROOM | SU 86485 79800 | NO | YES | 0.95684 | 45.1034 | 44.9384 | 44.8825 | 44.805 | 44.7134 | 44.6092 | 44.4893 | 44.3962 | 44.2998 | 44.2009 | 44.0976 | 42.2887 | 40.0211 | 36.8719 | 43.6318 | 43.4582 | 43.3928 | 43.3003 | 43.0796 | 42.6362 | 42.1658 | 41.7155 | 41.2687 | 40.8298 | 40.39 | 38.2215 | 35.7287 | 32.3721 | 44.4192 | 44.2542 | 44.1873 | 44.0907 | 43.9793 | 43.8554 | 43.4298 | 43.0046 | 42.5732 | 42.1493 | 41.7243 | 39.5888 | 37.118 | 33.7828
|  | MAIDENHEAD | CT |  |  |  |  | 45.1034 | 45.0343 | 44.9812 | 44.9098 | 44.8226 | 44.7203 | 44.6001 | 44.5157 | 44.4277 | 44.3381 | 44.2456 | 42.5889 | 40.4488 | 37.7992 | 43.632 | 43.5552 | 43.4934 | 43.4076 | 43.255 | 42.8241 | 42.3631 | 41.9171 | 41.4743 | 41.0474 | 40.6272 | 38.5501 | 36.185 | 33.3368 | 44.4192 | 44.3501 | 44.2884 | 44.1987 | 44.0924 | 43.971 | 43.6171 | 43.2026 | 42.7754 | 42.3633 | 41.9576 | 39.9153 | 37.5714 | 34.7436
|  | MAIDENHEAD | LW |  |  |  |  | 45.1036 | 44.9384 | 44.8825 | 44.805 | 44.7134 | 44.6092 | 44.4893 | 44.3962 | 44.2998 | 44.2009 | 44.0976 | 42.2887 | 40.0211 | 36.8719 | 43.6318 | 43.4582 | 43.3928 | 43.3003 | 43.0796 | 42.6362 | 42.1658 | 41.7155 | 41.2687 | 40.8298 | 40.39 | 38.2215 | 35.7287 | 32.3721 | 44.4194 | 44.2542 | 44.1873 | 44.0907 | 43.9793 | 43.8554 | 43.4298 | 43.0046 | 42.5732 | 42.1493 | 41.7243 | 39.5888 | 37.118 | 33.7828
|  | MAIDENHEAD | ST |  |  |  |  | 45.1063 | 45.1063 | 45.1063 | 45.1063 | 45.1063 | 45.1063 | 45.1063 | 45.1063 | 45.1063 | 45.1063 | 45.1063 | 45.1063 | 44.9395 | 44.2705 | 43.645 | 43.6429 | 43.6405 | 43.6311 | 43.6214 | 43.6119 | 43.6023 | 43.5919 | 43.3739 | 43.1599 | 42.9524 | 42.0079 | 41.1446 | 40.2971 | 44.4221 | 44.4221 | 44.4221 | 44.4221 | 44.4173 | 44.4051 | 44.3929 | 44.3796 | 44.3665 | 44.3541 | 44.1967 | 43.3154 | 42.49 | 41.6578
|  | MAIDENHEAD | FS |  |  |  |  | 45.1037 | 45.0792 | 45.0786 | 45.0779 | 45.0767 | 45.0747 | 45.0727 | 45.0638 | 45.054 | 45.0433 | 45.0317 | 45.0019 | 44.8375 | 44.4757 | 43.6444 | 43.6186 | 43.6167 | 43.6143 | 43.6099 | 43.6021 | 43.5945 | 43.5791 | 43.5629 | 43.5457 | 43.5276 | 43.0341 | 42.2484 | 41.2919 | 44.4195 | 44.395 | 44.3944 | 44.3937 | 44.3925 | 44.3905 | 44.3885 | 44.3751 | 44.357 | 44.3381 | 44.3182 | 44.2484 | 43.5335 | 42.6031
MELKSHAM GSP | CHIPPENHAM | MALMESBURY | MINIMUM HEADROOM | ST 92288 87493 | NO | YES | 0.35368 | 14.6638 | 14.6041 | 14.5833 | 14.5537 | 14.5187 | 14.479 | 14.4334 | 14.3977 | 14.3607 | 14.3226 | 14.188 | 13.3921 | 12.4631 | 11.1917 | 13.9238 | 13.7817 | 13.6703 | 13.4957 | 13.3113 | 13.1221 | 12.9229 | 12.7279 | 12.5342 | 12.343 | 12.152 | 11.2083 | 10.134 | 8.7209 | 14.7293 | 14.5884 | 14.4783 | 14.3059 | 14.1237 | 13.9367 | 13.7397 | 13.547 | 13.3556 | 13.1667 | 12.9779 | 12.0445 | 10.9804 | 9.577
|  | MALMESBURY | CT |  |  |  |  | 14.6638 | 14.6376 | 14.6173 | 14.5895 | 14.5558 | 14.5165 | 14.4706 | 14.4377 | 14.4034 | 14.3684 | 14.2644 | 13.4979 | 12.6084 | 11.526 | 13.9256 | 13.8242 | 13.7187 | 13.5514 | 13.3745 | 13.1893 | 12.9934 | 12.8003 | 12.6075 | 12.4203 | 12.2356 | 11.3249 | 10.2955 | 9.0759 | 14.7311 | 14.6308 | 14.5265 | 14.3612 | 14.1865 | 14.0034 | 13.8097 | 13.619 | 13.4285 | 13.2436 | 13.061 | 12.1604 | 11.1407 | 9.9306
|  | MALMESBURY | LW |  |  |  |  | 14.6655 | 14.6041 | 14.5833 | 14.5537 | 14.5187 | 14.479 | 14.4334 | 14.3977 | 14.3607 | 14.3226 | 14.188 | 13.3921 | 12.4631 | 11.1917 | 13.9238 | 13.7817 | 13.6703 | 13.4957 | 13.3113 | 13.1221 | 12.9229 | 12.7279 | 12.5342 | 12.343 | 12.152 | 11.2083 | 10.134 | 8.7209 | 14.7293 | 14.5884 | 14.4783 | 14.3059 | 14.1237 | 13.9367 | 13.7397 | 13.547 | 13.3556 | 13.1667 | 12.9779 | 12.0445 | 10.9804 | 9.577
|  | MALMESBURY | ST |  |  |  |  | 14.6674 | 14.6674 | 14.6674 | 14.6674 | 14.6674 | 14.6674 | 14.6674 | 14.6674 | 14.6674 | 14.6674 | 14.6674 | 14.6657 | 14.417 | 14.0919 | 14.0227 | 14.0072 | 13.9839 | 13.8905 | 13.7958 | 13.7013 | 13.6069 | 13.5037 | 13.4021 | 13.3041 | 13.2087 | 12.7622 | 12.3409 | 11.9297 | 14.8321 | 14.8115 | 14.7885 | 14.6965 | 14.6032 | 14.5101 | 14.4171 | 14.3154 | 14.2153 | 14.1187 | 14.0247 | 13.5848 | 13.1696 | 12.7644
|  | MALMESBURY | FS |  |  |  |  | 14.6664 | 14.657 | 14.6568 | 14.6565 | 14.656 | 14.6553 | 14.6545 | 14.6511 | 14.6474 | 14.6433 | 14.6388 | 14.6274 | 14.5642 | 14.4247 | 14.0225 | 14.0126 | 14.0093 | 13.992 | 13.9599 | 13.9019 | 13.8441 | 13.7762 | 13.7082 | 13.6393 | 13.5703 | 13.2448 | 12.8878 | 12.4642 | 14.8472 | 14.8259 | 14.8134 | 14.7964 | 14.7647 | 14.7076 | 14.6506 | 14.5837 | 14.5166 | 14.4487 | 14.3806 | 14.0597 | 13.707 | 13.2876
MINETY GSP | SWINDON BSP | MANCHESTER ROAD | MINIMUM HEADROOM | SU 15254 85130 | NO | YES | 0.308 | 68.6689 | 68.5566 | 68.5185 | 68.4658 | 68.4034 | 68.3305 | 68.2454 | 68.1787 | 68.1079 | 68.0345 | 67.957 | 67.4659 | 66.1642 | 62.8567 | 67.6121 | 67.4883 | 67.4375 | 67.3644 | 67.2808 | 67.1861 | 67.0783 | 66.9878 | 66.8935 | 66.7969 | 66.6963 | 65.5812 | 63.6992 | 60.3738 | 68.8752 | 68.7514 | 68.7005 | 68.6274 | 68.5436 | 68.4489 | 68.341 | 68.2504 | 68.1561 | 68.0594 | 67.9587 | 67.358 | 66.1849 | 62.6472
|  | MANCHESTER ROAD | CT |  |  |  |  | 68.6693 | 68.6308 | 68.6011 | 68.5613 | 68.5126 | 68.4531 | 68.3819 | 68.3309 | 68.2756 | 68.2183 | 68.1583 | 67.7588 | 66.7537 | 63.9885 | 67.6129 | 67.564 | 67.5225 | 67.4631 | 67.394 | 67.3134 | 67.2199 | 67.1449 | 67.0659 | 66.9856 | 66.9028 | 65.949 | 64.2236 | 61.5345 | 68.876 | 68.827 | 68.7855 | 68.7261 | 68.6569 | 68.5762 | 68.4827 | 68.4076 | 68.3285 | 68.2481 | 68.1653 | 67.6587 | 66.7989 | 63.8111
|  | MANCHESTER ROAD | LW |  |  |  |  | 68.6691 | 68.5566 | 68.5185 | 68.4658 | 68.4034 | 68.3305 | 68.2454 | 68.1787 | 68.1079 | 68.0345 | 67.957 | 67.4659 | 66.1642 | 62.8567 | 67.6121 | 67.4883 | 67.4375 | 67.3644 | 67.2808 | 67.1861 | 67.0783 | 66.9878 | 66.8935 | 66.7969 | 66.6963 | 65.5812 | 63.6992 | 60.3738 | 68.8752 | 68.7514 | 68.7005 | 68.6274 | 68.5436 | 68.4489 | 68.341 | 68.2504 | 68.1561 | 68.0594 | 67.9587 | 67.358 | 66.1849 | 62.6472
|  | MANCHESTER ROAD | ST |  |  |  |  | 68.6709 | 68.6709 | 68.6709 | 68.6709 | 68.6709 | 68.6709 | 68.6709 | 68.6709 | 68.6709 | 68.6709 | 68.6709 | 68.6709 | 68.6709 | 68.6709 | 67.6274 | 67.6241 | 67.6202 | 67.6071 | 67.5937 | 67.5801 | 67.5662 | 67.5509 | 67.5357 | 67.5209 | 67.5063 | 67.4359 | 67.3377 | 66.7665 | 68.8905 | 68.8872 | 68.8833 | 68.8702 | 68.8567 | 68.8431 | 68.8291 | 68.8138 | 68.7985 | 68.7837 | 68.769 | 68.6984 | 68.6299 | 68.561
|  | MANCHESTER ROAD | FS |  |  |  |  | 68.6689 | 68.649 | 68.6486 | 68.648 | 68.647 | 68.6454 | 68.6438 | 68.6366 | 68.6287 | 68.62 | 68.6106 | 68.5865 | 68.4492 | 68.1403 | 67.6264 | 67.6045 | 67.6018 | 67.5983 | 67.5924 | 67.5823 | 67.5722 | 67.5554 | 67.538 | 67.5197 | 67.5007 | 67.4297 | 67.2461 | 66.8902 | 68.8895 | 68.8676 | 68.8649 | 68.8614 | 68.8555 | 68.8453 | 68.8352 | 68.8184 | 68.8009 | 68.7827 | 68.7636 | 68.6924 | 68.5088 | 68.1527
MANNINGTON GSP | MANNINGTON BSP | MANNINGTON | MINIMUM HEADROOM | SU 07592 05256 | NO | YES | 0.010526 | 17.0382 | 16.9961 | 16.979 | 16.9542 | 16.926 | 16.8949 | 16.8599 | 16.8311 | 16.8016 | 16.7715 | 16.7405 | 16.2944 | 15.7285 | 14.9453 | 16.4044 | 16.3458 | 16.3107 | 16.2548 | 16.1956 | 16.1342 | 16.0687 | 16.0081 | 15.9473 | 15.8867 | 15.8251 | 15.4993 | 15.078 | 14.4356 | 16.028 | 15.9462 | 15.8856 | 15.7859 | 15.6829 | 15.5789 | 15.4704 | 15.3651 | 15.2601 | 15.1565 | 15.052 | 14.522 | 13.8957 | 13.0538
|  | MANNINGTON | CT |  |  |  |  | 17.0382 | 17.0186 | 17.0025 | 16.9794 | 16.9525 | 16.922 | 16.8872 | 16.8606 | 16.8323 | 16.8038 | 16.7747 | 16.3457 | 15.8007 | 15.1325 | 16.4044 | 16.369 | 16.3354 | 16.2818 | 16.2242 | 16.1638 | 16.0989 | 16.0402 | 15.9806 | 15.9216 | 15.8623 | 15.5462 | 15.1433 | 14.6143 | 16.028 | 15.9703 | 15.9122 | 15.8157 | 15.7148 | 15.6122 | 15.5047 | 15.4008 | 15.2971 | 15.195 | 15.0933 | 14.5751 | 13.9707 | 13.2445
|  | MANNINGTON | LW |  |  |  |  | 17.0391 | 16.9961 | 16.979 | 16.9542 | 16.926 | 16.8949 | 16.8599 | 16.8311 | 16.8016 | 16.7715 | 16.7405 | 16.2944 | 15.7285 | 14.9453 | 16.4049 | 16.3458 | 16.3107 | 16.2548 | 16.1956 | 16.1342 | 16.0687 | 16.0081 | 15.9473 | 15.8867 | 15.8251 | 15.4993 | 15.078 | 14.4356 | 16.0281 | 15.9462 | 15.8856 | 15.7859 | 15.6829 | 15.5789 | 15.4704 | 15.3651 | 15.2601 | 15.1565 | 15.052 | 14.522 | 13.8957 | 13.0538
|  | MANNINGTON | ST |  |  |  |  | 17.0421 | 17.0421 | 17.0421 | 17.0392 | 17.0351 | 17.0311 | 17.0271 | 17.0229 | 17.0188 | 17.0147 | 17.0108 | 16.9921 | 16.895 | 16.7033 | 16.4344 | 16.4309 | 16.4271 | 16.4023 | 16.3772 | 16.353 | 16.3289 | 16.3033 | 16.2781 | 16.2535 | 16.2293 | 16.1154 | 16.0072 | 15.9025 | 16.0916 | 16.0839 | 16.0756 | 16.0216 | 15.967 | 15.9143 | 15.8619 | 15.806 | 15.7512 | 15.6975 | 15.6448 | 15.3967 | 15.1611 | 14.9332
|  | MANNINGTON | FS |  |  |  |  | 17.0415 | 17.0354 | 17.0353 | 17.0351 | 17.0348 | 17.0318 | 17.0287 | 17.0236 | 17.0182 | 17.0126 | 17.0068 | 16.985 | 16.9306 | 16.8279 | 16.4367 | 16.4285 | 16.4257 | 16.4217 | 16.4133 | 16.3971 | 16.3809 | 16.3606 | 16.3402 | 16.3197 | 16.299 | 16.2031 | 16.0789 | 15.9094 | 16.0972 | 16.0865 | 16.0805 | 16.0721 | 16.0542 | 16.0194 | 15.9847 | 15.9431 | 15.9016 | 15.8599 | 15.8182 | 15.6181 | 15.3954 | 15.1317
LOVEDEAN GSP | CHICHESTER & HUNSTON | MARKET | MINIMUM HEADROOM | SU 86479 04732 | NO | YES | 0.26316 | 33.988 | 33.9018 | 33.8727 | 33.8323 | 33.7845 | 33.7294 | 33.6657 | 33.616 | 33.564 | 33.5103 | 33.4539 | 33.1058 | 32.5386 | 31.2703 | 31.9018 | 31.803 | 31.7595 | 31.6969 | 31.623 | 31.5293 | 31.4246 | 31.3329 | 31.2393 | 31.1451 | 31.0482 | 29.9678 | 27.981 | 25.4621 | 33.152 | 33.0563 | 33.0163 | 32.9591 | 32.8936 | 32.813 | 32.4401 | 32.0733 | 31.7079 | 31.3479 | 30.9853 | 29.2413 | 27.296 | 24.8183
|  | MARKET | CT |  |  |  |  | 33.9881 | 33.9547 | 33.9291 | 33.8947 | 33.8526 | 33.8024 | 33.743 | 33.701 | 33.6564 | 33.6108 | 33.5633 | 33.2587 | 32.7477 | 31.9346 | 31.9025 | 31.8577 | 31.819 | 31.7635 | 31.6992 | 31.6123 | 31.5132 | 31.4286 | 31.3419 | 31.256 | 31.1692 | 30.2536 | 28.3896 | 26.2283 | 33.1526 | 33.1106 | 33.075 | 33.0247 | 32.9657 | 32.8981 | 32.6025 | 32.239 | 31.8766 | 31.5273 | 31.1825 | 29.5232 | 27.6987 | 25.5769
|  | MARKET | LW |  |  |  |  | 33.9881 | 33.9018 | 33.8727 | 33.8323 | 33.7845 | 33.7294 | 33.6657 | 33.616 | 33.564 | 33.5103 | 33.4539 | 33.1058 | 32.5386 | 31.2703 | 31.9018 | 31.803 | 31.7595 | 31.6969 | 31.623 | 31.5293 | 31.4246 | 31.3329 | 31.2393 | 31.1451 | 31.0482 | 29.9678 | 27.981 | 25.4621 | 33.152 | 33.0563 | 33.0163 | 32.9591 | 32.8936 | 32.813 | 32.4401 | 32.0733 | 31.7079 | 31.3479 | 30.9853 | 29.2413 | 27.296 | 24.8183
|  | MARKET | ST |  |  |  |  | 33.9895 | 33.9895 | 33.9895 | 33.9895 | 33.9895 | 33.9895 | 33.9895 | 33.9895 | 33.9895 | 33.9895 | 33.9895 | 33.9895 | 33.9895 | 33.9895 | 31.9172 | 31.9132 | 31.9087 | 31.8947 | 31.8803 | 31.8657 | 31.8507 | 31.834 | 31.8078 | 31.7826 | 31.7578 | 31.6416 | 31.5318 | 31.0374 | 33.1641 | 33.1611 | 33.1577 | 33.147 | 33.1361 | 33.1251 | 33.1137 | 33.1014 | 33.0891 | 33.0219 | 32.8351 | 31.9576 | 31.1291 | 30.3054
|  | MARKET | FS |  |  |  |  | 33.988 | 33.9741 | 33.9738 | 33.9734 | 33.9727 | 33.9715 | 33.9704 | 33.9654 | 33.9598 | 33.9537 | 33.9471 | 33.9302 | 33.8355 | 33.6248 | 31.9181 | 31.9018 | 31.899 | 31.8954 | 31.8896 | 31.8799 | 31.8702 | 31.8556 | 31.8404 | 31.8247 | 31.8085 | 31.7247 | 31.5576 | 31.2744 | 33.1644 | 33.1487 | 33.1464 | 33.1437 | 33.1391 | 33.1314 | 33.1238 | 33.1115 | 33.0987 | 33.0854 | 33.0714 | 32.9734 | 32.3318 | 31.574
MELKSHAM GSP | WEST GRAFTON | MARLBOROUGH SOUTH | MINIMUM HEADROOM | SU 19293 68264 | NO | YES | 0.31579 | 20.4619 | 20.39 | 20.3656 | 20.3319 | 20.2919 | 20.2463 | 20.1937 | 20.1527 | 20.1102 | 20.0664 | 20.0123 | 18.985 | 17.7906 | 16.1875 | 18.7882 | 18.7163 | 18.6919 | 18.6582 | 18.6182 | 18.5726 | 18.52 | 18.327 | 18.0765 | 17.8295 | 17.5816 | 16.3553 | 14.9621 | 13.1709 | 19.5251 | 19.4531 | 19.4008 | 19.1761 | 18.941 | 18.7008 | 18.4482 | 18.1998 | 17.9527 | 17.7091 | 17.4646 | 16.2541 | 14.8767 | 13.101
|  | MARLBOROUGH SOUTH | CT |  |  |  |  | 20.4619 | 20.4325 | 20.4099 | 20.3796 | 20.3424 | 20.2986 | 20.2471 | 20.2107 | 20.1726 | 20.1337 | 20.0935 | 19.1282 | 17.9879 | 16.6207 | 18.7882 | 18.7588 | 18.7362 | 18.7059 | 18.6687 | 18.625 | 18.5734 | 18.4207 | 18.1727 | 17.9315 | 17.6928 | 16.5104 | 15.1771 | 13.623 | 19.5251 | 19.4957 | 19.4612 | 19.2463 | 19.0193 | 18.7854 | 18.5384 | 18.2928 | 18.0484 | 17.8106 | 17.5752 | 16.4083 | 15.0903 | 13.5513
|  | MARLBOROUGH SOUTH | LW |  |  |  |  | 20.462 | 20.39 | 20.3656 | 20.3319 | 20.2919 | 20.2463 | 20.1937 | 20.1527 | 20.1102 | 20.0664 | 20.0123 | 18.985 | 17.7906 | 16.1875 | 18.7883 | 18.7163 | 18.6919 | 18.6582 | 18.6182 | 18.5726 | 18.52 | 18.327 | 18.0765 | 17.8295 | 17.5816 | 16.3553 | 14.9621 | 13.1709 | 19.5251 | 19.4531 | 19.4008 | 19.1761 | 18.941 | 18.7008 | 18.4482 | 18.1998 | 17.9527 | 17.7091 | 17.4646 | 16.2541 | 14.8767 | 13.101
|  | MARLBOROUGH SOUTH | ST |  |  |  |  | 20.4632 | 20.4632 | 20.4632 | 20.4632 | 20.4632 | 20.4632 | 20.4632 | 20.4632 | 20.4632 | 20.4632 | 20.4632 | 20.4632 | 20.1987 | 19.7454 | 18.7895 | 18.7895 | 18.7895 | 18.7895 | 18.7895 | 18.7895 | 18.7895 | 18.7895 | 18.7895 | 18.7895 | 18.7895 | 18.2843 | 17.6998 | 17.1259 | 19.5263 | 19.5263 | 19.5263 | 19.5263 | 19.5263 | 19.4268 | 19.3012 | 19.1642 | 19.0292 | 18.8979 | 18.7694 | 18.163 | 17.5883 | 17.0239
|  | MARLBOROUGH SOUTH | FS |  |  |  |  | 20.462 | 20.4509 | 20.4506 | 20.4503 | 20.4498 | 20.4489 | 20.448 | 20.4439 | 20.4395 | 20.4347 | 20.4294 | 20.4159 | 20.3412 | 20.1758 | 18.7883 | 18.7772 | 18.777 | 18.7766 | 18.7761 | 18.7752 | 18.7743 | 18.7703 | 18.7658 | 18.761 | 18.7557 | 18.7422 | 18.4267 | 17.855 | 19.5252 | 19.5141 | 19.5138 | 19.5135 | 19.5129 | 19.512 | 19.5111 | 19.5071 | 19.4173 | 19.3239 | 19.2303 | 18.7847 | 18.301 | 17.736
NURSLING GSP | ROWNHAMS | MAYBUSH | MINIMUM HEADROOM | SU 38426 14930 | NO | NO | 0.16737 | 27.4569 | 27.3413 | 27.2962 | 27.2314 | 27.1568 | 27.0721 | 26.9755 | 26.8958 | 26.8125 | 26.727 | 26.6377 | 25.806 | 24.437 | 22.1412 | 26.1833 | 26.0756 | 26.0391 | 25.9885 | 25.9286 | 25.8588 | 25.7775 | 25.7136 | 25.6461 | 25.576 | 25.5021 | 24.3975 | 22.6647 | 20.163 | 26.857 | 26.7493 | 26.7128 | 26.6622 | 26.6023 | 26.5325 | 26.4512 | 26.3873 | 26.3198 | 26.2497 | 26.1758 | 25.7086 | 24.2392 | 21.7466
|  | MAYBUSH | CT |  |  |  |  | 27.4574 | 27.4127 | 27.3758 | 27.3233 | 27.2617 | 27.1895 | 27.1056 | 27.0403 | 26.9711 | 26.9005 | 26.8276 | 26.1118 | 24.8689 | 23.0673 | 26.1837 | 26.1462 | 26.1174 | 26.0786 | 26.0313 | 25.9736 | 25.9046 | 25.8552 | 25.8019 | 25.7468 | 25.689 | 24.7247 | 23.1288 | 21.105 | 26.8574 | 26.8199 | 26.7911 | 26.7523 | 26.7049 | 26.6473 | 26.5783 | 26.5289 | 26.4756 | 26.4205 | 26.3627 | 25.9797 | 24.7026 | 22.6876
|  | MAYBUSH | LW |  |  |  |  | 27.4569 | 27.3413 | 27.2962 | 27.2314 | 27.1568 | 27.0721 | 26.9755 | 26.8958 | 26.8125 | 26.727 | 26.6377 | 25.806 | 24.437 | 22.1412 | 26.1835 | 26.0756 | 26.0391 | 25.9885 | 25.9286 | 25.8588 | 25.7775 | 25.7136 | 25.6461 | 25.576 | 25.5021 | 24.3975 | 22.6647 | 20.163 | 26.8572 | 26.7493 | 26.7128 | 26.6622 | 26.6023 | 26.5325 | 26.4512 | 26.3873 | 26.3198 | 26.2497 | 26.1758 | 25.7086 | 24.2392 | 21.7466
|  | MAYBUSH | ST |  |  |  |  | 27.4689 | 27.4671 | 27.4653 | 27.4562 | 27.4469 | 27.4378 | 27.4284 | 27.418 | 27.4078 | 27.3979 | 27.3881 | 27.3411 | 27.268 | 26.9754 | 26.1853 | 26.1853 | 26.1853 | 26.1853 | 26.1853 | 26.1853 | 26.1853 | 26.1853 | 26.1853 | 26.1853 | 26.1853 | 26.1853 | 26.1525 | 25.5787 | 26.8589 | 26.8589 | 26.8589 | 26.8589 | 26.8589 | 26.8589 | 26.8589 | 26.8589 | 26.8589 | 26.8589 | 26.8589 | 26.8589 | 26.8589 | 26.8589
|  | MAYBUSH | FS |  |  |  |  | 27.4671 | 27.4473 | 27.4456 | 27.4435 | 27.4392 | 27.4313 | 27.4234 | 27.4094 | 27.3947 | 27.3793 | 27.3632 | 27.3056 | 27.1411 | 26.8135 | 26.1833 | 26.1644 | 26.164 | 26.1634 | 26.1625 | 26.161 | 26.1594 | 26.1526 | 26.1451 | 26.1369 | 26.1279 | 26.105 | 25.9748 | 25.682 | 26.857 | 26.8381 | 26.8377 | 26.8371 | 26.8362 | 26.8347 | 26.8331 | 26.8263 | 26.8188 | 26.8105 | 26.8016 | 26.7787 | 26.6485 | 26.3557
MELKSHAM GSP | NORRINGTON | MELKSHAM TOWN | MINIMUM HEADROOM | ST 90170 64096 | NO | YES | 1.4758 | 24.4748 | 24.1952 | 23.9907 | 23.6781 | 23.3431 | 22.9919 | 22.6143 | 22.2517 | 21.8893 | 21.5157 | 21.0756 | 18.9117 | 16.4108 | 13.0589 | 24.2789 | 23.9511 | 23.6921 | 23.2939 | 22.8695 | 22.4274 | 21.9546 | 21.4941 | 21.035 | 20.5814 | 20.1247 | 17.8121 | 14.9916 | 11.3257 | 24.3602 | 24.0524 | 23.816 | 23.4533 | 23.066 | 22.6616 | 22.2283 | 21.8084 | 21.3895 | 20.9545 | 20.4587 | 18.0389 | 15.2052 | 11.4438
|  | MELKSHAM TOWN | CT |  |  |  |  | 24.482 | 24.2994 | 24.1124 | 23.8194 | 23.5033 | 23.1672 | 22.8031 | 22.4488 | 22.0942 | 21.7495 | 21.3362 | 19.2789 | 16.931 | 14.1061 | 24.2887 | 24.0618 | 23.8246 | 23.4496 | 23.0478 | 22.6238 | 22.1672 | 21.7138 | 21.2614 | 20.8229 | 20.3897 | 18.2061 | 15.5525 | 12.424 | 24.3689 | 24.1604 | 23.944 | 23.6031 | 23.2368 | 22.8493 | 22.4311 | 22.0188 | 21.607 | 21.2054 | 20.7339 | 18.4274 | 15.7784 | 12.5583
|  | MELKSHAM TOWN | LW |  |  |  |  | 24.4748 | 24.1952 | 23.9907 | 23.6781 | 23.3431 | 22.9919 | 22.6143 | 22.2517 | 21.8893 | 21.5157 | 21.0756 | 18.9117 | 16.4108 | 13.0589 | 24.2789 | 23.9511 | 23.6921 | 23.2939 | 22.8695 | 22.4274 | 21.9546 | 21.4941 | 21.035 | 20.5814 | 20.1247 | 17.8121 | 14.9916 | 11.3257 | 24.3602 | 24.0524 | 23.816 | 23.4533 | 23.066 | 22.6616 | 22.2283 | 21.8084 | 21.3895 | 20.9545 | 20.4587 | 18.0389 | 15.2052 | 11.4438
|  | MELKSHAM TOWN | ST |  |  |  |  | 24.6401 | 24.5997 | 24.554 | 24.3978 | 24.2369 | 24.0758 | 23.9117 | 23.7324 | 23.5547 | 23.3834 | 23.2153 | 22.4267 | 21.4868 | 20.5427 | 24.5009 | 24.4465 | 24.385 | 24.1743 | 23.9574 | 23.7402 | 23.5191 | 23.2775 | 23.0378 | 22.807 | 22.5804 | 21.5174 | 20.5141 | 19.4819 | 24.5587 | 24.51 | 24.4551 | 24.267 | 24.0734 | 23.8795 | 23.682 | 23.4663 | 23.2523 | 23.0462 | 22.8438 | 21.8947 | 20.7958 | 19.7008
|  | MELKSHAM TOWN | FS |  |  |  |  | 24.6627 | 24.6159 | 24.5892 | 24.5558 | 24.4984 | 24.3994 | 24.3011 | 24.184 | 24.066 | 23.9469 | 23.8264 | 23.2654 | 22.6065 | 21.7628 | 24.5323 | 24.4769 | 24.4412 | 24.3964 | 24.3193 | 24.1866 | 24.0547 | 23.8998 | 23.7438 | 23.5867 | 23.4279 | 22.6812 | 21.8462 | 20.8309 | 24.5864 | 24.5346 | 24.5026 | 24.4626 | 24.3936 | 24.2749 | 24.157 | 24.0177 | 23.8775 | 23.7362 | 23.5932 | 22.9236 | 22.1617 | 21.2099
NURSLING GSP |  | MARCHWOOD | MINIMUM HEADROOM | SU 39234 11008 | NO | YES | 0 | 17 | 17 | 17 | 17 | 17 | 17 | 17 | 17 | 17 | 17 | 17 | 17 | 17 | 17 | 17 | 17 | 17 | 17 | 17 | 17 | 17 | 17 | 17 | 17 | 17 | 17 | 17 | 17 | 17 | 17 | 17 | 17 | 17 | 17 | 17 | 17 | 17 | 17 | 17 | 17 | 17 | 17
|  | MEL MARCHWOOD | CT |  |  |  |  | 17 | 17 | 17 | 17 | 17 | 17 | 17 | 17 | 17 | 17 | 17 | 17 | 17 | 17 | 17 | 17 | 17 | 17 | 17 | 17 | 17 | 17 | 17 | 17 | 17 | 17 | 17 | 17 | 17 | 17 | 17 | 17 | 17 | 17 | 17 | 17 | 17 | 17 | 17 | 17 | 17 | 17
|  | MEL MARCHWOOD | LW |  |  |  |  | 17 | 17 | 17 | 17 | 17 | 17 | 17 | 17 | 17 | 17 | 17 | 17 | 17 | 17 | 17 | 17 | 17 | 17 | 17 | 17 | 17 | 17 | 17 | 17 | 17 | 17 | 17 | 17 | 17 | 17 | 17 | 17 | 17 | 17 | 17 | 17 | 17 | 17 | 17 | 17 | 17 | 17
|  | MEL MARCHWOOD | ST |  |  |  |  | 23.2526 | 23.2526 | 23.2526 | 23.2526 | 23.2526 | 23.2526 | 23.2526 | 23.2526 | 23.2526 | 23.2526 | 23.2526 | 23.2526 | 23.2526 | 23.2526 | 21.1804 | 21.1764 | 21.1719 | 21.1579 | 21.1435 | 21.1289 | 21.1139 | 21.0971 | 21.0709 | 21.0457 | 21.021 | 20.9047 | 20.795 | 20.3005 | 22.4272 | 22.4242 | 22.4208 | 22.4102 | 22.3993 | 22.3882 | 22.3769 | 22.3645 | 22.3523 | 22.2851 | 22.0983 | 21.2207 | 20.3923 | 19.5686
|  | MEL MARCHWOOD | FS |  |  |  |  | 17 | 17 | 17 | 17 | 17 | 17 | 17 | 17 | 17 | 17 | 17 | 17 | 17 | 17 | 17 | 17 | 17 | 17 | 17 | 17 | 17 | 17 | 17 | 17 | 17 | 17 | 17 | 17 | 17 | 17 | 17 | 17 | 17 | 17 | 17 | 17 | 17 | 17 | 17 | 17 | 17 | 17
LOVEDEAN GSP | HAVANT | MEYRICK ROAD | MINIMUM HEADROOM | SU 70849 06469 | NO | NO | 0.30947 | 27.8209 | 27.6859 | 27.6177 | 27.5207 | 27.4091 | 27.2842 | 27.142 | 27.0215 | 26.8981 | 26.7732 | 26.4015 | 23.7073 | 20.7506 | 16.9445 | 26.6364 | 26.4784 | 26.4058 | 26.3042 | 26.1875 | 26.0573 | 25.5379 | 24.8541 | 24.175 | 23.5124 | 22.8438 | 19.7762 | 16.4606 | 12.296 | 27.1019 | 26.9501 | 26.8849 | 26.7936 | 26.6882 | 26.5699 | 25.9684 | 25.2844 | 24.6051 | 23.9423 | 23.2735 | 20.2051 | 16.8887 | 12.7233
|  | MEYRICK ROAD | CT |  |  |  |  | 27.821 | 27.7691 | 27.7145 | 27.6299 | 27.5304 | 27.4158 | 27.2829 | 27.1741 | 27.062 | 26.9505 | 26.7928 | 24.2674 | 21.5629 | 18.3836 | 26.6386 | 26.567 | 26.5037 | 26.4148 | 26.3107 | 26.191 | 25.9076 | 25.2244 | 24.5456 | 23.9014 | 23.2727 | 20.3909 | 17.3554 | 13.8456 | 27.1036 | 27.0373 | 26.9803 | 26.901 | 26.8073 | 26.6989 | 26.3381 | 25.6547 | 24.9757 | 24.3314 | 23.7025 | 20.8199 | 17.7837 | 14.2731
|  | MEYRICK ROAD | LW |  |  |  |  | 27.8209 | 27.6859 | 27.6177 | 27.5207 | 27.4091 | 27.2842 | 27.142 | 27.0215 | 26.8981 | 26.7732 | 26.4015 | 23.7073 | 20.7506 | 16.9445 | 26.6364 | 26.4784 | 26.4058 | 26.3042 | 26.1875 | 26.0573 | 25.5379 | 24.8541 | 24.175 | 23.5124 | 22.8438 | 19.7762 | 16.4606 | 12.296 | 27.1019 | 26.9501 | 26.8849 | 26.7936 | 26.6882 | 26.5699 | 25.9684 | 25.2844 | 24.6051 | 23.9423 | 23.2735 | 20.2051 | 16.8887 | 12.7233
|  | MEYRICK ROAD | ST |  |  |  |  | 27.8232 | 27.8232 | 27.8232 | 27.8232 | 27.8037 | 27.782 | 27.7592 | 27.7342 | 27.7094 | 27.6859 | 27.6629 | 27.5583 | 26.9767 | 25.8096 | 26.6586 | 26.6494 | 26.639 | 26.6163 | 26.5923 | 26.5676 | 26.5416 | 26.5132 | 26.485 | 26.4582 | 26.2386 | 24.7422 | 23.373 | 22.0027 | 27.1187 | 27.112 | 27.1045 | 27.0879 | 27.0704 | 27.0524 | 27.0334 | 27.0127 | 26.9921 | 26.9726 | 26.6691 | 25.1722 | 23.8026 | 22.4319
|  | MEYRICK ROAD | FS |  |  |  |  | 27.8209 | 27.7989 | 27.7984 | 27.7978 | 27.7967 | 27.7949 | 27.7915 | 27.7711 | 27.7499 | 27.7277 | 27.7045 | 27.6165 | 27.4108 | 27.0206 | 26.6619 | 26.6348 | 26.6289 | 26.6219 | 26.612 | 26.5973 | 26.5826 | 26.5604 | 26.5374 | 26.5135 | 26.4886 | 26.3921 | 25.8614 | 24.7067 | 27.1205 | 27.0948 | 27.0904 | 27.0851 | 27.0776 | 27.0663 | 27.0552 | 27.0368 | 27.0177 | 26.9977 | 26.9767 | 26.8991 | 26.2918 | 25.1369
MELKSHAM GSP | ANDOVER BSP | MIDDLE WALLOP | MINIMUM HEADROOM | SU 30984 40155 | YES | YES | 0.32316 | 6.4679 | 6.4247 | 6.389 | 6.3357 | 6.2789 | 6.2195 | 6.1561 | 6.0948 | 6.0336 | 5.9726 | 5.9116 | 5.6118 | 5.2691 | 4.8145 | 7.0387 | 7.0117 | 6.9938 | 6.9677 | 6.9392 | 6.9083 | 6.8747 | 6.8439 | 6.813 | 6.7813 | 6.7266 | 6.4012 | 6.0227 | 5.5331 | 8.0083 | 7.9908 | 7.9832 | 7.9729 | 7.961 | 7.9466 | 7.9304 | 7.9174 | 7.904 | 7.8888 | 7.8733 | 7.5954 | 7.2207 | 6.7347
|  | MIDDLE WALLOP | CT |  |  |  |  | 6.4679 | 6.4343 | 6.3996 | 6.3469 | 6.2905 | 6.232 | 6.1691 | 6.1064 | 6.0437 | 5.9829 | 5.9222 | 5.6243 | 5.2871 | 4.885 | 7.0387 | 7.0194 | 7.0009 | 6.9744 | 6.9454 | 6.9144 | 6.8804 | 6.8487 | 6.8167 | 6.7847 | 6.7383 | 6.4167 | 6.0455 | 5.6099 | 8.0083 | 7.9973 | 7.9883 | 7.9771 | 7.9639 | 7.949 | 7.9318 | 7.9181 | 7.904 | 7.8888 | 7.8733 | 7.6106 | 7.2429 | 6.8108
|  | MIDDLE WALLOP | LW |  |  |  |  | 6.4697 | 6.4247 | 6.389 | 6.3357 | 6.2789 | 6.2195 | 6.1561 | 6.0948 | 6.0336 | 5.9726 | 5.9116 | 5.6118 | 5.2691 | 4.8145 | 7.0415 | 7.0117 | 6.9938 | 6.9677 | 6.9392 | 6.9083 | 6.8747 | 6.8439 | 6.813 | 6.7813 | 6.7266 | 6.4012 | 6.0227 | 5.5331 | 8.0117 | 7.9908 | 7.9832 | 7.9729 | 7.961 | 7.9466 | 7.9304 | 7.9174 | 7.904 | 7.8894 | 7.8743 | 7.5954 | 7.2207 | 6.7347
|  | MIDDLE WALLOP | ST |  |  |  |  | 6.4998 | 6.4935 | 6.4866 | 6.4588 | 6.4304 | 6.402 | 6.3727 | 6.3406 | 6.309 | 6.2787 | 6.2489 | 6.1119 | 5.9848 | 5.8575 | 7.0533 | 7.051 | 7.0484 | 7.0382 | 7.0278 | 7.0168 | 7.0055 | 6.9931 | 6.981 | 6.9693 | 6.9578 | 6.9047 | 6.795 | 6.6535 | 8.0128 | 8.0128 | 8.0128 | 8.0128 | 8.0128 | 8.012 | 8.0112 | 8.0103 | 8.0095 | 8.0086 | 8.0078 | 8.0036 | 7.9933 | 7.847
|  | MIDDLE WALLOP | FS |  |  |  |  | 6.5069 | 6.5002 | 6.4955 | 6.49 | 6.4806 | 6.4634 | 6.4462 | 6.4265 | 6.4069 | 6.3872 | 6.3674 | 6.2736 | 6.1692 | 6.0397 | 7.0562 | 7.0519 | 7.0501 | 7.048 | 7.0445 | 7.038 | 7.0315 | 7.0236 | 7.0156 | 7.0075 | 6.9993 | 6.9625 | 6.9098 | 6.8314 | 8.0134 | 8.0104 | 8.0103 | 8.0102 | 8.0101 | 8.0098 | 8.0096 | 8.0085 | 8.0073 | 8.006 | 8.0045 | 8.0009 | 7.9782 | 7.9296
BRAMLEY (FLEE) | FERNHURST | MIDHURST | MINIMUM HEADROOM | SU 88127 19555 | NO | NO | 2.2526 | 32.4513 | 32.3724 | 32.3458 | 32.3088 | 32.265 | 32.215 | 32.1572 | 32.1123 | 32.0655 | 32.0173 | 31.9669 | 31.6085 | 30.3589 | 28.6602 | 27.3687 | 27.1923 | 27.0567 | 26.8409 | 26.6151 | 26.383 | 26.1391 | 25.9019 | 25.6658 | 25.4321 | 25.1984 | 24.0278 | 22.6737 | 20.8726 | 31.4302 | 31.3514 | 31.3247 | 31.2877 | 31.2212 | 30.9884 | 30.7436 | 30.5055 | 30.2685 | 30.0341 | 29.7994 | 28.625 | 27.2671 | 25.4621
|  | MIDHURST | CT |  |  |  |  | 32.4513 | 32.4194 | 32.3948 | 32.3619 | 32.3215 | 32.2739 | 32.2178 | 32.1782 | 32.1366 | 32.0941 | 32.0502 | 31.7661 | 30.5772 | 29.1363 | 27.3722 | 27.2481 | 27.1208 | 26.9143 | 26.6963 | 26.4711 | 26.2323 | 25.9987 | 25.766 | 25.539 | 25.3152 | 24.1915 | 22.9013 | 21.3607 | 31.4302 | 31.3983 | 31.3738 | 31.3408 | 31.3005 | 31.0765 | 30.8369 | 30.6025 | 30.3689 | 30.141 | 29.9164 | 28.7889 | 27.495 | 25.9507
|  | MIDHURST | LW |  |  |  |  | 32.4513 | 32.3724 | 32.3458 | 32.3088 | 32.265 | 32.215 | 32.1572 | 32.1123 | 32.0655 | 32.0173 | 31.9669 | 31.6085 | 30.3589 | 28.6602 | 27.3687 | 27.1923 | 27.0567 | 26.8409 | 26.6151 | 26.383 | 26.1391 | 25.9019 | 25.6658 | 25.4321 | 25.1984 | 24.0278 | 22.6737 | 20.8726 | 31.4303 | 31.3514 | 31.3247 | 31.2877 | 31.2212 | 30.9884 | 30.7436 | 30.5055 | 30.2685 | 30.0341 | 29.7994 | 28.625 | 27.2671 | 25.4621
|  | MIDHURST | ST |  |  |  |  | 32.4526 | 32.4526 | 32.4526 | 32.4526 | 32.4526 | 32.4526 | 32.4526 | 32.4526 | 32.4526 | 32.4526 | 32.4526 | 32.4526 | 32.4526 | 32.4526 | 27.5002 | 27.4772 | 27.4519 | 27.3357 | 27.2175 | 27.101 | 26.984 | 26.8572 | 26.7324 | 26.6122 | 26.494 | 25.9392 | 25.415 | 24.9021 | 31.4316 | 31.4316 | 31.4316 | 31.4316 | 31.4316 | 31.4316 | 31.4316 | 31.4316 | 31.3382 | 31.2175 | 31.0988 | 30.5414 | 30.0148 | 29.4997
|  | MIDHURST | FS |  |  |  |  | 32.4513 | 32.4391 | 32.4388 | 32.4384 | 32.4378 | 32.4368 | 32.4359 | 32.4314 | 32.4265 | 32.4212 | 32.4154 | 32.4005 | 32.3178 | 32.1347 | 27.5148 | 27.4884 | 27.4725 | 27.4514 | 27.4108 | 27.3369 | 27.2631 | 27.1752 | 27.0873 | 26.9993 | 26.9103 | 26.49 | 26.0258 | 25.4716 | 31.4303 | 31.418 | 31.4178 | 31.4174 | 31.4168 | 31.4158 | 31.4148 | 31.4104 | 31.4055 | 31.4001 | 31.3943 | 31.095 | 30.629 | 30.0732
AXMINSTER | YEOVIL BSP | MILBORNE PORT | MINIMUM HEADROOM | ST 67929 19741 | YES | YES | 0.052632 | 5.7197 | 5.6933 | 5.6775 | 5.6529 | 5.6263 | 5.5979 | 5.5674 | 5.5398 | 5.5121 | 5.4834 | 5.454 | 5.2887 | 5.0643 | 4.6999 | 4.957 | 4.9231 | 4.8991 | 4.86 | 4.8186 | 4.7757 | 4.7306 | 4.6879 | 4.6456 | 4.6023 | 4.5587 | 4.3245 | 4.0301 | 3.5967 | 5.6882 | 5.6619 | 5.646 | 5.6215 | 5.5949 | 5.5666 | 5.5361 | 5.5086 | 5.481 | 5.4523 | 5.423 | 5.2152 | 4.8807 | 4.4077
|  | MILBORNE PORT | CT |  |  |  |  | 5.7197 | 5.7021 | 5.6858 | 5.6618 | 5.6353 | 5.6069 | 5.5761 | 5.5489 | 5.5212 | 5.4937 | 5.465 | 5.3076 | 5.0926 | 4.7962 | 4.957 | 4.9322 | 4.9081 | 4.8702 | 4.8293 | 4.7867 | 4.7417 | 4.6993 | 4.6567 | 4.6147 | 4.5717 | 4.3462 | 4.0637 | 3.6999 | 5.6882 | 5.6707 | 5.6544 | 5.6304 | 5.604 | 5.5756 | 5.5449 | 5.5177 | 5.4901 | 5.4626 | 5.434 | 5.2386 | 4.9173 | 4.515
|  | MILBORNE PORT | LW |  |  |  |  | 5.7222 | 5.6933 | 5.6775 | 5.6529 | 5.6263 | 5.5979 | 5.5674 | 5.5398 | 5.5121 | 5.4834 | 5.454 | 5.2887 | 5.0643 | 4.6999 | 4.9595 | 4.9231 | 4.8991 | 4.86 | 4.8186 | 4.7757 | 4.7306 | 4.6879 | 4.6456 | 4.6023 | 4.5587 | 4.3245 | 4.0301 | 3.5967 | 5.6907 | 5.6619 | 5.646 | 5.6215 | 5.5949 | 5.5666 | 5.5361 | 5.5086 | 5.481 | 5.4523 | 5.423 | 5.2152 | 4.8807 | 4.4077
|  | MILBORNE PORT | ST |  |  |  |  | 5.7335 | 5.7323 | 5.7307 | 5.7225 | 5.7144 | 5.7062 | 5.6983 | 5.6894 | 5.6804 | 5.6719 | 5.6636 | 5.6211 | 5.5789 | 5.5374 | 4.9817 | 4.9791 | 4.9758 | 4.9588 | 4.9419 | 4.9249 | 4.9083 | 4.8899 | 4.8712 | 4.8535 | 4.8361 | 4.7505 | 4.6671 | 4.5854 | 5.702 | 5.7007 | 5.6992 | 5.6911 | 5.6829 | 5.6748 | 5.6669 | 5.6581 | 5.6491 | 5.6406 | 5.6323 | 5.59 | 5.5479 | 5.4831
|  | MILBORNE PORT | FS |  |  |  |  | 5.7339 | 5.7297 | 5.7287 | 5.7273 | 5.7245 | 5.7189 | 5.7133 | 5.7057 | 5.698 | 5.6902 | 5.682 | 5.6467 | 5.5928 | 5.51 | 4.9828 | 4.9781 | 4.976 | 4.9733 | 4.9676 | 4.9563 | 4.9449 | 4.9305 | 4.916 | 4.9015 | 4.8863 | 4.8174 | 4.7315 | 4.6176 | 5.7023 | 5.6982 | 5.6972 | 5.6958 | 5.693 | 5.6874 | 5.6819 | 5.6743 | 5.6666 | 5.6588 | 5.6507 | 5.6154 | 5.5617 | 5.479
BRAMLEY (FLEE) | ALDERSHOT BSP | MILFORD | MINIMUM HEADROOM | SU 94719 43018 | NO | NO | 1.1474 | 27.1192 | 27.0248 | 26.9873 | 26.9332 | 26.8714 | 26.803 | 26.7261 | 26.6629 | 26.5983 | 26.5319 | 26.4634 | 25.4874 | 24.2858 | 22.6228 | 25.9927 | 25.9 | 25.8642 | 25.813 | 25.7541 | 25.6887 | 25.6147 | 25.5402 | 25.3062 | 25.0755 | 24.8445 | 23.7034 | 22.3812 | 20.6017 | 26.1018 | 26.0147 | 25.9849 | 25.9437 | 25.7565 | 25.529 | 25.2899 | 25.0588 | 24.8296 | 24.6035 | 24.3771 | 23.2568 | 21.9551 | 20.1955
|  | MILFORD | CT |  |  |  |  | 27.1192 | 27.0751 | 27.0387 | 26.9876 | 26.9278 | 26.86 | 26.7825 | 26.7232 | 26.6622 | 26.601 | 26.5386 | 25.6292 | 24.4833 | 23.0751 | 25.9927 | 25.9501 | 25.9153 | 25.867 | 25.81 | 25.7452 | 25.6706 | 25.6144 | 25.3988 | 25.1742 | 24.9527 | 23.853 | 22.5907 | 21.0695 | 26.1018 | 26.0643 | 26.0352 | 25.9965 | 25.8367 | 25.6131 | 25.3768 | 25.1487 | 24.9214 | 24.7013 | 24.4843 | 23.4051 | 22.1626 | 20.6606
|  | MILFORD | LW |  |  |  |  | 27.1198 | 27.0248 | 26.9873 | 26.9332 | 26.8714 | 26.803 | 26.7261 | 26.6629 | 26.5983 | 26.5319 | 26.4634 | 25.4874 | 24.2858 | 22.6228 | 25.9934 | 25.9 | 25.8642 | 25.813 | 25.7541 | 25.6887 | 25.6147 | 25.5402 | 25.3062 | 25.0755 | 24.8445 | 23.7034 | 22.3812 | 20.6017 | 26.1028 | 26.0147 | 25.9849 | 25.9437 | 25.7565 | 25.529 | 25.2899 | 25.0588 | 24.8296 | 24.6035 | 24.3771 | 23.2568 | 21.9551 | 20.1955
|  | MILFORD | ST |  |  |  |  | 27.1308 | 27.1293 | 27.1276 | 27.1194 | 27.111 | 27.1028 | 27.0946 | 27.0858 | 27.0771 | 27.0687 | 27.0606 | 27.0233 | 26.8874 | 26.5009 | 26.0022 | 26.001 | 25.9997 | 25.9934 | 25.9869 | 25.9806 | 25.9742 | 25.9674 | 25.9606 | 25.9542 | 25.9479 | 25.6719 | 25.1977 | 24.7418 | 26.1042 | 26.1042 | 26.1042 | 26.1042 | 26.1042 | 26.1042 | 26.1042 | 26.0329 | 25.9166 | 25.8046 | 25.6961 | 25.1969 | 24.7351 | 24.291
|  | MILFORD | FS |  |  |  |  | 27.131 | 27.117 | 27.1157 | 27.114 | 27.1106 | 27.1044 | 27.0983 | 27.0878 | 27.0769 | 27.0656 | 27.0537 | 27.01 | 26.8975 | 26.6816 | 26.002 | 25.9883 | 25.9872 | 25.9858 | 25.983 | 25.978 | 25.973 | 25.9639 | 25.9542 | 25.9442 | 25.9336 | 25.8962 | 25.7585 | 25.234 | 26.1028 | 26.0898 | 26.0895 | 26.0892 | 26.0885 | 26.0875 | 26.0864 | 26.0817 | 26.0765 | 26.0708 | 26.0646 | 25.7044 | 25.2776 | 24.7617
MANNINGTON GSP | ARNEWOOD | MILFORD-ON-SEA | MINIMUM HEADROOM | SZ 28252 93347 | NO | YES | 0.14 | 11.3132 | 11.2293 | 11.1975 | 11.1541 | 11.1031 | 11.0442 | 10.9766 | 10.9235 | 10.8675 | 10.8101 | 10.7493 | 10.3812 | 9.2098 | 7.3016 | 12.0043 | 11.9152 | 11.8777 | 11.8253 | 11.5763 | 11.3131 | 11.0343 | 10.7641 | 10.4944 | 10.2292 | 9.9622 | 8.6461 | 7.1261 | 5.0996 | 12.3027 | 12.2188 | 12.187 | 12.1436 | 12.0925 | 11.8469 | 11.5628 | 11.2858 | 11.0093 | 10.7375 | 10.4641 | 9.118 | 7.5684 | 5.5205
|  | MILFORD-ON-SEA | CT |  |  |  |  | 11.3132 | 11.2726 | 11.2404 | 11.1986 | 11.1483 | 11.0899 | 11.021 | 10.971 | 10.918 | 10.8631 | 10.8066 | 10.4525 | 9.3997 | 7.7645 | 12.0043 | 11.959 | 11.9215 | 11.871 | 11.6569 | 11.4004 | 11.1255 | 10.8557 | 10.5863 | 10.3246 | 10.0663 | 8.7884 | 7.3293 | 5.5826 | 12.3027 | 12.2621 | 12.2299 | 12.188 | 12.1378 | 11.9349 | 11.6555 | 11.3788 | 11.1025 | 10.8343 | 10.5696 | 9.2626 | 7.7751 | 6.0053
|  | MILFORD-ON-SEA | LW |  |  |  |  | 11.3192 | 11.2293 | 11.1975 | 11.1541 | 11.1031 | 11.0442 | 10.9766 | 10.9235 | 10.8675 | 10.8101 | 10.7493 | 10.3812 | 9.2098 | 7.3016 | 12.01 | 11.9152 | 11.8777 | 11.8253 | 11.5763 | 11.3131 | 11.0343 | 10.7641 | 10.4944 | 10.2292 | 9.9622 | 8.6461 | 7.1261 | 5.0996 | 12.3086 | 12.2188 | 12.187 | 12.1436 | 12.0925 | 11.8469 | 11.5628 | 11.2858 | 11.0093 | 10.7375 | 10.4641 | 9.118 | 7.5684 | 5.5205
|  | MILFORD-ON-SEA | ST |  |  |  |  | 11.3223 | 11.3215 | 11.3206 | 11.3198 | 11.3189 | 11.3181 | 11.3173 | 11.3164 | 11.3156 | 11.3147 | 11.3139 | 11.3072 | 11.2987 | 11.2869 | 12.0195 | 12.0173 | 12.0151 | 12.0085 | 12.0018 | 11.9951 | 11.9884 | 11.8509 | 11.7123 | 11.5787 | 11.4483 | 10.8418 | 10.2747 | 9.7169 | 12.3118 | 12.3109 | 12.3101 | 12.3093 | 12.3084 | 12.3076 | 12.3067 | 12.3059 | 12.2482 | 12.1123 | 11.9793 | 11.3538 | 10.7691 | 10.194
|  | MILFORD-ON-SEA | FS |  |  |  |  | 11.3217 | 11.308 | 11.3077 | 11.3073 | 11.3066 | 11.3055 | 11.3044 | 11.2994 | 11.294 | 11.288 | 11.2815 | 11.2615 | 11.1651 | 10.957 | 12.0199 | 12.0054 | 12.0043 | 12.0028 | 12.0001 | 11.9954 | 11.9908 | 11.9818 | 11.9723 | 11.9624 | 11.9406 | 11.4947 | 11.0026 | 10.4105 | 12.3112 | 12.2975 | 12.2972 | 12.2968 | 12.2961 | 12.295 | 12.2939 | 12.2889 | 12.2835 | 12.2775 | 12.271 | 12.0278 | 11.5242 | 10.92
MANNINGTON GSP | MANNINGTON BSP | MILL LANE | MINIMUM HEADROOM | SU 14691 05633 | NO | YES | 0.57474 | 35.6104 | 35.5018 | 35.4645 | 35.412 | 35.35 | 35.2791 | 35.1973 | 35.1333 | 35.0668 | 34.9982 | 34.9265 | 34.4843 | 33.7741 | 32.4013 | 34.2499 | 34.1363 | 34.0936 | 34.0314 | 33.9598 | 33.8797 | 33.7889 | 33.7154 | 33.4636 | 33.1903 | 32.9166 | 31.4721 | 29.7353 | 27.3478 | 34.5577 | 34.4492 | 34.4119 | 34.3593 | 34.2973 | 34.2264 | 33.9627 | 33.6876 | 33.4126 | 33.1383 | 32.8637 | 31.4147 | 29.6733 | 27.2923
|  | MILL LANE | CT |  |  |  |  | 35.6104 | 35.5655 | 35.5307 | 35.4844 | 35.4278 | 35.3603 | 35.2808 | 35.2242 | 35.1647 | 35.1039 | 35.0409 | 34.6393 | 33.9838 | 32.9499 | 34.2499 | 34.1999 | 34.1598 | 34.1038 | 34.0377 | 33.9609 | 33.8725 | 33.8063 | 33.5615 | 33.296 | 33.031 | 31.6287 | 29.9475 | 27.8948 | 34.5577 | 34.5128 | 34.4781 | 34.4317 | 34.3752 | 34.3076 | 34.0462 | 33.7784 | 33.5105 | 33.244 | 32.9782 | 31.5714 | 29.8855 | 27.8394
|  | MILL LANE | LW |  |  |  |  | 35.6121 | 35.5018 | 35.4645 | 35.412 | 35.35 | 35.2791 | 35.1973 | 35.1333 | 35.0668 | 34.9982 | 34.9265 | 34.4843 | 33.7741 | 32.4013 | 34.2516 | 34.1363 | 34.0936 | 34.0314 | 33.9598 | 33.8797 | 33.7889 | 33.7154 | 33.4636 | 33.1903 | 32.9166 | 31.4721 | 29.7353 | 27.3478 | 34.5594 | 34.4492 | 34.4119 | 34.3593 | 34.2973 | 34.2264 | 33.9627 | 33.6876 | 33.4126 | 33.1383 | 32.8637 | 31.4147 | 29.6733 | 27.2923
|  | MILL LANE | ST |  |  |  |  | 35.6147 | 35.6147 | 35.6147 | 35.6147 | 35.6147 | 35.6147 | 35.6147 | 35.6147 | 35.6147 | 35.6147 | 35.6147 | 35.6139 | 35.6097 | 35.6055 | 34.2624 | 34.2618 | 34.2611 | 34.2545 | 34.2479 | 34.2415 | 34.2352 | 34.2284 | 34.2217 | 34.2152 | 34.2087 | 33.7984 | 33.1345 | 32.4897 | 34.5621 | 34.5621 | 34.5621 | 34.5621 | 34.5621 | 34.5621 | 34.5621 | 34.5621 | 34.5621 | 34.5621 | 34.4314 | 33.7464 | 33.0795 | 32.4318
|  | MILL LANE | FS |  |  |  |  | 35.6129 | 35.5956 | 35.5952 | 35.5947 | 35.5938 | 35.5924 | 35.591 | 35.5847 | 35.5778 | 35.5703 | 35.5621 | 35.541 | 35.4239 | 35.1642 | 34.261 | 34.2432 | 34.2422 | 34.2409 | 34.2379 | 34.232 | 34.2262 | 34.2148 | 34.2028 | 34.1902 | 34.177 | 34.1311 | 33.6794 | 32.9133 | 34.5603 | 34.543 | 34.5426 | 34.5421 | 34.5412 | 34.5398 | 34.5384 | 34.5321 | 34.5252 | 34.5176 | 34.5094 | 34.2714 | 33.6277 | 32.8593
COWLEY GSP | DRAYTON BSP | MILTON | MINIMUM HEADROOM | SU 49992 92060 | NO | YES | 1.1305 | 70.6564 | 70.5117 | 70.4627 | 70.3717 | 70.2311 | 70.0753 | 69.8976 | 69.4055 | 68.5232 | 67.6285 | 66.7115 | 62.714 | 58.6196 | 53.7346 | 69.4779 | 69.3117 | 69.2371 | 68.6368 | 67.7099 | 66.7121 | 65.5901 | 64.5029 | 63.4288 | 62.3891 | 61.3402 | 56.7919 | 52.1832 | 46.7869 | 71.1933 | 71.0485 | 70.9995 | 70.9316 | 70.8512 | 70.7598 | 70.6544 | 70.5165 | 69.4515 | 68.4205 | 67.3804 | 62.7972 | 58.123 | 52.6616
|  | MILTON | CT |  |  |  |  | 70.6564 | 70.5961 | 70.5497 | 70.4855 | 70.3545 | 70.205 | 70.0316 | 69.8845 | 68.9963 | 68.145 | 67.2819 | 63.5218 | 59.8049 | 55.6425 | 69.4802 | 69.4021 | 69.334 | 69.0266 | 68.1809 | 67.2468 | 66.1813 | 65.0788 | 63.9882 | 62.9686 | 61.9805 | 57.7008 | 53.521 | 48.8992 | 71.1933 | 71.1329 | 71.0865 | 71.0242 | 70.948 | 70.8585 | 70.7534 | 70.6794 | 70.0067 | 68.9958 | 68.016 | 63.7189 | 59.4802 | 54.7999
|  | MILTON | LW |  |  |  |  | 70.6566 | 70.5117 | 70.4627 | 70.3717 | 70.2311 | 70.0753 | 69.8976 | 69.4055 | 68.5232 | 67.6285 | 66.7115 | 62.714 | 58.6196 | 53.7346 | 69.4779 | 69.3117 | 69.2371 | 68.6368 | 67.7099 | 66.7121 | 65.5901 | 64.5029 | 63.4288 | 62.3891 | 61.3402 | 56.7919 | 52.1832 | 46.7869 | 71.1934 | 71.0485 | 70.9995 | 70.9316 | 70.8512 | 70.7598 | 70.6544 | 70.5165 | 69.4515 | 68.4205 | 67.3804 | 62.7972 | 58.123 | 52.6616
|  | MILTON | ST |  |  |  |  | 70.6589 | 70.6589 | 70.6589 | 70.6589 | 70.6589 | 70.6563 | 70.6193 | 70.5788 | 70.5386 | 70.5007 | 70.4638 | 69.2689 | 67.5273 | 65.7677 | 69.4953 | 69.4854 | 69.4742 | 69.4548 | 69.4339 | 69.1868 | 68.6669 | 68.098 | 67.5322 | 66.9992 | 66.4811 | 64.1836 | 62.1448 | 60.104 | 71.1958 | 71.1958 | 71.1958 | 71.1958 | 71.1958 | 71.1958 | 71.1958 | 71.1958 | 71.1958 | 71.1958 | 71.1958 | 70.2058 | 68.1857 | 66.1421
|  | MILTON | FS |  |  |  |  | 70.6567 | 70.635 | 70.6344 | 70.6338 | 70.6327 | 70.631 | 70.6292 | 70.6213 | 70.6126 | 70.6032 | 70.5908 | 70.4786 | 70.2581 | 69.8604 | 69.4998 | 69.4727 | 69.4665 | 69.4596 | 69.4508 | 69.4389 | 69.4271 | 69.4083 | 69.3886 | 69.3679 | 69.1297 | 67.8963 | 66.6995 | 65.3012 | 71.1935 | 71.1718 | 71.1713 | 71.1706 | 71.1696 | 71.1678 | 71.166 | 71.1582 | 71.1495 | 71.14 | 71.1297 | 71.1033 | 70.9576 | 70.6365
MANNINGTON GSP | SHAFTESBURY BSP | MINCHINGTON | MINIMUM HEADROOM | ST 96164 14520 | YES | NO | 0.053684 | 5.6061 | 5.5819 | 5.5649 | 5.537 | 5.5076 | 5.477 | 5.445 | 5.4143 | 5.3835 | 5.3528 | 5.322 | 5.167 | 4.982 | 4.7205 | 5.1962 | 5.1696 | 5.1499 | 5.1175 | 5.0833 | 5.0481 | 5.0113 | 4.9756 | 4.94 | 4.9045 | 4.869 | 4.6921 | 4.4853 | 4.2021 | 5.321 | 5.2954 | 5.2769 | 5.2465 | 5.2144 | 5.1812 | 5.1465 | 5.113 | 5.0778 | 5.0424 | 5.007 | 4.8304 | 4.6241 | 4.3412
|  | MINCHINGTON | CT |  |  |  |  | 5.6061 | 5.5896 | 5.5737 | 5.5466 | 5.5177 | 5.4884 | 5.4567 | 5.427 | 5.3971 | 5.3674 | 5.3377 | 5.1897 | 5.0131 | 4.7948 | 5.1962 | 5.1772 | 5.1589 | 5.1271 | 5.0936 | 5.0598 | 5.0233 | 4.9887 | 4.954 | 4.9195 | 4.8851 | 4.7154 | 4.5175 | 4.2781 | 5.321 | 5.3031 | 5.2858 | 5.2561 | 5.2246 | 5.1928 | 5.1584 | 5.1259 | 5.0918 | 5.0574 | 5.023 | 4.8538 | 4.6562 | 4.4172
|  | MINCHINGTON | LW |  |  |  |  | 5.6061 | 5.5819 | 5.5649 | 5.537 | 5.5076 | 5.477 | 5.445 | 5.4143 | 5.3835 | 5.3528 | 5.322 | 5.167 | 4.982 | 4.7205 | 5.1962 | 5.1696 | 5.1499 | 5.1175 | 5.0833 | 5.0481 | 5.0113 | 4.9756 | 4.94 | 4.9045 | 4.869 | 4.6921 | 4.4853 | 4.2021 | 5.321 | 5.2954 | 5.2769 | 5.2465 | 5.2144 | 5.1812 | 5.1465 | 5.113 | 5.0778 | 5.0424 | 5.007 | 4.8304 | 4.6241 | 4.3412
|  | MINCHINGTON | ST |  |  |  |  | 5.6236 | 5.6216 | 5.6181 | 5.6037 | 5.5894 | 5.5755 | 5.5619 | 5.5468 | 5.532 | 5.5182 | 5.5046 | 5.4392 | 5.3757 | 5.3138 | 5.2173 | 5.2149 | 5.2107 | 5.1932 | 5.1759 | 5.1591 | 5.1427 | 5.1244 | 5.1065 | 5.0898 | 5.0734 | 4.9942 | 4.9175 | 4.8426 | 5.3405 | 5.3382 | 5.3344 | 5.3183 | 5.3022 | 5.2867 | 5.2716 | 5.2547 | 5.2381 | 5.2227 | 5.2075 | 5.1321 | 5.0555 | 4.9809
|  | MINCHINGTON | FS |  |  |  |  | 5.624 | 5.6209 | 5.6189 | 5.6164 | 5.6119 | 5.6026 | 5.5932 | 5.5823 | 5.5714 | 5.5605 | 5.5496 | 5.498 | 5.4371 | 5.3615 | 5.2178 | 5.2144 | 5.212 | 5.209 | 5.2036 | 5.1924 | 5.1811 | 5.1681 | 5.1551 | 5.1421 | 5.129 | 5.0672 | 4.9964 | 4.9113 | 5.3409 | 5.3377 | 5.3354 | 5.3327 | 5.3277 | 5.3173 | 5.3068 | 5.2948 | 5.2827 | 5.2706 | 5.2585 | 5.2011 | 5.1341 | 5.0492
MINETY GSP | CIRENCESTER BSP | MINETY VILLAGE | MINIMUM HEADROOM | SU 01647 91932 | NO | YES | 3.3389 | 13.0492 | 12.9043 | 12.7521 | 12.5495 | 12.3227 | 12.0764 | 11.7986 | 11.5272 | 11.259 | 10.9984 | 10.7338 | 9.5876 | 8.4281 | 7.1098 | 11.246 | 11.095 | 10.9355 | 10.7233 | 10.4856 | 10.2277 | 9.9367 | 9.6523 | 9.3712 | 9.0983 | 8.8213 | 7.623 | 6.4146 | 5.0475 | 12.2832 | 12.1179 | 11.941 | 11.7058 | 11.4425 | 11.1569 | 10.8346 | 10.5193 | 10.2078 | 9.9055 | 9.5989 | 8.2578 | 6.9034 | 5.3903
|  | MINETY VILLAGE | CT |  |  |  |  | 13.0528 | 12.9385 | 12.8046 | 12.6201 | 12.4096 | 12.1764 | 11.9097 | 11.6304 | 11.3525 | 11.0923 | 10.8382 | 9.7311 | 8.6541 | 7.482 | 11.2503 | 11.1309 | 10.9908 | 10.7978 | 10.5774 | 10.3334 | 10.0543 | 9.7617 | 9.4706 | 9.1983 | 8.9324 | 7.7763 | 6.6554 | 5.4394 | 12.289 | 12.1578 | 12.003 | 11.7894 | 11.5458 | 11.276 | 10.9674 | 10.6433 | 10.3211 | 10.0198 | 9.726 | 8.4401 | 7.1881 | 5.8411
|  | MINETY VILLAGE | LW |  |  |  |  | 13.0492 | 12.9043 | 12.7521 | 12.5495 | 12.3227 | 12.0764 | 11.7986 | 11.5272 | 11.259 | 10.9984 | 10.7338 | 9.5876 | 8.4281 | 7.1098 | 11.246 | 11.095 | 10.9355 | 10.7233 | 10.4856 | 10.2277 | 9.9367 | 9.6523 | 9.3712 | 9.0983 | 8.8213 | 7.623 | 6.4146 | 5.0475 | 12.2832 | 12.1179 | 11.941 | 11.7058 | 11.4425 | 11.1569 | 10.8346 | 10.5193 | 10.2078 | 9.9055 | 9.5989 | 8.2578 | 6.9034 | 5.3903
|  | MINETY VILLAGE | ST |  |  |  |  | 13.1288 | 13.071 | 13.0057 | 12.8981 | 12.7817 | 12.6587 | 12.5273 | 12.3838 | 12.2402 | 12.1046 | 11.9719 | 11.3744 | 10.8377 | 10.3026 | 11.3295 | 11.2688 | 11.2002 | 11.0871 | 10.9647 | 10.8354 | 10.6973 | 10.5465 | 10.3955 | 10.253 | 10.1135 | 9.4858 | 8.922 | 8.3602 | 12.3761 | 12.3084 | 12.232 | 12.1058 | 11.9692 | 11.825 | 11.6709 | 11.5026 | 11.3341 | 11.1753 | 11.0198 | 10.3202 | 9.6924 | 9.0614
|  | MINETY VILLAGE | FS |  |  |  |  | 13.1667 | 13.1318 | 13.0991 | 13.0631 | 13.0193 | 12.964 | 12.9096 | 12.8498 | 12.7891 | 12.7253 | 12.6607 | 12.3555 | 12.0651 | 11.7326 | 11.3694 | 11.3329 | 11.2984 | 11.2606 | 11.2146 | 11.1565 | 11.0992 | 11.0364 | 10.9727 | 10.9058 | 10.838 | 10.5175 | 10.2137 | 9.8674 | 12.4205 | 12.3801 | 12.3417 | 12.2995 | 12.2481 | 12.1833 | 12.1194 | 12.0495 | 11.9786 | 11.9041 | 11.8288 | 11.472 | 11.1365 | 10.7572
BRAMLEY (FLEE) | BURGHFIELD RESERVE | MORTIMER | MINIMUM HEADROOM | SU 62236 64103 | NO | YES | 0.22211 | 17.5733 | 17.5099 | 17.4876 | 17.4567 | 17.3735 | 17.2394 | 17.0999 | 16.9672 | 16.8351 | 16.7044 | 16.5731 | 15.8974 | 15.0866 | 13.9169 | 16.5839 | 16.5205 | 16.4951 | 16.3515 | 16.201 | 16.049 | 15.8918 | 15.7406 | 15.5903 | 15.442 | 15.289 | 14.5055 | 13.5768 | 12.3158 | 17.0576 | 16.9942 | 16.9718 | 16.9409 | 16.9034 | 16.861 | 16.8125 | 16.7746 | 16.7355 | 16.6954 | 16.5667 | 15.7861 | 14.8729 | 13.6266
|  | MORTIMER | CT |  |  |  |  | 17.5733 | 17.5434 | 17.52 | 17.4891 | 17.4138 | 17.2794 | 17.1386 | 17.0062 | 16.8742 | 16.7449 | 16.6169 | 15.9569 | 15.1668 | 14.1626 | 16.5839 | 16.5539 | 16.5305 | 16.3907 | 16.2429 | 16.0906 | 15.9323 | 15.7813 | 15.631 | 15.484 | 15.335 | 14.569 | 13.6632 | 12.5665 | 17.0576 | 17.0276 | 17.0042 | 16.9733 | 16.9359 | 16.8925 | 16.8419 | 16.805 | 16.7668 | 16.7281 | 16.6127 | 15.8491 | 14.9584 | 13.8764
|  | MORTIMER | LW |  |  |  |  | 17.576 | 17.5099 | 17.4876 | 17.4567 | 17.3735 | 17.2394 | 17.0999 | 16.9672 | 16.8351 | 16.7044 | 16.5731 | 15.8974 | 15.0866 | 13.9169 | 16.5865 | 16.5205 | 16.4951 | 16.3515 | 16.201 | 16.049 | 15.8918 | 15.7406 | 15.5903 | 15.442 | 15.289 | 14.5055 | 13.5768 | 12.3158 | 17.0602 | 16.9942 | 16.9718 | 16.9409 | 16.9034 | 16.861 | 16.8125 | 16.7746 | 16.7355 | 16.6954 | 16.5667 | 15.7861 | 14.8729 | 13.6266
|  | MORTIMER | ST |  |  |  |  | 17.5779 | 17.5779 | 17.5779 | 17.5779 | 17.5779 | 17.5779 | 17.5779 | 17.5779 | 17.5164 | 17.4563 | 17.3979 | 17.1285 | 16.8762 | 16.6361 | 16.5884 | 16.5884 | 16.5884 | 16.5884 | 16.5884 | 16.5623 | 16.4917 | 16.4153 | 16.3408 | 16.2691 | 16.1993 | 15.8773 | 15.5671 | 15.2676 | 17.0621 | 17.0621 | 17.0621 | 17.0621 | 17.0621 | 17.0621 | 17.0621 | 17.0621 | 17.0621 | 17.0621 | 17.0621 | 17.0621 | 16.8442 | 16.5452
|  | MORTIMER | FS |  |  |  |  | 17.5769 | 17.5672 | 17.5669 | 17.5667 | 17.5662 | 17.5654 | 17.5646 | 17.5611 | 17.5572 | 17.553 | 17.5484 | 17.3587 | 17.0976 | 16.7694 | 16.5874 | 16.5777 | 16.5775 | 16.5772 | 16.5767 | 16.5759 | 16.5751 | 16.5716 | 16.5447 | 16.4874 | 16.4301 | 16.1605 | 15.861 | 15.494 | 17.0611 | 17.0514 | 17.0512 | 17.0509 | 17.0504 | 17.0496 | 17.0488 | 17.0453 | 17.0414 | 17.0372 | 17.0326 | 17.0208 | 16.956 | 16.7719
MANNINGTON GSP | SALISBURY | NETHERHAMPTON | MINIMUM HEADROOM | SU 12478 29102 | NO | NO | 9.5053 | 1.7468 | 1.7146 | 1.7037 | 1.6886 | 1.6707 | 1.6503 | 1.6266 | 1.6082 | 1.589 | 1.5629 | 1.4031 | 0.67849 | -0.098032 | -1.0645 | 1.2521 | 1.2199 | 1.209 | 1.1939 | 1.176 | 1.1555 | 1.1319 | 1.1134 | 0.99748 | 0.87229 | 0.69484 | -0.13619 | -1.0145 | -2.0823 | 1.4837 | 1.4515 | 1.4406 | 1.4254 | 1.4076 | 1.3871 | 1.3634 | 1.345 | 1.295 | 1.1142 | 0.93245 | 0.11319 | -0.75386 | -1.8105
|  | NETHERHAMPTON | CT |  |  |  |  | 1.7468 | 1.7339 | 1.724 | 1.7107 | 1.6944 | 1.6751 | 1.6524 | 1.6363 | 1.6194 | 1.6021 | 1.5025 | 0.81862 | 0.10593 | -0.71329 | 1.2521 | 1.2392 | 1.2293 | 1.216 | 1.1997 | 1.1804 | 1.1576 | 1.1416 | 1.0703 | 0.94877 | 0.80482 | 0.020165 | -0.78597 | -1.6982 | 1.4837 | 1.4708 | 1.4609 | 1.4475 | 1.4313 | 1.412 | 1.3892 | 1.3732 | 1.3563 | 1.2136 | 1.0419 | 0.26775 | -0.52806 | -1.43
|  | NETHERHAMPTON | LW |  |  |  |  | 1.7468 | 1.7146 | 1.7037 | 1.6886 | 1.6707 | 1.6503 | 1.6266 | 1.6082 | 1.589 | 1.5629 | 1.4031 | 0.67849 | -0.098032 | -1.0645 | 1.2521 | 1.2199 | 1.209 | 1.1939 | 1.176 | 1.1555 | 1.1319 | 1.1134 | 0.99748 | 0.87229 | 0.69484 | -0.13619 | -1.0145 | -2.0823 | 1.4837 | 1.4515 | 1.4406 | 1.4254 | 1.4076 | 1.3871 | 1.3634 | 1.345 | 1.295 | 1.1142 | 0.93245 | 0.11319 | -0.75386 | -1.8105
|  | NETHERHAMPTON | ST |  |  |  |  | 1.7474 | 1.7474 | 1.7474 | 1.7474 | 1.7474 | 1.7474 | 1.7474 | 1.7474 | 1.7474 | 1.7474 | 1.7474 | 1.7474 | 1.5445 | 1.2247 | 1.2526 | 1.2526 | 1.2526 | 1.2526 | 1.2526 | 1.2526 | 1.2526 | 1.2526 | 1.2526 | 1.2526 | 1.2526 | 1.1443 | 0.826 | 0.44928 | 1.4842 | 1.4842 | 1.4842 | 1.4842 | 1.4842 | 1.4842 | 1.4842 | 1.4842 | 1.4842 | 1.4842 | 1.4842 | 1.4356 | 1.0647 | 0.69432
|  | NETHERHAMPTON | FS |  |  |  |  | 1.7468 | 1.7418 | 1.7417 | 1.7415 | 1.7413 | 1.7409 | 1.7404 | 1.7386 | 1.7366 | 1.7344 | 1.732 | 1.7259 | 1.6917 | 1.6159 | 1.2521 | 1.247 | 1.2469 | 1.2468 | 1.2465 | 1.2461 | 1.2457 | 1.2439 | 1.2419 | 1.2397 | 1.2373 | 1.2311 | 1.1969 | 1.1211 | 1.4837 | 1.4786 | 1.4785 | 1.4784 | 1.4781 | 1.4777 | 1.4773 | 1.4755 | 1.4734 | 1.4712 | 1.4688 | 1.4627 | 1.4285 | 1.3527
BOTLEY WOOD GSP | NETLEY COMMON BSP | NETLEY COMMON | MINIMUM HEADROOM | SU 47615 12025 | NO | NO | 14.8768 | 24.4859 | 24.2845 | 24.2158 | 24.1207 | 24.0073 | 23.8763 | 23.7245 | 23.6056 | 23.4807 | 23.3517 | 23.2162 | 22.3711 | 20.9837 | 16.6748 | 22.2753 | 22.0739 | 22.0053 | 21.9102 | 21.7967 | 21.6658 | 21.514 | 21.395 | 21.2702 | 20.9462 | 20.3312 | 17.2777 | 13.6653 | 8.7191 | 23.5069 | 23.3055 | 23.2369 | 23.1417 | 23.0283 | 22.5009 | 21.8936 | 21.2825 | 20.6723 | 20.0692 | 19.4613 | 16.4403 | 12.832 | 7.8926
|  | NETLEY COMMON | CT |  |  |  |  | 24.4859 | 24.4092 | 24.3501 | 24.2709 | 24.1743 | 24.0586 | 23.9213 | 23.8227 | 23.7176 | 23.6097 | 23.4973 | 22.7682 | 21.533 | 18.2728 | 22.2753 | 22.1987 | 22.1396 | 22.0604 | 21.9638 | 21.8481 | 21.7107 | 21.6121 | 21.5071 | 21.3248 | 20.7456 | 17.868 | 14.5119 | 10.3992 | 23.5069 | 23.4303 | 23.3711 | 23.292 | 23.1953 | 22.7895 | 22.2102 | 21.6203 | 21.0245 | 20.446 | 19.8737 | 17.0277 | 13.6778 | 9.5716
|  | NETLEY COMMON | LW |  |  |  |  | 24.4874 | 24.2845 | 24.2158 | 24.1207 | 24.0073 | 23.8763 | 23.7245 | 23.6056 | 23.4807 | 23.3517 | 23.2162 | 22.3711 | 20.9837 | 16.6748 | 22.2769 | 22.0739 | 22.0053 | 21.9102 | 21.7967 | 21.6658 | 21.514 | 21.395 | 21.2702 | 20.9462 | 20.3312 | 17.2777 | 13.6653 | 8.7191 | 23.5084 | 23.3055 | 23.2369 | 23.1417 | 23.0283 | 22.5009 | 21.8936 | 21.2825 | 20.6723 | 20.0692 | 19.4613 | 16.4403 | 12.832 | 7.8926
|  | NETLEY COMMON | ST |  |  |  |  | 24.4916 | 24.4916 | 24.4916 | 24.4916 | 24.4916 | 24.4916 | 24.4916 | 24.4916 | 24.4916 | 24.4916 | 24.4916 | 24.4916 | 24.4874 | 24.4832 | 22.2811 | 22.2811 | 22.2811 | 22.2811 | 22.2811 | 22.2811 | 22.2811 | 22.2811 | 22.2811 | 22.2811 | 22.2811 | 22.2811 | 21.0376 | 19.735 | 23.5126 | 23.5126 | 23.5126 | 23.5126 | 23.5126 | 23.5126 | 23.5126 | 23.5126 | 23.3668 | 23.0853 | 22.8098 | 21.4627 | 20.176 | 18.8925
|  | NETLEY COMMON | FS |  |  |  |  | 24.488 | 24.4544 | 24.4536 | 24.4526 | 24.451 | 24.4482 | 24.4455 | 24.4333 | 24.4198 | 24.4052 | 24.3892 | 24.3483 | 24.1181 | 23.6039 | 22.2775 | 22.2439 | 22.2431 | 22.2421 | 22.2404 | 22.2377 | 22.235 | 22.2228 | 22.2093 | 22.1946 | 22.1787 | 22.1378 | 21.9076 | 21.2256 | 23.5091 | 23.4755 | 23.4747 | 23.4737 | 23.472 | 23.4693 | 23.4665 | 23.4543 | 23.4409 | 23.4262 | 23.4103 | 22.857 | 21.7528 | 20.3483
MANNINGTON GSP | ARNEWOOD | NEW MILTON | MINIMUM HEADROOM | SZ 23049 94942 | NO | YES | 0.45263 | 36.1839 | 36.048 | 35.9373 | 35.6671 | 35.3828 | 35.0899 | 34.7811 | 34.4847 | 34.1849 | 33.8694 | 33.5514 | 31.8945 | 29.8596 | 26.9689 | 34.2943 | 34.1521 | 34.098 | 34.021 | 33.9321 | 33.8318 | 33.7175 | 33.6249 | 33.3939 | 33.0375 | 32.6788 | 30.8264 | 28.592 | 25.5045 | 35.2681 | 35.1322 | 35.0848 | 35.0195 | 34.9424 | 34.8537 | 34.7511 | 34.6708 | 34.5859 | 34.4426 | 34.124 | 32.3935 | 30.1586 | 27.0707
|  | NEW MILTON | CT |  |  |  |  | 36.1839 | 36.1294 | 36.0344 | 35.7776 | 35.5056 | 35.223 | 34.9229 | 34.636 | 34.3481 | 34.0459 | 33.7439 | 32.1664 | 30.2372 | 27.8307 | 34.2943 | 34.2339 | 34.1851 | 34.1174 | 34.0375 | 33.9448 | 33.8364 | 33.7548 | 33.5613 | 33.2182 | 32.8761 | 31.1059 | 28.9809 | 26.3805 | 35.2681 | 35.2136 | 35.1713 | 35.1151 | 35.0467 | 34.9655 | 34.8687 | 34.7994 | 34.726 | 34.6191 | 34.3165 | 32.6729 | 30.5475 | 27.9467
|  | NEW MILTON | LW |  |  |  |  | 36.1864 | 36.048 | 35.9373 | 35.6671 | 35.3828 | 35.0899 | 34.7811 | 34.4847 | 34.1849 | 33.8694 | 33.5514 | 31.8945 | 29.8596 | 26.9689 | 34.2967 | 34.1521 | 34.098 | 34.021 | 33.9321 | 33.8318 | 33.7175 | 33.6249 | 33.3939 | 33.0375 | 32.6788 | 30.8264 | 28.592 | 25.5045 | 35.2706 | 35.1322 | 35.0848 | 35.0195 | 34.9424 | 34.8537 | 34.7511 | 34.6708 | 34.5859 | 34.4426 | 34.124 | 32.3935 | 30.1586 | 27.0707
|  | NEW MILTON | ST |  |  |  |  | 36.1895 | 36.1895 | 36.1895 | 36.1895 | 36.1895 | 36.0634 | 35.9307 | 35.7859 | 35.6434 | 35.5046 | 35.3689 | 34.7003 | 34.0165 | 33.3428 | 34.3087 | 34.3076 | 34.3063 | 34.2986 | 34.2908 | 34.2832 | 34.2757 | 34.2675 | 34.2594 | 34.2515 | 34.2438 | 33.879 | 33.0731 | 32.2791 | 35.2737 | 35.2737 | 35.2737 | 35.2737 | 35.2737 | 35.2737 | 35.2737 | 35.2737 | 35.2737 | 35.2737 | 35.2737 | 35.2695 | 34.588 | 33.8461
|  | NEW MILTON | FS |  |  |  |  | 36.1871 | 36.1648 | 36.1643 | 36.1636 | 36.1625 | 36.1607 | 36.1589 | 36.1082 | 35.998 | 35.8869 | 35.7754 | 35.2552 | 34.6239 | 33.7766 | 34.307 | 34.2839 | 34.2826 | 34.2807 | 34.277 | 34.2701 | 34.2632 | 34.2493 | 34.2346 | 34.2191 | 34.2028 | 34.1477 | 33.8326 | 32.894 | 35.2713 | 35.249 | 35.2485 | 35.2478 | 35.2467 | 35.2449 | 35.2431 | 35.235 | 35.2261 | 35.2164 | 35.2058 | 35.1786 | 35.0265 | 34.3491
FAWLEY GSP | COWES & WOOTTON COMMON BSP | NEWPORT | MINIMUM HEADROOM | SZ 50076 89544 | NO | YES | 0.13368 | 46.3297 | 46.209 | 46.1652 | 46.105 | 46.0342 | 45.9511 | 45.8549 | 45.7789 | 45.698 | 45.6142 | 45.5252 | 44.966 | 42.1932 | 38.2416 | 45.4034 | 45.2827 | 45.2389 | 45.1787 | 45.1079 | 45.0248 | 44.8518 | 44.1823 | 43.515 | 42.859 | 42.1957 | 39.0577 | 35.5941 | 31.2459 | 45.9723 | 45.8342 | 45.7715 | 45.6836 | 45.5829 | 45.4357 | 44.7996 | 44.1641 | 43.5139 | 42.8747 | 42.2281 | 39.1656 | 35.7762 | 31.4448
|  | NEWPORT | CT |  |  |  |  | 46.3297 | 46.2814 | 46.2432 | 46.1934 | 46.1326 | 46.0599 | 45.9741 | 45.9106 | 45.8426 | 45.7718 | 45.6971 | 45.211 | 42.9204 | 39.5878 | 45.4034 | 45.3551 | 45.3169 | 45.2671 | 45.2063 | 45.1336 | 45.0478 | 44.5058 | 43.8415 | 43.203 | 42.574 | 39.6026 | 36.3915 | 32.6857 | 45.9723 | 45.9096 | 45.8547 | 45.779 | 45.6901 | 45.5877 | 45.1045 | 44.482 | 43.8351 | 43.2132 | 42.6005 | 39.7017 | 36.5604 | 32.8828
|  | NEWPORT | LW |  |  |  |  | 46.3346 | 46.209 | 46.1652 | 46.105 | 46.0342 | 45.9511 | 45.8549 | 45.7789 | 45.698 | 45.6142 | 45.5252 | 44.966 | 42.1932 | 38.2416 | 45.4083 | 45.2827 | 45.2389 | 45.1787 | 45.1079 | 45.0248 | 44.8518 | 44.1823 | 43.515 | 42.859 | 42.1957 | 39.0577 | 35.5941 | 31.2459 | 45.9759 | 45.8342 | 45.7715 | 45.6836 | 45.5829 | 45.4357 | 44.7996 | 44.1641 | 43.5139 | 42.8747 | 42.2281 | 39.1656 | 35.7762 | 31.4448
|  | NEWPORT | ST |  |  |  |  | 46.3392 | 46.3383 | 46.3375 | 46.3366 | 46.3358 | 46.3349 | 46.3341 | 46.3333 | 46.3324 | 46.3316 | 46.3307 | 46.3232 | 46.3147 | 46.3021 | 45.4128 | 45.412 | 45.4112 | 45.4103 | 45.4095 | 45.4086 | 45.4078 | 45.4069 | 45.4061 | 45.4053 | 45.4044 | 43.8511 | 42.3436 | 40.8224 | 45.9961 | 45.9893 | 45.9816 | 45.9638 | 45.9452 | 45.926 | 45.9061 | 45.8844 | 45.8628 | 45.7014 | 45.3866 | 43.8585 | 42.3948 | 40.9177
|  | NEWPORT | FS |  |  |  |  | 46.3377 | 46.3162 | 46.3157 | 46.3151 | 46.314 | 46.3123 | 46.3105 | 46.3027 | 46.2941 | 46.2848 | 46.2746 | 46.2451 | 46.0926 | 45.7556 | 45.4114 | 45.3899 | 45.3894 | 45.3888 | 45.3877 | 45.386 | 45.3842 | 45.3764 | 45.3678 | 45.3584 | 45.3482 | 45.3187 | 44.7719 | 43.484 | 45.9976 | 45.9727 | 45.9685 | 45.9634 | 45.9558 | 45.9437 | 45.9317 | 45.9125 | 45.8925 | 45.8716 | 45.8499 | 45.7554 | 44.7439 | 43.4855
BRAMLEY (FLEE) | ALDERSHOT BSP | NORMANDY | MINIMUM HEADROOM | SU 93221 52894 | YES | NO | 0.093684 | 6.7658 | 6.753 | 6.7484 | 6.742 | 6.7345 | 6.7259 | 6.716 | 6.7083 | 6.7004 | 6.6922 | 6.6837 | 6.593 | 6.3886 | 6.1127 | 6.5131 | 6.5004 | 6.4958 | 6.4622 | 6.425 | 6.3886 | 6.3517 | 6.3152 | 6.2789 | 6.2429 | 6.2069 | 6.0144 | 5.7892 | 5.4929 | 6.5131 | 6.5004 | 6.4958 | 6.4894 | 6.4818 | 6.4733 | 6.4634 | 6.4557 | 6.4478 | 6.4396 | 6.4311 | 6.3496 | 6.1359 | 5.8508
|  | NORMANDY | CT |  |  |  |  | 6.7658 | 6.76 | 6.7556 | 6.7497 | 6.7425 | 6.7331 | 6.7223 | 6.7145 | 6.7063 | 6.698 | 6.6895 | 6.6017 | 6.402 | 6.1619 | 6.5131 | 6.5074 | 6.503 | 6.4699 | 6.4329 | 6.3958 | 6.358 | 6.3214 | 6.2849 | 6.2487 | 6.2127 | 6.0231 | 5.8026 | 5.5421 | 6.5131 | 6.5074 | 6.503 | 6.4971 | 6.4898 | 6.4805 | 6.4697 | 6.4618 | 6.4537 | 6.4454 | 6.4369 | 6.3583 | 6.1493 | 5.9
|  | NORMANDY | LW |  |  |  |  | 6.7666 | 6.753 | 6.7484 | 6.742 | 6.7345 | 6.7259 | 6.716 | 6.7083 | 6.7004 | 6.6922 | 6.6837 | 6.593 | 6.3886 | 6.1127 | 6.514 | 6.5004 | 6.4958 | 6.4622 | 6.425 | 6.3886 | 6.3517 | 6.3152 | 6.2789 | 6.2429 | 6.2069 | 6.0144 | 5.7892 | 5.4929 | 6.514 | 6.5004 | 6.4958 | 6.4894 | 6.4818 | 6.4733 | 6.4634 | 6.4557 | 6.4478 | 6.4396 | 6.4311 | 6.3496 | 6.1359 | 5.8508
|  | NORMANDY | ST |  |  |  |  | 6.7668 | 6.7668 | 6.7668 | 6.7668 | 6.7668 | 6.7668 | 6.7668 | 6.7668 | 6.7668 | 6.7668 | 6.7668 | 6.7668 | 6.7668 | 6.7151 | 6.5142 | 6.5142 | 6.5142 | 6.5142 | 6.5142 | 6.5103 | 6.4911 | 6.47 | 6.4493 | 6.429 | 6.4091 | 6.3138 | 6.2222 | 6.1338 | 6.5142 | 6.5142 | 6.5142 | 6.5142 | 6.5142 | 6.5142 | 6.5142 | 6.5142 | 6.5142 | 6.5142 | 6.5142 | 6.5142 | 6.5142 | 6.4705
|  | NORMANDY | FS |  |  |  |  | 6.7666 | 6.7646 | 6.7645 | 6.7645 | 6.7644 | 6.7642 | 6.7641 | 6.7633 | 6.7625 | 6.7616 | 6.7606 | 6.7582 | 6.7445 | 6.7145 | 6.514 | 6.512 | 6.5119 | 6.5119 | 6.5118 | 6.5116 | 6.5114 | 6.5107 | 6.5017 | 6.4853 | 6.4689 | 6.3903 | 6.3043 | 6.2051 | 6.514 | 6.512 | 6.5119 | 6.5119 | 6.5118 | 6.5116 | 6.5114 | 6.5107 | 6.5099 | 6.509 | 6.508 | 6.5055 | 6.4919 | 6.4619
NURSLING GSP | ROWNHAMS | NORTH BADDESLEY | MINIMUM HEADROOM | SU 38080 20568 | NO | NO | 0.84211 | 19.888 | 34.7926 | 34.7583 | 34.7111 | 34.6555 | 34.5921 | 34.5191 | 34.4612 | 34.4004 | 34.3379 | 34.2726 | 33.8764 | 33.2476 | 31.5765 | 18.8564 | 33.761 | 33.7267 | 33.6796 | 33.6239 | 33.5605 | 33.4875 | 33.4297 | 33.3688 | 33.3063 | 33.241 | 32.4832 | 30.7402 | 28.4414 | 19.5932 | 34.4979 | 34.4636 | 34.4164 | 34.3607 | 34.2973 | 34.1054 | 33.7787 | 33.4536 | 33.1342 | 32.8131 | 31.2713 | 29.528 | 27.2288
|  | NORTH BADDESLEY | CT |  |  |  |  | 19.888 | 34.8449 | 34.8113 | 34.7669 | 34.7131 | 34.6503 | 34.5768 | 34.5234 | 34.4676 | 34.4108 | 34.3521 | 33.9794 | 33.3814 | 32.1789 | 18.8564 | 33.8134 | 33.7797 | 33.7353 | 33.6816 | 33.6188 | 33.5452 | 33.4918 | 33.436 | 33.3792 | 33.3205 | 32.6988 | 31.0439 | 29.078 | 19.5932 | 34.5502 | 34.5165 | 34.4721 | 34.4184 | 34.3556 | 34.2378 | 33.9119 | 33.5882 | 33.2763 | 32.97 | 31.487 | 29.8318 | 27.8656
|  | NORTH BADDESLEY | LW |  |  |  |  | 19.8923 | 34.7926 | 34.7583 | 34.7111 | 34.6555 | 34.5921 | 34.5191 | 34.4612 | 34.4004 | 34.3379 | 34.2726 | 33.8764 | 33.2476 | 31.5765 | 18.8607 | 33.761 | 33.7267 | 33.6796 | 33.6239 | 33.5605 | 33.4875 | 33.4297 | 33.3688 | 33.3063 | 33.241 | 32.4832 | 30.7402 | 28.4414 | 19.5975 | 34.4979 | 34.4636 | 34.4164 | 34.3607 | 34.2973 | 34.1054 | 33.7787 | 33.4536 | 33.1342 | 32.8131 | 31.2713 | 29.528 | 27.2288
|  | NORTH BADDESLEY | ST |  |  |  |  | 19.8947 | 34.8947 | 34.8947 | 34.8947 | 34.8947 | 34.8947 | 34.8947 | 34.8947 | 34.8947 | 34.8947 | 34.8947 | 34.8914 | 34.8872 | 34.8829 | 18.8632 | 33.8632 | 33.8632 | 33.8632 | 33.8632 | 33.8632 | 33.8632 | 33.8632 | 33.8632 | 33.8632 | 33.8632 | 33.8598 | 33.8556 | 33.8064 | 19.6 | 34.6 | 34.6 | 34.6 | 34.6 | 34.6 | 34.6 | 34.6 | 34.6 | 34.6 | 34.5937 | 33.8855 | 33.2334 | 32.5947
|  | NORTH BADDESLEY | FS |  |  |  |  | 19.8931 | 34.878 | 34.8776 | 34.8772 | 34.8764 | 34.8752 | 34.874 | 34.8685 | 34.8624 | 34.8558 | 34.8486 | 34.8302 | 34.728 | 34.5022 | 18.8616 | 33.8464 | 33.846 | 33.8456 | 33.8449 | 33.8436 | 33.8424 | 33.8369 | 33.8308 | 33.8242 | 33.817 | 33.7986 | 33.6964 | 33.4707 | 19.5984 | 34.5832 | 34.5829 | 34.5824 | 34.5817 | 34.5805 | 34.5792 | 34.5737 | 34.5677 | 34.561 | 34.5539 | 34.5354 | 34.1596 | 33.5024
LOVEDEAN GSP | FAREHAM T1A T2A (90MVAS) | NORTH FAREHAM | MINIMUM HEADROOM | SU 56427 07430 | NO | NO | 0.16842 | 16.6466 | 16.5453 | 16.5098 | 16.4607 | 16.4026 | 16.3354 | 16.257 | 16.1957 | 16.132 | 15.9674 | 15.7359 | 14.544 | 13.0957 | 11.0546 | 16.4309 | 16.3248 | 16.2842 | 16.2264 | 16.1595 | 16.0837 | 15.9968 | 15.9265 | 15.8112 | 15.5702 | 15.3289 | 14.0797 | 12.4932 | 10.3177 | 16.5729 | 16.4716 | 16.4362 | 16.387 | 16.3289 | 16.0976 | 15.8394 | 15.5897 | 15.3329 | 15.0782 | 14.8233 | 13.5199 | 11.9593 | 9.8089
|  | NORTH FAREHAM | CT |  |  |  |  | 16.6466 | 16.6023 | 16.5678 | 16.522 | 16.4664 | 16.4012 | 16.3245 | 16.2701 | 16.2121 | 16.0709 | 15.8484 | 14.6957 | 13.3055 | 11.5831 | 16.4309 | 16.382 | 16.3426 | 16.2883 | 16.2241 | 16.1504 | 16.0653 | 16.0018 | 15.9094 | 15.6747 | 15.4425 | 14.2364 | 12.711 | 10.8566 | 16.5729 | 16.5286 | 16.4941 | 16.4483 | 16.3927 | 16.182 | 15.928 | 15.6846 | 15.4325 | 15.1842 | 14.9385 | 13.6756 | 12.1756 | 10.3459
|  | NORTH FAREHAM | LW |  |  |  |  | 16.6501 | 16.5453 | 16.5098 | 16.4607 | 16.4026 | 16.3354 | 16.257 | 16.1957 | 16.132 | 15.9674 | 15.7359 | 14.544 | 13.0957 | 11.0546 | 16.4342 | 16.3248 | 16.2842 | 16.2264 | 16.1595 | 16.0837 | 15.9968 | 15.9265 | 15.8112 | 15.5702 | 15.3289 | 14.0797 | 12.4932 | 10.3177 | 16.5764 | 16.4716 | 16.4362 | 16.387 | 16.3289 | 16.0976 | 15.8394 | 15.5897 | 15.3329 | 15.0782 | 14.8233 | 13.5199 | 11.9593 | 9.8089
|  | NORTH FAREHAM | ST |  |  |  |  | 16.6526 | 16.6526 | 16.6526 | 16.6526 | 16.6526 | 16.6526 | 16.6526 | 16.6526 | 16.6526 | 16.6526 | 16.6526 | 16.625 | 16.1434 | 15.6771 | 16.4437 | 16.4429 | 16.442 | 16.4362 | 16.4305 | 16.4248 | 16.4193 | 16.4133 | 16.4074 | 16.4016 | 16.396 | 16.2321 | 15.7216 | 15.2253 | 16.5789 | 16.5789 | 16.5789 | 16.5789 | 16.5789 | 16.5789 | 16.5789 | 16.5789 | 16.5483 | 16.4282 | 16.3116 | 15.7461 | 15.1958 | 14.6631
|  | NORTH FAREHAM | FS |  |  |  |  | 16.6509 | 16.6348 | 16.6344 | 16.6339 | 16.6331 | 16.6318 | 16.6305 | 16.6246 | 16.6181 | 16.6111 | 16.6034 | 16.5838 | 16.4746 | 15.9813 | 16.4427 | 16.426 | 16.4251 | 16.4237 | 16.421 | 16.416 | 16.411 | 16.401 | 16.3903 | 16.379 | 16.3672 | 16.3269 | 16.1938 | 15.5749 | 16.5773 | 16.5611 | 16.5607 | 16.5602 | 16.5594 | 16.5581 | 16.5568 | 16.5509 | 16.5445 | 16.5374 | 16.5297 | 16.238 | 15.7187 | 15.0702
LALEHAM | EAST BEDFONT A | NORTH FELTHAM | MINIMUM HEADROOM | TQ 10987 74875 | NO | NO | 3.0042 | 27.9103 | 27.8366 | 27.8 | 27.747 | 27.6873 | 27.6216 | 27.5479 | 27.4833 | 27.4172 | 27.3505 | 27.2819 | 26.6427 | 25.6905 | 24.3455 | 27.7499 | 27.5895 | 27.4532 | 27.2482 | 27.027 | 26.7954 | 26.5443 | 26.2991 | 26.0549 | 25.8139 | 25.571 | 24.3956 | 23.0644 | 21.3415 | 28.3421 | 28.283 | 28.263 | 28.2352 | 28.2024 | 28.1643 | 28.1201 | 28.0855 | 28.0491 | 27.9812 | 27.7674 | 26.6993 | 25.3805 | 23.6698
|  | NORTH FELTHAM | CT |  |  |  |  | 27.9114 | 27.8767 | 27.845 | 27.7987 | 27.7459 | 27.6863 | 27.6185 | 27.56 | 27.4999 | 27.4403 | 27.38 | 26.825 | 25.9499 | 24.8574 | 27.7572 | 27.6444 | 27.5224 | 27.3327 | 27.1269 | 26.9077 | 26.6688 | 26.4266 | 26.1844 | 25.9521 | 25.7222 | 24.6161 | 23.3813 | 21.9294 | 28.3422 | 28.3206 | 28.3039 | 28.2815 | 28.2541 | 28.2211 | 28.1818 | 28.1538 | 28.1239 | 28.0931 | 27.9097 | 26.9186 | 25.6955 | 24.2553
|  | NORTH FELTHAM | LW |  |  |  |  | 27.9103 | 27.8366 | 27.8 | 27.747 | 27.6873 | 27.6216 | 27.5479 | 27.4833 | 27.4172 | 27.3505 | 27.2819 | 26.6427 | 25.6905 | 24.3455 | 27.7499 | 27.5895 | 27.4532 | 27.2482 | 27.027 | 26.7954 | 26.5443 | 26.2991 | 26.0549 | 25.8139 | 25.571 | 24.3956 | 23.0644 | 21.3415 | 28.3422 | 28.283 | 28.263 | 28.2352 | 28.2024 | 28.1643 | 28.1201 | 28.0855 | 28.0491 | 27.9812 | 27.7674 | 26.6993 | 25.3805 | 23.6698
|  | NORTH FELTHAM | ST |  |  |  |  | 27.9266 | 27.9219 | 27.9165 | 27.9008 | 27.8844 | 27.8678 | 27.8507 | 27.832 | 27.8136 | 27.7957 | 27.7782 | 27.6958 | 27.6177 | 27.3382 | 27.8588 | 27.8253 | 27.7875 | 27.6773 | 27.5625 | 27.4462 | 27.3263 | 27.1955 | 27.0659 | 26.9409 | 26.8179 | 26.2406 | 25.6926 | 25.1442 | 28.3432 | 28.3432 | 28.3432 | 28.3432 | 28.3432 | 28.3432 | 28.3432 | 28.3432 | 28.3432 | 28.3432 | 28.3432 | 28.3432 | 27.9248 | 27.4462
|  | NORTH FELTHAM | FS |  |  |  |  | 27.9279 | 27.915 | 27.9118 | 27.908 | 27.9016 | 27.891 | 27.8805 | 27.8659 | 27.851 | 27.8357 | 27.8198 | 27.754 | 27.6341 | 27.4291 | 27.8737 | 27.8435 | 27.8226 | 27.7972 | 27.7555 | 27.6858 | 27.6172 | 27.5368 | 27.4563 | 27.3747 | 27.2922 | 26.903 | 26.4734 | 25.9555 | 28.3421 | 28.3322 | 28.3319 | 28.3316 | 28.3311 | 28.3303 | 28.3295 | 28.3259 | 28.3219 | 28.3176 | 28.3129 | 28.3007 | 28.2324 | 28.0795
COWLEY GSP | OXFORD BSP | NORTH HINKSEY | MINIMUM HEADROOM | SP 48645 04403 | NO | NO | 13.8579 | -4.1648 | -4.2198 | -4.2401 | -4.268 | -4.3016 | -4.3395 | -4.3829 | -4.4169 | -4.554 | -4.6963 | -4.8386 | -5.535 | -6.3422 | -7.452 | -4.8075 | -4.8668 | -4.9414 | -5.0881 | -5.2455 | -5.4079 | -5.5843 | -5.7612 | -5.9374 | -6.1096 | -6.2813 | -7.1088 | -8.0416 | -9.2731 | -4.4701 | -4.5251 | -4.5454 | -4.5771 | -4.7402 | -4.9083 | -5.0883 | -5.2616 | -5.4341 | -5.6028 | -5.771 | -6.5831 | -7.5011 | -8.7183
|  | NORTH HINKSEY | CT |  |  |  |  | -4.1648 | -4.192 | -4.2143 | -4.2431 | -4.2776 | -4.3173 | -4.3633 | -4.3975 | -4.5069 | -4.6485 | -4.7881 | -5.4704 | -6.2503 | -7.2044 | -4.8075 | -4.8384 | -4.8994 | -5.0411 | -5.1934 | -5.3534 | -5.5268 | -5.7054 | -5.8827 | -6.0539 | -6.2223 | -7.0318 | -7.9305 | -9 | -4.4701 | -4.4972 | -4.5195 | -4.5484 | -4.6868 | -4.8523 | -5.0315 | -5.2067 | -5.3803 | -5.548 | -5.713 | -6.5075 | -7.3923 | -8.4482
|  | NORTH HINKSEY | LW |  |  |  |  | -4.1614 | -4.2198 | -4.2401 | -4.268 | -4.3016 | -4.3395 | -4.3829 | -4.4169 | -4.554 | -4.6963 | -4.8386 | -5.535 | -6.3422 | -7.452 | -4.8043 | -4.8668 | -4.9414 | -5.0881 | -5.2455 | -5.4079 | -5.5843 | -5.7612 | -5.9374 | -6.1096 | -6.2813 | -7.1088 | -8.0416 | -9.2731 | -4.4666 | -4.5251 | -4.5454 | -4.5771 | -4.7402 | -4.9083 | -5.0883 | -5.2616 | -5.4341 | -5.6028 | -5.771 | -6.5831 | -7.5011 | -8.7183
|  | NORTH HINKSEY | ST |  |  |  |  | -4.1587 | -4.1587 | -4.1587 | -4.1587 | -4.1596 | -4.1604 | -4.1613 | -4.1621 | -4.1629 | -4.1638 | -4.1646 | -4.2818 | -4.5447 | -4.7986 | -4.7969 | -4.7981 | -4.7994 | -4.8039 | -4.8299 | -4.906 | -4.9829 | -5.0668 | -5.1491 | -5.228 | -5.3035 | -5.6685 | -6.0037 | -6.3271 | -4.464 | -4.464 | -4.464 | -4.464 | -4.4648 | -4.4657 | -4.4721 | -4.5597 | -4.6457 | -4.7282 | -4.8071 | -5.1648 | -5.4915 | -5.8067
|  | NORTH HINKSEY | FS |  |  |  |  | -4.1588 | -4.1673 | -4.1675 | -4.1677 | -4.1681 | -4.1688 | -4.1695 | -4.1726 | -4.176 | -4.1797 | -4.1837 | -4.1949 | -4.2559 | -4.4783 | -4.7959 | -4.805 | -4.8059 | -4.807 | -4.809 | -4.8122 | -4.8155 | -4.828 | -4.8803 | -4.9336 | -4.9869 | -5.234 | -5.5141 | -5.8596 | -4.464 | -4.4725 | -4.4727 | -4.473 | -4.4734 | -4.4741 | -4.4748 | -4.4779 | -4.4813 | -4.485 | -4.489 | -4.733 | -5.0167 | -5.3566
NORTH HYDE GSP |  | NORTH HYDE 11kV | MINIMUM HEADROOM | TQ 10367 79001 | NO | NO | 1.9337 | 106.4111 | 106.2772 | 106.2317 | 106.1688 | 106.0943 | 106.0066 | 105.904 | 105.8232 | 105.7372 | 105.6476 | 105.5528 | 103.3696 | 100.2036 | 95.9864 | 103.8597 | 103.5944 | 103.3959 | 103.1076 | 102.7893 | 102.446 | 102.0652 | 101.7011 | 101.3344 | 100.9704 | 100.599 | 98.7435 | 96.4712 | 93.1606 | 104.2953 | 104.1614 | 104.116 | 104.053 | 103.9785 | 103.8908 | 103.7882 | 103.7074 | 103.6214 | 103.1694 | 102.5283 | 99.4541 | 95.9034 | 91.2956
|  | NORTH HYDE 11kV | CT |  |  |  |  | 106.4119 | 106.3687 | 106.3356 | 106.291 | 106.2365 | 106.169 | 106.0876 | 106.0289 | 105.9646 | 105.8977 | 105.8271 | 104.0263 | 101.1585 | 97.7076 | 103.8709 | 103.7121 | 103.5433 | 103.2891 | 103.0065 | 102.696 | 102.3475 | 102.0007 | 101.6503 | 101.3117 | 100.9748 | 99.2945 | 97.2657 | 94.6691 | 104.2961 | 104.253 | 104.2198 | 104.1752 | 104.1207 | 104.0532 | 103.9718 | 103.9132 | 103.8488 | 103.5995 | 103.0031 | 100.1502 | 96.9273 | 93.1084
|  | NORTH HYDE 11kV | LW |  |  |  |  | 106.4115 | 106.2772 | 106.2317 | 106.1688 | 106.0943 | 106.0066 | 105.904 | 105.8232 | 105.7372 | 105.6476 | 105.5528 | 103.3696 | 100.2036 | 95.9864 | 103.8597 | 103.5944 | 103.3959 | 103.1076 | 102.7893 | 102.446 | 102.0652 | 101.7011 | 101.3344 | 100.9704 | 100.599 | 98.7435 | 96.4712 | 93.1606 | 104.2957 | 104.1614 | 104.116 | 104.053 | 103.9785 | 103.8908 | 103.7882 | 103.7074 | 103.6214 | 103.1694 | 102.5283 | 99.4541 | 95.9034 | 91.2956
|  | NORTH HYDE 11kV | ST |  |  |  |  | 106.4137 | 106.4137 | 106.4137 | 106.4137 | 106.4137 | 106.4137 | 106.4137 | 106.4137 | 106.4137 | 106.4137 | 106.4137 | 106.4137 | 106.4137 | 105.1492 | 103.986 | 103.9364 | 103.8798 | 103.7426 | 103.5985 | 103.4495 | 103.2932 | 103.1221 | 102.9513 | 102.7867 | 102.6244 | 101.8624 | 101.1344 | 100.3931 | 104.2979 | 104.2979 | 104.2979 | 104.2979 | 104.2979 | 104.2979 | 104.2979 | 104.2979 | 104.2979 | 104.2979 | 104.2979 | 104.1842 | 102.7462 | 101.2818
|  | NORTH HYDE 11kV | FS |  |  |  |  | 106.4111 | 106.3864 | 106.3859 | 106.3851 | 106.3839 | 106.3819 | 106.3799 | 106.371 | 106.3611 | 106.3504 | 106.3387 | 106.3087 | 106.1369 | 105.7483 | 104.0012 | 103.9478 | 103.9171 | 103.8789 | 103.8226 | 103.7352 | 103.648 | 103.5447 | 103.4404 | 103.3346 | 103.2272 | 102.7332 | 102.1091 | 101.2511 | 104.2953 | 104.2707 | 104.2701 | 104.2693 | 104.2681 | 104.2661 | 104.2641 | 104.2552 | 104.2453 | 104.2346 | 104.2229 | 104.1929 | 104.0211 | 103.6257
MINETY GSP | CIRENCESTER BSP | NORTHLEACH | MINIMUM HEADROOM | SP 10557 14251 | NO | YES | 0.49579 | 12.1433 | 12.1154 | 12.1052 | 12.0909 | 12.0741 | 12.0548 | 12.0317 | 12.0136 | 11.9947 | 11.9754 | 11.9054 | 11.4582 | 10.9391 | 10.2453 | 10.6791 | 10.6078 | 10.5511 | 10.4644 | 10.3724 | 10.2766 | 10.1733 | 10.073 | 9.9737 | 9.8763 | 9.7781 | 9.3006 | 8.7515 | 8.0137 | 11.5749 | 11.547 | 11.5367 | 11.5225 | 11.5056 | 11.4864 | 11.4533 | 11.3493 | 11.2463 | 11.1454 | 11.0436 | 10.5499 | 9.9849 | 9.2461
|  | NORTHLEACH | CT |  |  |  |  | 12.1433 | 12.1301 | 12.1197 | 12.1061 | 12.0897 | 12.0705 | 12.0479 | 12.0309 | 12.0132 | 11.9951 | 11.946 | 11.5113 | 11.0182 | 10.4252 | 10.6791 | 10.6284 | 10.5751 | 10.4923 | 10.4041 | 10.3109 | 10.2107 | 10.1107 | 10.0117 | 9.9156 | 9.8206 | 9.3564 | 8.8346 | 8.2036 | 11.5749 | 11.5617 | 11.5513 | 11.5377 | 11.5213 | 11.502 | 11.4795 | 11.388 | 11.2852 | 11.1856 | 11.0871 | 10.6072 | 10.0702 | 9.4342
|  | NORTHLEACH | LW |  |  |  |  | 12.1458 | 12.1154 | 12.1052 | 12.0909 | 12.0741 | 12.0548 | 12.0317 | 12.0136 | 11.9947 | 11.9754 | 11.9054 | 11.4582 | 10.9391 | 10.2453 | 10.6791 | 10.6078 | 10.5511 | 10.4644 | 10.3724 | 10.2766 | 10.1733 | 10.073 | 9.9737 | 9.8763 | 9.7781 | 9.3006 | 8.7515 | 8.0137 | 11.5774 | 11.547 | 11.5367 | 11.5225 | 11.5056 | 11.4864 | 11.4533 | 11.3493 | 11.2463 | 11.1454 | 11.0436 | 10.5499 | 9.9849 | 9.2461
|  | NORTHLEACH | ST |  |  |  |  | 12.1463 | 12.1463 | 12.1463 | 12.1463 | 12.1463 | 12.1463 | 12.1463 | 12.1463 | 12.1463 | 12.1463 | 12.1463 | 12.1463 | 12.0253 | 11.8384 | 10.7275 | 10.716 | 10.7029 | 10.657 | 10.6095 | 10.5625 | 10.5146 | 10.463 | 10.4122 | 10.3638 | 10.3162 | 10.0961 | 9.8912 | 9.6872 | 11.5779 | 11.5779 | 11.5779 | 11.5779 | 11.5779 | 11.5779 | 11.5779 | 11.5779 | 11.5779 | 11.5779 | 11.5779 | 11.3674 | 11.1532 | 10.94
|  | NORTHLEACH | FS |  |  |  |  | 12.1458 | 12.1411 | 12.141 | 12.1409 | 12.1406 | 12.1403 | 12.1399 | 12.1382 | 12.1363 | 12.1342 | 12.132 | 12.1263 | 12.0946 | 12.0244 | 10.7368 | 10.7251 | 10.717 | 10.7077 | 10.6913 | 10.6634 | 10.6355 | 10.6028 | 10.5701 | 10.5365 | 10.5028 | 10.3448 | 10.1725 | 9.9628 | 11.5774 | 11.5727 | 11.5726 | 11.5725 | 11.5722 | 11.5718 | 11.5715 | 11.5698 | 11.5679 | 11.5658 | 11.5636 | 11.5579 | 11.4496 | 11.2336
IVER 66KV |  | NORTHOLT | MINIMUM HEADROOM | TQ 11550 83230 | NO | NO | 0.43158 | 47.8751 | 47.6701 | 47.6005 | 47.5042 | 47.3902 | 47.2568 | 47.1011 | 46.9589 | 46.7998 | 46.6359 | 46.4645 | 45.4192 | 43.1512 | 38.3476 | 45.2751 | 45.0701 | 45.0005 | 44.9042 | 44.7902 | 44.6568 | 44.4859 | 44.3447 | 44.1963 | 44.0431 | 43.8823 | 41.2756 | 37.6683 | 32.5425 | 46.8451 | 46.6281 | 46.5458 | 46.4283 | 46.2923 | 46.1367 | 45.9581 | 45.8116 | 45.6581 | 45.4999 | 45.334 | 43.1153 | 39.5287 | 34.4022
|  | NORTHOLT | CT |  |  |  |  | 47.876 | 47.8067 | 47.7533 | 47.6817 | 47.594 | 47.4866 | 47.3578 | 47.2507 | 47.1206 | 46.9876 | 46.8498 | 45.9819 | 44.0803 | 40.2286 | 45.276 | 45.2067 | 45.1533 | 45.0817 | 44.994 | 44.8866 | 44.7459 | 44.6346 | 44.5154 | 44.393 | 44.2657 | 41.9448 | 38.6241 | 34.4577 | 46.846 | 46.7659 | 46.7005 | 46.6083 | 46.4993 | 46.3703 | 46.219 | 46.1024 | 45.978 | 45.8506 | 45.7183 | 43.7816 | 40.4845 | 36.3174
|  | NORTHOLT | LW |  |  |  |  | 47.8756 | 47.6701 | 47.6005 | 47.5042 | 47.3902 | 47.2568 | 47.1011 | 46.9589 | 46.7998 | 46.6359 | 46.4645 | 45.4192 | 43.1512 | 38.3476 | 45.2756 | 45.0701 | 45.0005 | 44.9042 | 44.7902 | 44.6568 | 44.4859 | 44.3447 | 44.1963 | 44.0431 | 43.8823 | 41.2756 | 37.6683 | 32.5425 | 46.8451 | 46.6281 | 46.5458 | 46.4283 | 46.2923 | 46.1367 | 45.9581 | 45.8116 | 45.6581 | 45.4999 | 45.334 | 43.1153 | 39.5287 | 34.4022
|  | NORTHOLT | ST |  |  |  |  | 47.8789 | 47.8789 | 47.8789 | 47.8789 | 47.8789 | 47.8789 | 47.8789 | 47.8789 | 47.8789 | 47.8789 | 47.8789 | 47.8053 | 47.717 | 47.6276 | 45.2789 | 45.2789 | 45.2789 | 45.2789 | 45.2789 | 45.2789 | 45.2789 | 45.2789 | 45.2789 | 45.2789 | 45.2675 | 45.2108 | 44.7122 | 43.4345 | 46.8635 | 46.8608 | 46.8578 | 46.8442 | 46.8301 | 46.8161 | 46.8019 | 46.7863 | 46.7708 | 46.7556 | 46.7407 | 46.6683 | 46.3953 | 45.2756
|  | NORTHOLT | FS |  |  |  |  | 47.8751 | 47.8385 | 47.8377 | 47.8366 | 47.8348 | 47.8318 | 47.8288 | 47.8156 | 47.8009 | 47.785 | 47.7676 | 47.7232 | 47.4183 | 46.7809 | 45.2751 | 45.2385 | 45.2377 | 45.2366 | 45.2348 | 45.2318 | 45.2288 | 45.2156 | 45.2009 | 45.185 | 45.1676 | 45.1103 | 44.8156 | 44.2023 | 46.8596 | 46.8214 | 46.8187 | 46.8151 | 46.8083 | 46.7958 | 46.7835 | 46.7595 | 46.7342 | 46.7075 | 46.6795 | 46.5831 | 46.277 | 45.6523
BRAMLEY (FLEE) | READING BSP | NORTHUMBERLAND AVENUE | MINIMUM HEADROOM | SU 72207 71092 | NO | YES | 0.43263 | 24.9611 | 24.8988 | 24.8688 | 24.8258 | 24.7772 | 24.7228 | 24.6612 | 24.6076 | 24.5524 | 24.4965 | 24.4387 | 23.4701 | 22.2723 | 20.7007 | 24.0962 | 24.0118 | 23.9561 | 23.8748 | 23.7851 | 23.6875 | 23.5795 | 23.4785 | 23.3765 | 23.2748 | 23.1711 | 22.6392 | 21.4323 | 19.806 | 24.7354 | 24.6755 | 24.6483 | 24.6096 | 24.5654 | 24.5157 | 24.4593 | 24.4108 | 24.3607 | 24.1975 | 24.0006 | 22.8634 | 21.5306 | 19.8226
|  | NORTHUMBERLAND AVENUE | CT |  |  |  |  | 24.962 | 24.9347 | 24.9098 | 24.8739 | 24.8325 | 24.785 | 24.7304 | 24.6834 | 24.6347 | 24.5863 | 24.5371 | 23.6956 | 22.5982 | 21.293 | 24.0989 | 24.052 | 24.0043 | 23.9324 | 23.8522 | 23.7638 | 23.6644 | 23.5693 | 23.473 | 23.3791 | 23.2856 | 22.8054 | 21.7675 | 20.4107 | 24.7362 | 24.711 | 24.6886 | 24.6566 | 24.6194 | 24.5765 | 24.5267 | 24.485 | 24.4415 | 24.3315 | 24.1478 | 23.1044 | 21.8798 | 20.4458
|  | NORTHUMBERLAND AVENUE | LW |  |  |  |  | 24.9611 | 24.8988 | 24.8688 | 24.8258 | 24.7772 | 24.7228 | 24.6612 | 24.6076 | 24.5524 | 24.4965 | 24.4387 | 23.4701 | 22.2723 | 20.7007 | 24.0962 | 24.0118 | 23.9561 | 23.8748 | 23.7851 | 23.6875 | 23.5795 | 23.4785 | 23.3765 | 23.2748 | 23.1711 | 22.6392 | 21.4323 | 19.806 | 24.7354 | 24.6755 | 24.6483 | 24.6096 | 24.5654 | 24.5157 | 24.4593 | 24.4108 | 24.3607 | 24.1975 | 24.0006 | 22.8634 | 21.5306 | 19.8226
|  | NORTHUMBERLAND AVENUE | ST |  |  |  |  | 24.9726 | 24.9686 | 24.9641 | 24.9527 | 24.9407 | 24.9285 | 24.9158 | 24.9016 | 24.8875 | 24.874 | 24.8607 | 24.7982 | 24.6363 | 24.1464 | 24.1297 | 24.1174 | 24.1037 | 24.0688 | 24.0325 | 23.9952 | 23.9564 | 23.9132 | 23.8702 | 23.8291 | 23.7885 | 23.598 | 23.4173 | 23.2362 | 24.7446 | 24.7414 | 24.7379 | 24.7291 | 24.7198 | 24.7103 | 24.7004 | 24.6894 | 24.6785 | 24.668 | 24.6577 | 24.5643 | 24.1305 | 23.5603
|  | NORTHUMBERLAND AVENUE | FS |  |  |  |  | 24.9735 | 24.9622 | 24.9596 | 24.9564 | 24.9516 | 24.9439 | 24.9363 | 24.9252 | 24.9138 | 24.9019 | 24.8896 | 24.8402 | 24.7407 | 24.5623 | 24.1344 | 24.1185 | 24.1108 | 24.1017 | 24.0879 | 24.0661 | 24.0445 | 24.0174 | 23.99 | 23.9618 | 23.933 | 23.8047 | 23.6294 | 23.3734 | 24.7451 | 24.7343 | 24.7322 | 24.7296 | 24.7258 | 24.7197 | 24.7136 | 24.7043 | 24.6946 | 24.6845 | 24.674 | 24.6332 | 24.542 | 24.3627
COWLEY GSP | HIGH WYCOMBE BSP | NUFFIELD | MINIMUM HEADROOM | SU 68329 86784 | YES | YES | 0.082105 | 7.4039 | 7.3818 | 7.3728 | 7.3596 | 7.3448 | 7.3284 | 7.31 | 7.2949 | 7.2794 | 7.2637 | 7.2476 | 7.1555 | 7.0199 | 6.7764 | 7.2492 | 7.2044 | 7.1701 | 7.1146 | 7.0573 | 6.9982 | 6.9365 | 6.8777 | 6.8192 | 6.761 | 6.7031 | 6.4174 | 6.0888 | 5.6594 | 8.719 | 8.6752 | 8.6419 | 8.5883 | 8.5328 | 8.4755 | 8.4157 | 8.3588 | 8.3021 | 8.2458 | 8.1896 | 7.9123 | 7.592 | 7.1706
|  | NUFFIELD | CT |  |  |  |  | 7.404 | 7.3936 | 7.385 | 7.3727 | 7.3584 | 7.3423 | 7.324 | 7.3098 | 7.2954 | 7.2809 | 7.2661 | 7.1801 | 7.0524 | 6.8628 | 7.2501 | 7.2179 | 7.1848 | 7.131 | 7.0751 | 7.0171 | 6.9563 | 6.8977 | 6.8402 | 6.7841 | 6.7284 | 6.4532 | 6.1377 | 5.7657 | 8.7199 | 8.6886 | 8.6566 | 8.6046 | 8.5504 | 8.4943 | 8.4353 | 8.3785 | 8.3229 | 8.2686 | 8.2146 | 7.9476 | 7.6402 | 7.276
|  | NUFFIELD | LW |  |  |  |  | 7.4039 | 7.3818 | 7.3728 | 7.3596 | 7.3448 | 7.3284 | 7.31 | 7.2949 | 7.2794 | 7.2637 | 7.2476 | 7.1555 | 7.0199 | 6.7764 | 7.2492 | 7.2044 | 7.1701 | 7.1146 | 7.0573 | 6.9982 | 6.9365 | 6.8777 | 6.8192 | 6.761 | 6.7031 | 6.4174 | 6.0888 | 5.6594 | 8.719 | 8.6752 | 8.6419 | 8.5883 | 8.5328 | 8.4755 | 8.4157 | 8.3588 | 8.3021 | 8.2458 | 8.1896 | 7.9123 | 7.592 | 7.1706
|  | NUFFIELD | ST |  |  |  |  | 7.407 | 7.4066 | 7.4061 | 7.4037 | 7.4013 | 7.3989 | 7.3965 | 7.3939 | 7.3914 | 7.3889 | 7.3865 | 7.3754 | 7.3648 | 7.3546 | 7.2835 | 7.2789 | 7.2725 | 7.2426 | 7.2129 | 7.1834 | 7.1545 | 7.1224 | 7.0909 | 7.061 | 7.0317 | 6.894 | 6.764 | 6.6387 | 8.752 | 8.7475 | 8.7414 | 8.7127 | 8.6842 | 8.6558 | 8.628 | 8.5972 | 8.567 | 8.5382 | 8.5101 | 8.3779 | 8.2529 | 8.1326
|  | NUFFIELD | FS |  |  |  |  | 7.407 | 7.4038 | 7.4035 | 7.403 | 7.402 | 7.4002 | 7.3985 | 7.3958 | 7.3929 | 7.39 | 7.387 | 7.3752 | 7.348 | 7.2978 | 7.2876 | 7.2812 | 7.2775 | 7.2721 | 7.262 | 7.2428 | 7.2246 | 7.2028 | 7.181 | 7.1592 | 7.1373 | 7.0331 | 6.9188 | 6.7859 | 8.7558 | 8.7496 | 8.7461 | 8.7409 | 8.7312 | 8.7128 | 8.6952 | 8.6743 | 8.6533 | 8.6323 | 8.6112 | 8.511 | 8.4004 | 8.2711
BRAMLEY (BASI) | BASINGSTOKE T3 & T4 | OAKRIDGE | MINIMUM HEADROOM | SU 63496 53664 | NO | YES | 0.48842 | 30.7646 | 30.639 | 30.5739 | 30.4725 | 30.3624 | 30.2457 | 30.1198 | 30.006 | 29.8904 | 29.7742 | 29.6554 | 28.9958 | 28.0863 | 26.5735 | 32.1571 | 32.0565 | 32.0186 | 31.9644 | 31.9017 | 31.8312 | 31.7509 | 31.6852 | 31.6171 | 31.5473 | 31.3637 | 30.2622 | 28.9037 | 26.9492 | 32.4978 | 32.4017 | 32.3686 | 32.3228 | 32.2686 | 32.2062 | 32.1341 | 32.0375 | 31.8388 | 31.6411 | 31.4417 | 30.3915 | 29.0852 | 27.1821
|  | OAKRIDGE | CT |  |  |  |  | 30.7646 | 30.6976 | 30.6367 | 30.5419 | 30.4382 | 30.327 | 30.2056 | 30.1002 | 29.9929 | 29.8858 | 29.7778 | 29.1675 | 28.322 | 27.1406 | 32.1571 | 32.1142 | 32.0797 | 32.0316 | 31.9747 | 31.909 | 31.833 | 31.776 | 31.7164 | 31.6557 | 31.4935 | 30.4462 | 29.1579 | 27.5388 | 32.4978 | 32.4592 | 32.4294 | 32.3895 | 32.341 | 32.2835 | 32.2155 | 32.1371 | 31.9468 | 31.7583 | 31.5706 | 30.5741 | 29.3373 | 27.769
|  | OAKRIDGE | LW |  |  |  |  | 30.766 | 30.639 | 30.5739 | 30.4725 | 30.3624 | 30.2457 | 30.1198 | 30.006 | 29.8904 | 29.7742 | 29.6554 | 28.9958 | 28.0863 | 26.5735 | 32.1587 | 32.0565 | 32.0186 | 31.9644 | 31.9017 | 31.8312 | 31.7509 | 31.6852 | 31.6171 | 31.5473 | 31.3637 | 30.2622 | 28.9037 | 26.9492 | 32.4994 | 32.4017 | 32.3686 | 32.3228 | 32.2686 | 32.2062 | 32.1341 | 32.0375 | 31.8388 | 31.6411 | 31.4417 | 30.3915 | 29.0852 | 27.1821
|  | OAKRIDGE | ST |  |  |  |  | 30.8125 | 30.8082 | 30.8037 | 30.7668 | 30.7297 | 30.6937 | 30.6582 | 30.6195 | 30.5816 | 30.5448 | 30.5089 | 30.3387 | 30.1756 | 30.0167 | 32.1671 | 32.1665 | 32.1658 | 32.1602 | 32.1546 | 32.1492 | 32.1438 | 32.1379 | 32.1322 | 32.1267 | 32.1212 | 32.0955 | 31.733 | 31.3067 | 32.5011 | 32.5011 | 32.5011 | 32.5011 | 32.5011 | 32.5011 | 32.5011 | 32.5011 | 32.5011 | 32.5011 | 32.5011 | 32.2342 | 31.8285 | 31.4333
|  | OAKRIDGE | FS |  |  |  |  | 30.8135 | 30.7953 | 30.7917 | 30.7864 | 30.7732 | 30.7472 | 30.7215 | 30.6875 | 30.653 | 30.6182 | 30.5829 | 30.4279 | 30.1915 | 29.8296 | 32.1659 | 32.1499 | 32.149 | 32.1478 | 32.1452 | 32.1402 | 32.1352 | 32.1253 | 32.1148 | 32.1037 | 32.0921 | 32.0526 | 31.9268 | 31.4924 | 32.4994 | 32.4838 | 32.4834 | 32.483 | 32.4822 | 32.4809 | 32.4797 | 32.474 | 32.4678 | 32.461 | 32.4536 | 32.4346 | 32.1248 | 31.5756
COWLEY GSP | HEADINGTON BSP | OLD ROAD | MINIMUM HEADROOM | SP 55274 06426 | NO | NO | 0.26947 | 36.2872 | 36.2166 | 36.1927 | 36.1596 | 36.1204 | 36.0754 | 36.0234 | 35.9829 | 35.9406 | 35.897 | 35.8513 | 35.5704 | 35.1136 | 34.2252 | 39.4557 | 39.385 | 39.3611 | 39.328 | 39.2888 | 39.2439 | 39.1919 | 39.1513 | 39.109 | 39.0654 | 39.0197 | 38.634 | 37.5458 | 36.0372 | 40.5653 | 40.4594 | 40.3965 | 40.2581 | 40.1036 | 39.9442 | 39.7752 | 39.6133 | 39.4519 | 39.2923 | 39.1312 | 38.2742 | 37.2044 | 35.7139
|  | OLD ROAD | CT |  |  |  |  | 36.2872 | 36.2593 | 36.2379 | 36.2091 | 36.1738 | 36.132 | 36.0825 | 36.0476 | 36.0108 | 35.9731 | 35.9331 | 35.6795 | 35.2609 | 34.5998 | 39.4557 | 39.4278 | 39.4063 | 39.3775 | 39.3422 | 39.3004 | 39.251 | 39.216 | 39.1792 | 39.1415 | 39.1015 | 38.7835 | 37.7551 | 36.4921 | 40.5667 | 40.5057 | 40.4475 | 40.3215 | 40.1748 | 40.0209 | 39.8567 | 39.6997 | 39.5422 | 39.3884 | 39.2354 | 38.4225 | 37.4119 | 36.1665
|  | OLD ROAD | LW |  |  |  |  | 36.2873 | 36.2166 | 36.1927 | 36.1596 | 36.1204 | 36.0754 | 36.0234 | 35.9829 | 35.9406 | 35.897 | 35.8513 | 35.5704 | 35.1136 | 34.2252 | 39.4557 | 39.385 | 39.3611 | 39.328 | 39.2888 | 39.2439 | 39.1919 | 39.1513 | 39.109 | 39.0654 | 39.0197 | 38.634 | 37.5458 | 36.0372 | 40.5653 | 40.4594 | 40.3965 | 40.2581 | 40.1036 | 39.9442 | 39.7752 | 39.6133 | 39.4519 | 39.2923 | 39.1312 | 38.2742 | 37.2044 | 35.7139
|  | OLD ROAD | ST |  |  |  |  | 36.2884 | 36.2884 | 36.2884 | 36.2884 | 36.2884 | 36.2884 | 36.2884 | 36.2884 | 36.2884 | 36.2884 | 36.2884 | 36.2884 | 36.2884 | 36.2884 | 39.4568 | 39.4568 | 39.4568 | 39.4568 | 39.4568 | 39.4568 | 39.4568 | 39.4568 | 39.4568 | 39.4568 | 39.4568 | 39.4568 | 39.4568 | 39.4449 | 40.6136 | 40.6058 | 40.5973 | 40.5558 | 40.5136 | 40.4645 | 40.3921 | 40.3131 | 40.2355 | 40.1602 | 40.087 | 39.7453 | 39.4235 | 39.0823
|  | OLD ROAD | FS |  |  |  |  | 36.2872 | 36.276 | 36.2758 | 36.2755 | 36.2749 | 36.274 | 36.2731 | 36.269 | 36.2645 | 36.2596 | 36.2543 | 36.2407 | 36.1648 | 35.9961 | 39.4557 | 39.4445 | 39.4442 | 39.4439 | 39.4433 | 39.4424 | 39.4415 | 39.4374 | 39.433 | 39.4281 | 39.4228 | 39.4091 | 39.3332 | 39.1645 | 40.6175 | 40.6015 | 40.5962 | 40.5889 | 40.5742 | 40.5469 | 40.5202 | 40.4862 | 40.4474 | 40.391 | 40.3346 | 40.0693 | 39.7578 | 39.3595
COWLEY GSP | OXFORD BSP | OXFORD | MINIMUM HEADROOM | SP 50148 05901 | NO | NO | 4.398 | #VALUE! | 25.602 | 25.602 | 25.602 | 25.602 | 25.602 | 25.602 | 25.602 | 23.9687 | 23.8763 | -7.1606 | -7.7333 | -9.4924 | -11.6638 | 25.602 | 25.602 | 25.602 | 25.602 | 25.602 | 25.602 | 25.602 | 25.602 | 13.8852 | 13.5112 | -23.1853 | -24.7993 | -26.497 | -28.3049 | 25.602 | 25.602 | 25.602 | 25.602 | 25.602 | 25.602 | 25.602 | 25.602 | 15.7923 | 15.4253 | -21.2762 | -23.0274 | -24.8853 | -26.6984
|  | OXFORD | CT |  |  |  |  | #VALUE! | 25.602 | 25.602 | 25.602 | 25.602 | 25.602 | 25.602 | 25.602 | 25.602 | 25.602 | 25.602 | 25.602 | 25.602 | 25.602 | 25.602 | 25.602 | 25.602 | 25.602 | 25.602 | 25.602 | 25.602 | 25.602 | 25.602 | 25.602 | 25.602 | 25.602 | 25.602 | 25.602 | 25.602 | 25.602 | 25.602 | 25.602 | 25.602 | 25.602 | 25.602 | 25.602 | 25.602 | 25.602 | 25.602 | 25.602 | 25.602 | 25.602
|  | OXFORD | LW |  |  |  |  | 25.602 | 25.602 | 25.602 | 25.602 | 25.602 | 25.602 | 25.602 | 25.602 | 25.602 | 25.602 | 25.602 | 25.602 | 25.602 | 25.602 | 25.602 | 25.602 | 25.602 | 25.602 | 25.602 | 25.602 | 25.602 | 25.602 | 25.602 | 25.602 | 25.602 | 25.602 | 25.602 | 25.602 | 25.602 | 25.602 | 25.602 | 25.602 | 25.602 | 25.602 | 25.602 | 25.602 | 25.602 | 25.602 | 25.602 | 25.602 | 25.602 | 25.602
|  | OXFORD | ST |  |  |  |  | 51.0643 | 51.0643 | 51.0517 | 51.0391 | 51.0273 | 50.9978 | 40.1731 | 40.0627 | 23.9687 | 23.8763 | -7.1606 | -7.7333 | -9.4924 | -11.6638 | 47.1149 | 47.1073 | 47.0864 | 47.0466 | 46.9863 | 46.8581 | 33.0977 | 32.9482 | 13.8852 | 13.5112 | -23.1853 | -24.7993 | -26.497 | -28.3049 | 49.2851 | 49.2841 | 49.2705 | 49.2517 | 49.2338 | 49.1336 | 35.379 | 34.9754 | 15.7923 | 15.4253 | -21.2762 | -23.0274 | -24.8853 | -26.6984
|  | OXFORD | FS |  |  |  |  | 25.602 | 25.602 | 25.602 | 25.602 | 25.602 | 25.602 | 25.602 | 25.602 | 25.602 | 25.602 | 25.602 | 25.602 | 25.602 | 25.602 | 25.602 | 25.602 | 25.602 | 25.602 | 25.602 | 25.602 | 25.602 | 25.602 | 25.602 | 25.602 | 25.602 | 25.602 | 25.602 | 25.602 | 25.602 | 25.602 | 25.602 | 25.602 | 25.602 | 25.602 | 25.602 | 25.602 | 25.602 | 25.602 | 25.602 | 25.602 | 25.602 | 25.602
BRAMLEY (BASI) | BASINGSTOKE T1B & T2B | OVERTON | MINIMUM HEADROOM | SU 52061 50913 | NO | YES | 0.33789 | 30.2433 | 30.1709 | 30.1208 | 30.0407 | 29.9559 | 29.8697 | 29.7801 | 29.6943 | 29.6087 | 29.5243 | 29.4392 | 29.0022 | 28.4745 | 27.731 | 29.7836 | 29.7219 | 29.6835 | 29.6229 | 29.5578 | 29.4908 | 29.4201 | 29.3542 | 29.2882 | 29.2228 | 29.1565 | 28.8087 | 28.3692 | 27.7107 | 30.0485 | 30.0069 | 29.9904 | 29.9667 | 29.9387 | 29.9078 | 29.8729 | 29.833 | 29.7513 | 29.6707 | 29.5894 | 29.1705 | 28.6606 | 27.9062
|  | OVERTON | CT |  |  |  |  | 30.2433 | 30.1934 | 30.1445 | 30.0656 | 29.9831 | 29.8979 | 29.8086 | 29.7232 | 29.6387 | 29.5556 | 29.4728 | 29.0454 | 28.5316 | 27.8966 | 29.7836 | 29.7439 | 29.7062 | 29.6466 | 29.5834 | 29.5171 | 29.4466 | 29.3813 | 29.3163 | 29.2522 | 29.188 | 28.8488 | 28.4216 | 27.8702 | 30.0485 | 30.028 | 30.0114 | 29.9883 | 29.9612 | 29.9305 | 29.8954 | 29.8615 | 29.7809 | 29.7016 | 29.6226 | 29.213 | 28.7167 | 28.0731
|  | OVERTON | LW |  |  |  |  | 30.2443 | 30.1709 | 30.1208 | 30.0407 | 29.9559 | 29.8697 | 29.7801 | 29.6943 | 29.6087 | 29.5243 | 29.4392 | 29.0022 | 28.4745 | 27.731 | 29.7848 | 29.7219 | 29.6835 | 29.6229 | 29.5578 | 29.4908 | 29.4201 | 29.3542 | 29.2882 | 29.2228 | 29.1565 | 28.8087 | 28.3692 | 27.7107 | 30.0501 | 30.0069 | 29.9904 | 29.9667 | 29.9387 | 29.9078 | 29.8729 | 29.833 | 29.7513 | 29.6707 | 29.5894 | 29.1705 | 28.6606 | 27.9062
|  | OVERTON | ST |  |  |  |  | 30.2946 | 30.2899 | 30.2847 | 30.2443 | 30.2031 | 30.1635 | 30.1243 | 30.0821 | 30.0409 | 30.0006 | 29.9613 | 29.7785 | 29.604 | 29.4362 | 29.8205 | 29.817 | 29.8131 | 29.7854 | 29.7574 | 29.7305 | 29.7039 | 29.6753 | 29.6473 | 29.62 | 29.5933 | 29.4692 | 29.3497 | 29.2345 | 30.0553 | 30.055 | 30.0545 | 30.0516 | 30.0485 | 30.0456 | 30.0428 | 30.0397 | 30.0366 | 30.0337 | 30.0308 | 29.9233 | 29.76 | 29.6028
|  | OVERTON | FS |  |  |  |  | 30.2987 | 30.2896 | 30.2856 | 30.2803 | 30.2677 | 30.2409 | 30.2143 | 30.1821 | 30.1499 | 30.1177 | 30.0853 | 29.9333 | 29.7567 | 29.5388 | 29.8235 | 29.8151 | 29.8121 | 29.808 | 29.7988 | 29.7805 | 29.7623 | 29.7398 | 29.7171 | 29.6944 | 29.6715 | 29.5659 | 29.4329 | 29.2561 | 30.0551 | 30.0487 | 30.0483 | 30.0477 | 30.0464 | 30.044 | 30.0416 | 30.0372 | 30.0326 | 30.0277 | 30.0227 | 30.0047 | 29.8987 | 29.689
BRAMLEY (FLEE) | BURGHFIELD RESERVE | PADWORTH | MINIMUM HEADROOM | SU 62243 66052 | YES | YES | 0.052632 | 5.5657 | 5.5576 | 5.5543 | 5.5489 | 5.5426 | 5.5357 | 5.5271 | 5.5204 | 5.5134 | 5.5064 | 5.4984 | 5.4139 | 5.2659 | 5.0775 | 4.8759 | 4.8573 | 4.8422 | 4.8162 | 4.7897 | 4.7623 | 4.7346 | 4.7078 | 4.6812 | 4.6547 | 4.6273 | 4.4896 | 4.3217 | 4.1135 | 5.6665 | 5.6481 | 5.6332 | 5.6075 | 5.5814 | 5.5544 | 5.5269 | 5.5005 | 5.4742 | 5.4481 | 5.4209 | 5.2848 | 5.1185 | 4.9119
|  | PADWORTH | CT |  |  |  |  | 5.5657 | 5.5607 | 5.5567 | 5.5507 | 5.5438 | 5.536 | 5.5271 | 5.5204 | 5.5134 | 5.5064 | 5.4984 | 5.4139 | 5.2659 | 5.0858 | 4.8759 | 4.8604 | 4.8455 | 4.8189 | 4.7918 | 4.7645 | 4.7358 | 4.7087 | 4.6816 | 4.6548 | 4.6273 | 4.4896 | 4.3217 | 4.1222 | 5.6665 | 5.6512 | 5.6364 | 5.6103 | 5.5834 | 5.5565 | 5.5281 | 5.5013 | 5.4746 | 5.4481 | 5.4209 | 5.2848 | 5.1185 | 4.9205
|  | PADWORTH | LW |  |  |  |  | 5.5674 | 5.5576 | 5.5543 | 5.5489 | 5.5426 | 5.5357 | 5.5277 | 5.5214 | 5.5148 | 5.5082 | 5.5012 | 5.417 | 5.2744 | 5.0775 | 4.8776 | 4.8573 | 4.8422 | 4.8162 | 4.7897 | 4.7623 | 4.7346 | 4.7078 | 4.6812 | 4.6547 | 4.6283 | 4.4924 | 4.3298 | 4.1135 | 5.6682 | 5.6481 | 5.6332 | 5.6075 | 5.5814 | 5.5544 | 5.5269 | 5.5005 | 5.4742 | 5.4481 | 5.422 | 5.2876 | 5.1266 | 4.9119
|  | PADWORTH | ST |  |  |  |  | 5.5684 | 5.5684 | 5.5684 | 5.5684 | 5.5684 | 5.5684 | 5.5684 | 5.5684 | 5.5684 | 5.5684 | 5.5684 | 5.5667 | 5.5625 | 5.5158 | 4.8949 | 4.8926 | 4.8904 | 4.8769 | 4.8635 | 4.8507 | 4.8381 | 4.8231 | 4.8084 | 4.7949 | 4.7816 | 4.7169 | 4.6524 | 4.5902 | 5.6853 | 5.683 | 5.6808 | 5.6676 | 5.6544 | 5.6418 | 5.6294 | 5.6147 | 5.6002 | 5.5869 | 5.5739 | 5.5102 | 5.4467 | 5.3855
|  | PADWORTH | FS |  |  |  |  | 5.5683 | 5.5668 | 5.5668 | 5.5667 | 5.5667 | 5.5665 | 5.5664 | 5.5659 | 5.5653 | 5.5647 | 5.564 | 5.5622 | 5.5525 | 5.5311 | 4.8978 | 4.8951 | 4.8938 | 4.8919 | 4.8874 | 4.8788 | 4.8702 | 4.8603 | 4.8503 | 4.8395 | 4.8286 | 4.7796 | 4.7272 | 4.6655 | 5.6881 | 5.6854 | 5.6841 | 5.6823 | 5.6778 | 5.6694 | 5.6609 | 5.6511 | 5.6414 | 5.6307 | 5.62 | 5.5717 | 5.52 | 5.4591
BRAMLEY (FLEE) | BURGHFIELD RESERVE | PANGBOURNE | MINIMUM HEADROOM | SU 62960 76144 | NO | NO | 0.26947 | 33.1927 | 33.1378 | 33.1193 | 33.0935 | 33.063 | 33.0287 | 32.9894 | 32.959 | 32.9277 | 32.8958 | 32.8626 | 32.6657 | 32.0656 | 31.1352 | 31.7203 | 31.661 | 31.6377 | 31.6037 | 31.565 | 31.5227 | 31.4755 | 31.4369 | 31.3977 | 31.3579 | 31.317 | 31.084 | 30.6061 | 29.6054 | 32.2454 | 32.1905 | 32.1719 | 32.1461 | 32.1075 | 31.9753 | 31.8404 | 31.7098 | 31.5802 | 31.4527 | 31.325 | 30.6853 | 29.9463 | 28.9549
|  | PANGBOURNE | CT |  |  |  |  | 33.1927 | 33.1702 | 33.1528 | 33.1295 | 33.101 | 33.0679 | 33.0291 | 33.002 | 32.974 | 32.9456 | 32.9164 | 32.7373 | 32.178 | 31.3943 | 31.7204 | 31.6935 | 31.6715 | 31.64 | 31.6035 | 31.5625 | 31.5159 | 31.4806 | 31.4446 | 31.4084 | 31.3716 | 31.1567 | 30.7217 | 29.8682 | 32.2454 | 32.2228 | 32.2054 | 32.1821 | 32.1517 | 32.0224 | 31.8882 | 31.7608 | 31.6344 | 31.5105 | 31.3877 | 30.771 | 30.0615 | 29.2172
|  | PANGBOURNE | LW |  |  |  |  | 33.1928 | 33.1378 | 33.1193 | 33.0935 | 33.063 | 33.0287 | 32.9894 | 32.959 | 32.9277 | 32.8958 | 32.8626 | 32.6657 | 32.0656 | 31.1352 | 31.7203 | 31.661 | 31.6377 | 31.6037 | 31.565 | 31.5227 | 31.4755 | 31.4369 | 31.3977 | 31.3579 | 31.317 | 31.084 | 30.6061 | 29.6054 | 32.2454 | 32.1905 | 32.1719 | 32.1461 | 32.1075 | 31.9753 | 31.8404 | 31.7098 | 31.5802 | 31.4527 | 31.325 | 30.6853 | 29.9463 | 28.9549
|  | PANGBOURNE | ST |  |  |  |  | 33.1937 | 33.1937 | 33.1937 | 33.1937 | 33.1937 | 33.1937 | 33.1937 | 33.1937 | 33.1937 | 33.1937 | 33.1937 | 33.1937 | 33.1937 | 33.1937 | 31.7278 | 31.7271 | 31.7264 | 31.7209 | 31.7156 | 31.7104 | 31.7053 | 31.6997 | 31.6942 | 31.6889 | 31.6838 | 31.6603 | 31.6384 | 31.6178 | 32.2463 | 32.2463 | 32.2463 | 32.2463 | 32.2463 | 32.2463 | 32.2463 | 32.2463 | 32.2201 | 32.1557 | 32.0932 | 31.8053 | 31.5379 | 31.2854
|  | PANGBOURNE | FS |  |  |  |  | 33.1929 | 33.1857 | 33.1855 | 33.1853 | 33.1849 | 33.1843 | 33.1837 | 33.1811 | 33.1782 | 33.175 | 33.1716 | 33.1628 | 33.1146 | 33.0094 | 31.7282 | 31.7205 | 31.7198 | 31.7188 | 31.7167 | 31.7127 | 31.7087 | 31.7022 | 31.6955 | 31.6885 | 31.6812 | 31.6538 | 31.5889 | 31.468 | 32.2456 | 32.2383 | 32.2381 | 32.2379 | 32.2375 | 32.237 | 32.2364 | 32.2337 | 32.2308 | 32.2277 | 32.2242 | 32.0738 | 31.8201 | 31.5227
BOTLEY WOOD GSP | BOTLEY WOOD BSP | PARK GATE | MINIMUM HEADROOM | SU 51369 08259 | NO | NO | 0.61579 | 33.5507 | 33.4408 | 33.4036 | 33.352 | 33.291 | 33.2217 | 33.142 | 33.0802 | 33.0162 | 32.9506 | 32.8822 | 31.4798 | 29.8462 | 27.6426 | 32.6796 | 32.5633 | 32.519 | 32.4562 | 32.3836 | 32.254 | 31.9021 | 31.5613 | 31.2237 | 30.8926 | 30.5615 | 28.9577 | 27.1495 | 24.7764 | 34.648 | 34.5294 | 34.4825 | 34.4157 | 34.3389 | 34.2539 | 34.1578 | 34.0791 | 33.9987 | 33.917 | 33.8328 | 32.6094 | 30.835 | 28.4947
|  | PARK GATE | CT |  |  |  |  | 33.5507 | 33.5043 | 33.4686 | 33.4206 | 33.362 | 33.2934 | 33.2129 | 33.1563 | 33.0975 | 33.0376 | 32.9759 | 31.6892 | 30.1372 | 28.2601 | 32.6798 | 32.6276 | 32.5853 | 32.5266 | 32.4569 | 32.3771 | 32.0404 | 31.7021 | 31.3668 | 31.0434 | 30.7253 | 29.1826 | 27.4641 | 25.4248 | 34.6483 | 34.594 | 34.5494 | 34.4868 | 34.4131 | 34.3292 | 34.2327 | 34.1592 | 34.0836 | 34.0079 | 33.9307 | 32.8313 | 31.145 | 29.137
|  | PARK GATE | LW |  |  |  |  | 33.5508 | 33.4408 | 33.4036 | 33.352 | 33.291 | 33.2217 | 33.142 | 33.0802 | 33.0162 | 32.9506 | 32.8822 | 31.4798 | 29.8462 | 27.6426 | 32.6796 | 32.5633 | 32.519 | 32.4562 | 32.3836 | 32.254 | 31.9021 | 31.5613 | 31.2237 | 30.8926 | 30.5615 | 28.9577 | 27.1495 | 24.7764 | 34.648 | 34.5294 | 34.4825 | 34.4157 | 34.3389 | 34.2539 | 34.1578 | 34.0791 | 33.9987 | 33.917 | 33.8328 | 32.6094 | 30.835 | 28.4947
|  | PARK GATE | ST |  |  |  |  | 33.5526 | 33.5526 | 33.5526 | 33.5526 | 33.5526 | 33.5526 | 33.5526 | 33.5526 | 33.5526 | 33.5526 | 33.5526 | 33.5526 | 33.3879 | 32.8282 | 32.6891 | 32.6875 | 32.6856 | 32.6785 | 32.6713 | 32.6641 | 32.6569 | 32.6491 | 32.6414 | 32.5933 | 32.4315 | 31.6913 | 31.0127 | 30.3534 | 34.6604 | 34.6581 | 34.6555 | 34.6459 | 34.6361 | 34.6264 | 34.6165 | 34.6059 | 34.5954 | 34.5853 | 34.5755 | 34.5309 | 34.49 | 33.996
|  | PARK GATE | FS |  |  |  |  | 33.5509 | 33.5347 | 33.5343 | 33.5339 | 33.5331 | 33.5317 | 33.5304 | 33.5245 | 33.5181 | 33.511 | 33.5033 | 33.4836 | 33.3752 | 33.1369 | 32.6889 | 32.6717 | 32.6702 | 32.6684 | 32.6651 | 32.6596 | 32.654 | 32.6433 | 32.6321 | 32.6202 | 32.6078 | 32.5203 | 31.9348 | 31.238 | 34.6606 | 34.6431 | 34.6413 | 34.6389 | 34.6348 | 34.6276 | 34.6206 | 34.6082 | 34.5952 | 34.5816 | 34.5674 | 34.516 | 34.3789 | 34.1129
MELKSHAM GSP | AMESBURY | PARK HOUSE | MINIMUM HEADROOM | SU 23138 43780 | NO | YES | 0.013684 | 4.576 | 4.5659 | 4.557 | 4.5468 | 4.5354 | 4.5229 | 4.5091 | 4.4962 | 4.483 | 4.4689 | 4.4537 | 4.3205 | 4.0973 | 3.8271 | 3.9378 | 3.9141 | 3.8909 | 3.8565 | 3.8203 | 3.7831 | 3.7433 | 3.7018 | 3.6613 | 3.6202 | 3.5783 | 3.3692 | 3.127 | 2.8402 | 4.223 | 4.1996 | 4.1769 | 4.143 | 4.1075 | 4.0709 | 4.0318 | 3.991 | 3.9512 | 3.9108 | 3.8697 | 3.6636 | 3.4244 | 3.1406
|  | PARK HOUSE | CT |  |  |  |  | 4.576 | 4.5659 | 4.557 | 4.5468 | 4.5354 | 4.5229 | 4.5091 | 4.4962 | 4.483 | 4.4689 | 4.4537 | 4.3205 | 4.0973 | 3.8271 | 3.9378 | 3.9141 | 3.8909 | 3.8565 | 3.8203 | 3.7831 | 3.7433 | 3.7018 | 3.6613 | 3.6202 | 3.5783 | 3.3692 | 3.127 | 2.8402 | 4.223 | 4.1996 | 4.1769 | 4.143 | 4.1075 | 4.0709 | 4.0318 | 3.991 | 3.9512 | 3.9108 | 3.8697 | 3.6636 | 3.4244 | 3.1406
|  | PARK HOUSE | LW |  |  |  |  | 4.5827 | 4.5689 | 4.5631 | 4.5558 | 4.5474 | 4.5372 | 4.5249 | 4.5147 | 4.5042 | 4.4926 | 4.4799 | 4.3552 | 4.1446 | 3.8566 | 3.9436 | 3.9161 | 3.8943 | 3.8618 | 3.8277 | 3.7918 | 3.7527 | 3.7148 | 3.677 | 3.6385 | 3.5991 | 3.4026 | 3.1727 | 2.8677 | 4.2289 | 4.2017 | 4.1803 | 4.1485 | 4.115 | 4.0798 | 4.0414 | 4.0042 | 3.9671 | 3.9293 | 3.8906 | 3.6972 | 3.4705 | 3.1684
|  | PARK HOUSE | ST |  |  |  |  | 4.5846 | 4.5846 | 4.5846 | 4.5846 | 4.5846 | 4.5838 | 4.5829 | 4.5813 | 4.5796 | 4.5779 | 4.5762 | 4.5678 | 4.5594 | 4.5279 | 3.9643 | 3.961 | 3.9577 | 3.9415 | 3.9254 | 3.909 | 3.8921 | 3.8726 | 3.8534 | 3.8345 | 3.8169 | 3.7368 | 3.6596 | 3.5814 | 4.249 | 4.2458 | 4.2426 | 4.2268 | 4.2111 | 4.1951 | 4.1786 | 4.1596 | 4.1409 | 4.1225 | 4.1053 | 4.027 | 3.9516 | 3.8751
|  | PARK HOUSE | FS |  |  |  |  | 4.5861 | 4.5843 | 4.5842 | 4.5842 | 4.5841 | 4.5839 | 4.5838 | 4.5831 | 4.5824 | 4.5816 | 4.5807 | 4.5784 | 4.5635 | 4.5276 | 3.9696 | 3.9664 | 3.9649 | 3.9629 | 3.9587 | 3.9487 | 3.9387 | 3.9271 | 3.9146 | 3.902 | 3.8895 | 3.8317 | 3.7667 | 3.6833 | 4.2542 | 4.2511 | 4.2497 | 4.2477 | 4.2435 | 4.2338 | 4.2241 | 4.2128 | 4.2005 | 4.1883 | 4.1761 | 4.1197 | 4.056 | 3.9739
MINETY GSP | STRATTON (2 X 90) | PARK NORTH | MINIMUM HEADROOM | SU 18052 84542 | NO | YES | 0.42842 | 35.5063 | 35.386 | 35.3453 | 35.2888 | 35.222 | 35.1445 | 35.0545 | 34.9839 | 34.9097 | 34.8328 | 34.7519 | 34.2448 | 33.3172 | 30.8405 | 34.1718 | 34.0465 | 34.0004 | 33.9349 | 33.8589 | 33.7722 | 33.48 | 33.1867 | 32.8924 | 32.6 | 32.3043 | 30.7738 | 28.8927 | 26.1991 | 34.7694 | 34.6492 | 34.6084 | 34.552 | 34.4852 | 34.4077 | 34.3176 | 34.2471 | 34.1728 | 34.0959 | 34.015 | 33.508 | 31.976 | 29.3095
|  | PARK NORTH | CT |  |  |  |  | 35.5066 | 35.4628 | 35.4292 | 35.3839 | 35.3286 | 35.2619 | 35.1825 | 35.1259 | 35.0653 | 35.0028 | 34.9376 | 34.511 | 33.7624 | 31.7745 | 34.1721 | 34.1238 | 34.085 | 34.0311 | 33.9669 | 33.8912 | 33.649 | 33.3669 | 33.0836 | 32.8065 | 32.531 | 31.1029 | 29.3577 | 27.1584 | 34.7697 | 34.726 | 34.6923 | 34.6471 | 34.5918 | 34.5251 | 34.4457 | 34.3891 | 34.3285 | 34.266 | 34.2008 | 33.7741 | 32.4385 | 30.2656
|  | PARK NORTH | LW |  |  |  |  | 35.5064 | 35.386 | 35.3453 | 35.2888 | 35.222 | 35.1445 | 35.0545 | 34.9839 | 34.9097 | 34.8328 | 34.7519 | 34.2448 | 33.3172 | 30.8405 | 34.1718 | 34.0465 | 34.0004 | 33.9349 | 33.8589 | 33.7722 | 33.48 | 33.1867 | 32.8924 | 32.6 | 32.3043 | 30.7738 | 28.8927 | 26.1991 | 34.7696 | 34.6492 | 34.6084 | 34.552 | 34.4852 | 34.4077 | 34.3176 | 34.2471 | 34.1728 | 34.0959 | 34.015 | 33.508 | 31.976 | 29.3095
|  | PARK NORTH | ST |  |  |  |  | 35.5084 | 35.5084 | 35.5084 | 35.5084 | 35.5084 | 35.5084 | 35.5084 | 35.5084 | 35.5084 | 35.5084 | 35.5084 | 35.5084 | 35.5084 | 35.5084 | 34.1802 | 34.1791 | 34.178 | 34.1722 | 34.1664 | 34.1606 | 34.1547 | 34.1483 | 34.142 | 34.1358 | 34.0067 | 33.362 | 32.7398 | 32.1185 | 34.7716 | 34.7716 | 34.7716 | 34.7716 | 34.7716 | 34.7716 | 34.7716 | 34.7716 | 34.7716 | 34.7716 | 34.7716 | 34.7716 | 34.7716 | 34.7716
|  | PARK NORTH | FS |  |  |  |  | 35.5063 | 35.4859 | 35.4854 | 35.4848 | 35.4838 | 35.4822 | 35.4805 | 35.4731 | 35.465 | 35.4561 | 35.4464 | 35.4216 | 35.2817 | 34.9682 | 34.1784 | 34.1574 | 34.1562 | 34.1546 | 34.1515 | 34.146 | 34.1405 | 34.1288 | 34.1163 | 34.1031 | 34.0891 | 33.9253 | 33.3219 | 32.5457 | 34.7694 | 34.7491 | 34.7486 | 34.748 | 34.747 | 34.7453 | 34.7437 | 34.7363 | 34.7281 | 34.7192 | 34.7096 | 34.6848 | 34.5448 | 34.2313
WILLESDEN GSP | ACTON LANE | PARK ROYAL | MINIMUM HEADROOM | TQ 20137 82215 | NO | NO | 0.083158 | 13.8799 | 13.8743 | 13.8724 | 13.8697 | 13.8666 | 13.8629 | 13.8471 | 13.8302 | 13.8131 | 13.796 | 13.7786 | 13.6124 | 13.343 | 13.036 | 13.612 | 13.6049 | 13.6013 | 13.5959 | 13.59 | 13.5835 | 13.5764 | 13.5701 | 13.5635 | 13.5569 | 13.55 | 13.5109 | 13.4552 | 13.3601 | 13.7169 | 13.7097 | 13.706 | 13.7004 | 13.6943 | 13.6877 | 13.6804 | 13.6738 | 13.667 | 13.6601 | 13.653 | 13.6129 | 13.4063 | 13.0683
|  | PARK ROYAL | CT |  |  |  |  | 13.8799 | 13.8779 | 13.8764 | 13.8744 | 13.8719 | 13.8688 | 13.8543 | 13.8382 | 13.8218 | 13.8054 | 13.7891 | 13.6326 | 13.3718 | 13.0919 | 13.612 | 13.6086 | 13.6055 | 13.6007 | 13.5955 | 13.5896 | 13.5831 | 13.5775 | 13.5717 | 13.5658 | 13.5598 | 13.5252 | 13.4752 | 13.4039 | 13.7169 | 13.7134 | 13.7102 | 13.7053 | 13.6998 | 13.6937 | 13.6871 | 13.6812 | 13.6752 | 13.669 | 13.6628 | 13.6272 | 13.4364 | 13.126
|  | PARK ROYAL | LW |  |  |  |  | 13.8799 | 13.8743 | 13.8724 | 13.8697 | 13.8666 | 13.8629 | 13.8471 | 13.8302 | 13.8131 | 13.796 | 13.7786 | 13.6124 | 13.343 | 13.036 | 13.612 | 13.6049 | 13.6013 | 13.5959 | 13.59 | 13.5835 | 13.5764 | 13.5701 | 13.5635 | 13.5569 | 13.55 | 13.5109 | 13.4552 | 13.3601 | 13.7169 | 13.7097 | 13.706 | 13.7004 | 13.6943 | 13.6877 | 13.6804 | 13.6738 | 13.667 | 13.6601 | 13.653 | 13.6129 | 13.4063 | 13.0683
|  | PARK ROYAL | ST |  |  |  |  | 13.88 | 13.88 | 13.88 | 13.88 | 13.88 | 13.88 | 13.88 | 13.88 | 13.88 | 13.876 | 13.8669 | 13.8221 | 13.7716 | 13.6221 | 13.614 | 13.6137 | 13.6132 | 13.6113 | 13.6095 | 13.6075 | 13.6056 | 13.6036 | 13.6015 | 13.5995 | 13.5974 | 13.5874 | 13.5775 | 13.5675 | 13.7191 | 13.7187 | 13.7182 | 13.7162 | 13.7142 | 13.7121 | 13.7101 | 13.7079 | 13.7057 | 13.7035 | 13.7013 | 13.6906 | 13.68 | 13.6693
|  | PARK ROYAL | FS |  |  |  |  | 13.8799 | 13.8789 | 13.8789 | 13.8789 | 13.8788 | 13.8787 | 13.8787 | 13.8783 | 13.8779 | 13.8775 | 13.877 | 13.8645 | 13.8268 | 13.7806 | 13.6141 | 13.6129 | 13.6126 | 13.6122 | 13.6115 | 13.6102 | 13.6089 | 13.6072 | 13.6054 | 13.6036 | 13.6017 | 13.5936 | 13.58 | 13.5578 | 13.7192 | 13.7179 | 13.7176 | 13.7172 | 13.7165 | 13.7151 | 13.7137 | 13.7119 | 13.71 | 13.7081 | 13.7061 | 13.6976 | 13.6834 | 13.6608
MANNINGTON GSP | BOURNEMOUTH | PARKSTONE NORTH | MINIMUM HEADROOM | SZ 03222 92233 | NO | NO | 0.27579 | 27.2055 | 27.0353 | 26.9777 | 26.8979 | 26.8034 | 26.6944 | 26.5681 | 26.4694 | 26.3659 | 26.259 | 26.1468 | 25.3812 | 24.1383 | 21.8074 | 24.3213 | 24.1511 | 24.0935 | 24.0137 | 23.9192 | 23.8102 | 23.6839 | 23.5852 | 23.4817 | 23.3748 | 23.2626 | 22.5658 | 21.0992 | 17.4222 | 25.9306 | 25.7519 | 25.6853 | 25.5891 | 25.4784 | 25.3537 | 25.2121 | 25.097 | 24.7222 | 24.332 | 23.9397 | 21.8373 | 19.234 | 15.5565
|  | PARKSTONE NORTH | CT |  |  |  |  | 27.2057 | 27.1411 | 27.0914 | 27.0246 | 26.943 | 26.8454 | 26.7296 | 26.6475 | 26.5602 | 26.4705 | 26.3772 | 25.7064 | 24.5857 | 22.8581 | 24.3215 | 24.2569 | 24.2072 | 24.1404 | 24.0588 | 23.9612 | 23.8454 | 23.7633 | 23.676 | 23.5863 | 23.493 | 22.8908 | 21.5505 | 18.4703 | 25.9307 | 25.8577 | 25.799 | 25.7158 | 25.6179 | 25.5046 | 25.3735 | 25.275 | 24.9165 | 24.5435 | 24.1701 | 22.165 | 19.6853 | 16.6047
|  | PARKSTONE NORTH | LW |  |  |  |  | 27.2056 | 27.0353 | 26.9777 | 26.8979 | 26.8034 | 26.6944 | 26.5681 | 26.4694 | 26.3659 | 26.259 | 26.1468 | 25.3812 | 24.1383 | 21.8074 | 24.3214 | 24.1511 | 24.0935 | 24.0137 | 23.9192 | 23.8102 | 23.6839 | 23.5852 | 23.4817 | 23.3748 | 23.2626 | 22.5658 | 21.0992 | 17.4222 | 25.9306 | 25.7519 | 25.6853 | 25.5891 | 25.4784 | 25.3537 | 25.2121 | 25.097 | 24.7222 | 24.332 | 23.9397 | 21.8373 | 19.234 | 15.5565
|  | PARKSTONE NORTH | ST |  |  |  |  | 27.2084 | 27.2084 | 27.2084 | 27.2084 | 27.2084 | 27.2084 | 27.2084 | 27.2084 | 27.2084 | 27.2084 | 27.2084 | 27.2084 | 27.1921 | 27.1283 | 24.3242 | 24.3242 | 24.3242 | 24.3242 | 24.3242 | 24.3242 | 24.3242 | 24.3242 | 24.3242 | 24.3242 | 24.3242 | 24.3242 | 24.3242 | 24.3242 | 25.9473 | 25.9464 | 25.9454 | 25.9342 | 25.923 | 25.9123 | 25.9017 | 25.8901 | 25.8788 | 25.8676 | 25.8567 | 25.2732 | 24.3459 | 23.4332
|  | PARKSTONE NORTH | FS |  |  |  |  | 27.2055 | 27.1776 | 27.1769 | 27.1761 | 27.1747 | 27.1725 | 27.1702 | 27.1601 | 27.1489 | 27.1368 | 27.1235 | 27.0896 | 26.8992 | 26.4744 | 24.3213 | 24.2934 | 24.2927 | 24.2919 | 24.2905 | 24.2883 | 24.286 | 24.2759 | 24.2647 | 24.2526 | 24.2393 | 24.2054 | 24.015 | 23.5903 | 25.9446 | 25.916 | 25.9145 | 25.9122 | 25.9071 | 25.897 | 25.8871 | 25.8681 | 25.8481 | 25.8272 | 25.8052 | 25.7285 | 24.9964 | 23.844
MANNINGTON GSP | BOURNEMOUTH | PARKSTONE SOUTH | MINIMUM HEADROOM | SZ 04762 89848 | NO | NO | 0.12632 | 33.6027 | 33.482 | 33.4361 | 33.3694 | 33.2932 | 33.2089 | 33.1141 | 33.0372 | 32.9581 | 32.858 | 32.6495 | 31.5477 | 30.1823 | 28.2092 | 32.5924 | 32.4733 | 32.4291 | 32.3654 | 32.2921 | 32.2106 | 32.1184 | 31.9459 | 31.7099 | 31.4757 | 31.2421 | 30.0176 | 28.5282 | 26.4368 | 33.1454 | 33.0314 | 32.9928 | 32.9394 | 32.8761 | 32.8041 | 32.5877 | 32.3511 | 32.1156 | 31.882 | 31.6488 | 30.4267 | 28.9398 | 26.8507
|  | PARKSTONE SOUTH | CT |  |  |  |  | 33.6027 | 33.5482 | 33.5043 | 33.4418 | 33.3686 | 33.2855 | 33.1905 | 33.1196 | 33.0463 | 32.9526 | 32.7516 | 31.6835 | 30.3605 | 28.6951 | 32.5924 | 32.5395 | 32.4972 | 32.4377 | 32.3674 | 32.2872 | 32.1949 | 32.0283 | 31.798 | 31.5703 | 31.3441 | 30.1536 | 28.7068 | 26.9224 | 33.1454 | 33.0977 | 33.061 | 33.0117 | 32.9514 | 32.8807 | 32.6641 | 32.4335 | 32.2038 | 31.9766 | 31.7509 | 30.5627 | 29.1184 | 27.3364
|  | PARKSTONE SOUTH | LW |  |  |  |  | 33.6028 | 33.482 | 33.4361 | 33.3694 | 33.2932 | 33.2089 | 33.1141 | 33.0372 | 32.9581 | 32.858 | 32.6495 | 31.5477 | 30.1823 | 28.2092 | 32.5926 | 32.4733 | 32.4291 | 32.3654 | 32.2921 | 32.2106 | 32.1184 | 31.9459 | 31.7099 | 31.4757 | 31.2421 | 30.0176 | 28.5282 | 26.4368 | 33.1455 | 33.0314 | 32.9928 | 32.9394 | 32.8761 | 32.8041 | 32.5877 | 32.3511 | 32.1156 | 31.882 | 31.6488 | 30.4267 | 28.9398 | 26.8507
|  | PARKSTONE SOUTH | ST |  |  |  |  | 33.6161 | 33.6154 | 33.6148 | 33.6058 | 33.5969 | 33.5885 | 33.5803 | 33.5713 | 33.5627 | 33.5542 | 33.546 | 33.5075 | 33.1059 | 32.7029 | 32.6033 | 32.6028 | 32.6023 | 32.5954 | 32.5885 | 32.5819 | 32.5756 | 32.5687 | 32.5619 | 32.5554 | 32.5491 | 32.1562 | 31.6541 | 31.177 | 33.1474 | 33.1474 | 33.1474 | 33.1474 | 33.1474 | 33.1474 | 33.1474 | 33.1474 | 33.1474 | 33.1474 | 33.0923 | 32.5623 | 32.0617 | 31.5861
|  | PARKSTONE SOUTH | FS |  |  |  |  | 33.6153 | 33.5976 | 33.5967 | 33.5952 | 33.5916 | 33.5843 | 33.5771 | 33.5642 | 33.5506 | 33.5365 | 33.5218 | 33.4688 | 33.3235 | 32.812 | 32.6023 | 32.5847 | 32.5839 | 32.5826 | 32.5796 | 32.5737 | 32.5678 | 32.5564 | 32.5444 | 32.5317 | 32.5185 | 32.4728 | 32.0297 | 31.3876 | 33.1456 | 33.1284 | 33.128 | 33.1275 | 33.1266 | 33.1252 | 33.1238 | 33.1176 | 33.1107 | 33.1032 | 33.0951 | 32.9633 | 32.4356 | 31.7947
BRAMLEY (FLEE) | WOKINGHAM BSP | PEACOCK FARM | MINIMUM HEADROOM | SU 84770 68709 | NO | NO | 0.55579 | 18.012 | 17.9742 | 17.9614 | 17.9436 | 17.9226 | 17.8989 | 17.8716 | 17.8504 | 17.8286 | 17.8062 | 17.7829 | 17.6433 | 17.4237 | 17.0043 | 16.1488 | 16.111 | 16.0982 | 16.0805 | 16.0595 | 16.0357 | 16.0084 | 15.9872 | 15.9654 | 15.943 | 15.9197 | 15.6693 | 15.2138 | 14.5704 | 15.9699 | 15.9321 | 15.9193 | 15.9015 | 15.8805 | 15.8568 | 15.8295 | 15.8083 | 15.7865 | 15.7641 | 15.7408 | 15.6012 | 15.266 | 14.6226
|  | PEACOCK FARM | CT |  |  |  |  | 18.012 | 17.9966 | 17.9848 | 17.9689 | 17.9495 | 17.9268 | 17.9002 | 17.8815 | 17.8621 | 17.8424 | 17.822 | 17.696 | 17.4948 | 17.181 | 16.1488 | 16.1335 | 16.1216 | 16.1057 | 16.0863 | 16.0636 | 16.037 | 16.0183 | 15.9989 | 15.9792 | 15.9589 | 15.7262 | 15.293 | 14.7585 | 15.9699 | 15.9545 | 15.9427 | 15.9268 | 15.9074 | 15.8847 | 15.8581 | 15.8394 | 15.82 | 15.8002 | 15.7799 | 15.6538 | 15.3452 | 14.8107
|  | PEACOCK FARM | LW |  |  |  |  | 18.012 | 17.9742 | 17.9614 | 17.9436 | 17.9226 | 17.8989 | 17.8716 | 17.8504 | 17.8286 | 17.8062 | 17.7829 | 17.6433 | 17.4237 | 17.0043 | 16.1488 | 16.111 | 16.0982 | 16.0805 | 16.0595 | 16.0357 | 16.0084 | 15.9872 | 15.9654 | 15.943 | 15.9197 | 15.6693 | 15.2138 | 14.5704 | 15.9699 | 15.9321 | 15.9193 | 15.9015 | 15.8805 | 15.8568 | 15.8295 | 15.8083 | 15.7865 | 15.7641 | 15.7408 | 15.6012 | 15.266 | 14.6226
|  | PEACOCK FARM | ST |  |  |  |  | 18.0126 | 18.0126 | 18.0126 | 18.0126 | 18.0126 | 18.0126 | 18.0126 | 18.0126 | 18.0126 | 18.0126 | 18.0126 | 18.0126 | 18.0126 | 18.0126 | 16.1495 | 16.1495 | 16.1495 | 16.1495 | 16.1495 | 16.1495 | 16.1495 | 16.1495 | 16.1495 | 16.1495 | 16.1495 | 16.1495 | 16.1495 | 16.0737 | 15.9705 | 15.9705 | 15.9705 | 15.9705 | 15.9705 | 15.9705 | 15.9705 | 15.9705 | 15.9705 | 15.9705 | 15.9705 | 15.9705 | 15.9705 | 15.9705
|  | PEACOCK FARM | FS |  |  |  |  | 18.0121 | 18.0068 | 18.0067 | 18.0065 | 18.0063 | 18.0058 | 18.0054 | 18.0035 | 18.0014 | 17.9991 | 17.9966 | 17.9902 | 17.955 | 17.8777 | 16.1489 | 16.1437 | 16.1435 | 16.1434 | 16.1431 | 16.1427 | 16.1423 | 16.1403 | 16.1382 | 16.1359 | 16.1334 | 16.127 | 16.0918 | 16.0146 | 15.97 | 15.9647 | 15.9646 | 15.9644 | 15.9642 | 15.9637 | 15.9633 | 15.9614 | 15.9593 | 15.957 | 15.9545 | 15.9481 | 15.9129 | 15.8356
WILLESDEN GSP |  | PERIVALE | MINIMUM HEADROOM | TQ 17544 82947 | NO | NO | 1.1189 | 87.5322 | 87.4425 | 87.4121 | 87.3701 | 87.3203 | 87.2632 | 87.197 | 87.1454 | 87.0915 | 87.0359 | 86.9776 | 86.6185 | 85.7819 | 83.8723 | 85.5156 | 85.3564 | 85.2493 | 85.0759 | 84.8934 | 84.7054 | 84.4564 | 84.2119 | 83.967 | 83.7232 | 83.4786 | 82.2173 | 80.7141 | 78.6697 | 87.1112 | 87.0214 | 86.9911 | 86.949 | 86.8902 | 86.822 | 86.7448 | 86.6816 | 86.6162 | 86.5492 | 86.4065 | 85.218 | 83.7892 | 81.8183
|  | PERIVALE | CT |  |  |  |  | 87.5323 | 87.4985 | 87.4725 | 87.4375 | 87.3948 | 87.344 | 87.2837 | 87.2411 | 87.196 | 87.1497 | 87.1017 | 86.7935 | 86.0599 | 84.473 | 85.517 | 85.4156 | 85.3155 | 85.1511 | 84.9776 | 84.7979 | 84.5613 | 84.3249 | 84.0878 | 83.8543 | 83.6218 | 82.4201 | 80.9984 | 79.2782 | 87.1112 | 87.0774 | 87.0514 | 87.0165 | 86.9655 | 86.9038 | 86.8327 | 86.7784 | 86.7217 | 86.6641 | 86.5481 | 85.4186 | 84.07 | 82.4225
|  | PERIVALE | LW |  |  |  |  | 87.5322 | 87.4425 | 87.4121 | 87.3701 | 87.3203 | 87.2632 | 87.197 | 87.1454 | 87.0915 | 87.0359 | 86.9776 | 86.6185 | 85.7819 | 83.8723 | 85.5156 | 85.3564 | 85.2493 | 85.0759 | 84.8934 | 84.7054 | 84.4564 | 84.2119 | 83.967 | 83.7232 | 83.4786 | 82.2173 | 80.7141 | 78.6697 | 87.1112 | 87.0214 | 86.9911 | 86.949 | 86.8902 | 86.822 | 86.7448 | 86.6816 | 86.6162 | 86.5492 | 86.4065 | 85.218 | 83.7892 | 81.8183
|  | PERIVALE | ST |  |  |  |  | 87.5337 | 87.5337 | 87.5337 | 87.5337 | 87.5337 | 87.5337 | 87.5337 | 87.5337 | 87.5337 | 87.5337 | 87.5337 | 87.5337 | 87.5337 | 87.5337 | 85.6201 | 85.6075 | 85.5933 | 85.5058 | 85.418 | 85.3313 | 85.2455 | 85.1519 | 85.0591 | 84.9662 | 84.8419 | 84.2453 | 83.6685 | 83.1007 | 87.1126 | 87.1126 | 87.1126 | 87.1126 | 87.1126 | 87.1126 | 87.1126 | 87.1074 | 87.0996 | 87.092 | 87.0845 | 87.0485 | 86.6259 | 86.104
|  | PERIVALE | FS |  |  |  |  | 87.5322 | 87.5182 | 87.5178 | 87.5174 | 87.5167 | 87.5156 | 87.5144 | 87.5094 | 87.5037 | 87.4976 | 87.491 | 87.4739 | 87.3783 | 87.1658 | 85.6258 | 85.6038 | 85.5936 | 85.5794 | 85.549 | 85.4896 | 85.4302 | 85.3586 | 85.2873 | 85.2159 | 85.1436 | 84.7609 | 84.2286 | 83.5859 | 87.1112 | 87.0971 | 87.0968 | 87.0964 | 87.0957 | 87.0945 | 87.0934 | 87.0883 | 87.0827 | 87.0766 | 87.0676 | 87.0234 | 86.9015 | 86.5202
BRAMLEY (FLEE) | FERNHURST | PETERSFIELD | MINIMUM HEADROOM | SU 74173 23420 | NO | NO | 0.26421 | 37.4493 | 37.3165 | 37.2716 | 37.2093 | 37.1356 | 37.0516 | 36.9548 | 36.8266 | 36.4667 | 36.1114 | 35.7542 | 33.9768 | 31.8977 | 29.0088 | 28.9973 | 28.6879 | 28.4456 | 28.0619 | 27.6592 | 27.2469 | 26.8126 | 26.3871 | 25.9642 | 25.5474 | 25.1291 | 23.0683 | 20.7208 | 17.6496 | 36.5204 | 36.3773 | 36.2221 | 35.8525 | 35.4643 | 35.0664 | 34.647 | 34.2368 | 33.8291 | 33.4271 | 33.0235 | 31.0308 | 28.6605 | 25.5418
|  | PETERSFIELD | CT |  |  |  |  | 37.4493 | 37.3943 | 37.3521 | 37.2954 | 37.226 | 37.1444 | 37.0483 | 36.9776 | 36.6223 | 36.2767 | 35.9347 | 34.2247 | 32.2486 | 29.7732 | 29.0043 | 28.7825 | 28.5544 | 28.1868 | 27.799 | 27.3961 | 26.9697 | 26.5492 | 26.1303 | 25.7235 | 25.3217 | 23.334 | 21.0895 | 18.4369 | 36.5207 | 36.4561 | 36.3296 | 35.9757 | 35.6019 | 35.2131 | 34.8013 | 34.3963 | 33.9926 | 33.6005 | 33.2131 | 31.2922 | 29.0337 | 26.3351
|  | PETERSFIELD | LW |  |  |  |  | 37.4494 | 37.3165 | 37.2716 | 37.2093 | 37.1356 | 37.0516 | 36.9548 | 36.8266 | 36.4667 | 36.1114 | 35.7542 | 33.9768 | 31.8977 | 29.0088 | 28.9973 | 28.6879 | 28.4456 | 28.0619 | 27.6592 | 27.2469 | 26.8126 | 26.3871 | 25.9642 | 25.5474 | 25.1291 | 23.0683 | 20.7208 | 17.6496 | 36.5204 | 36.3773 | 36.2221 | 35.8525 | 35.4643 | 35.0664 | 34.647 | 34.2368 | 33.8291 | 33.4271 | 33.0235 | 31.0308 | 28.6605 | 25.5418
|  | PETERSFIELD | ST |  |  |  |  | 37.4516 | 37.4516 | 37.4516 | 37.4516 | 37.4516 | 37.4516 | 37.4516 | 37.4516 | 37.4516 | 37.4516 | 37.4516 | 36.9518 | 36.1828 | 35.4321 | 29.2309 | 29.1877 | 29.1397 | 28.9308 | 28.7186 | 28.5092 | 28.2992 | 28.0705 | 27.8437 | 27.6258 | 27.4123 | 26.4123 | 25.4713 | 24.5529 | 36.5361 | 36.5336 | 36.5308 | 36.5186 | 36.491 | 36.2908 | 36.09 | 35.8714 | 35.6545 | 35.4462 | 35.2422 | 34.286 | 33.3864 | 32.5083
|  | PETERSFIELD | FS |  |  |  |  | 37.4495 | 37.4292 | 37.4288 | 37.4282 | 37.4272 | 37.4255 | 37.4239 | 37.4165 | 37.4084 | 37.3996 | 37.39 | 37.3654 | 37.0927 | 36.2584 | 29.2613 | 29.2144 | 29.1855 | 29.1464 | 29.0727 | 28.9399 | 28.8083 | 28.6538 | 28.4991 | 28.3434 | 28.1867 | 27.444 | 26.6345 | 25.6807 | 36.5359 | 36.5141 | 36.512 | 36.5091 | 36.5039 | 36.4946 | 36.4854 | 36.4275 | 36.2792 | 36.13 | 35.9797 | 35.2686 | 34.4887 | 33.5636
IVER 132KV | CHALVEY BSP | PETERSFIELD AVENUE | MINIMUM HEADROOM | SU 98108 80286 | NO | NO | 0.10947 | 58.5415 | 58.4504 | 58.4195 | 58.3767 | 58.3261 | 58.267 | 58.1981 | 58.1441 | 58.0869 | 58.0276 | 57.965 | 56.2981 | 53.85 | 50.7399 | 57.0736 | 56.9687 | 56.9217 | 56.8563 | 56.7808 | 56.6954 | 56.5972 | 56.5138 | 56.4277 | 56.038 | 55.4782 | 52.9271 | 50.1817 | 46.7717 | 58.1577 | 58.0527 | 58.0057 | 57.9403 | 57.8647 | 57.7792 | 57.6809 | 57.5974 | 57.1879 | 56.6361 | 56.0773 | 53.5288 | 50.7587 | 47.3238
|  | PETERSFIELD AVENUE | CT |  |  |  |  | 58.5418 | 58.5102 | 58.4858 | 58.4532 | 58.4132 | 58.3645 | 58.3062 | 58.2645 | 58.2194 | 58.1728 | 58.1239 | 56.8156 | 54.6074 | 52.0305 | 57.0751 | 57.0319 | 56.9936 | 56.9404 | 56.8775 | 56.804 | 56.7179 | 56.6463 | 56.5716 | 56.3893 | 55.8676 | 53.4923 | 51.0114 | 48.1588 | 58.1592 | 58.116 | 58.0777 | 58.0244 | 57.9615 | 57.8879 | 57.8016 | 57.7299 | 57.5208 | 56.987 | 56.4662 | 54.0951 | 51.5944 | 48.7189
|  | PETERSFIELD AVENUE | LW |  |  |  |  | 58.5417 | 58.4504 | 58.4195 | 58.3767 | 58.3261 | 58.267 | 58.1981 | 58.1441 | 58.0869 | 58.0276 | 57.965 | 56.2981 | 53.85 | 50.7399 | 57.0736 | 56.9687 | 56.9217 | 56.8563 | 56.7808 | 56.6954 | 56.5972 | 56.5138 | 56.4277 | 56.038 | 55.4782 | 52.9271 | 50.1817 | 46.7717 | 58.1577 | 58.0527 | 58.0057 | 57.9403 | 57.8647 | 57.7792 | 57.6809 | 57.5974 | 57.1879 | 56.6361 | 56.0773 | 53.5288 | 50.7587 | 47.3238
|  | PETERSFIELD AVENUE | ST |  |  |  |  | 58.5432 | 58.5432 | 58.5432 | 58.5432 | 58.5432 | 58.5432 | 58.5432 | 58.5432 | 58.5432 | 58.5432 | 58.5432 | 58.5432 | 58.5432 | 57.8134 | 57.0859 | 57.08 | 57.0734 | 57.0603 | 57.0462 | 57.0316 | 57.016 | 56.999 | 56.9819 | 56.9657 | 56.9499 | 56.877 | 55.7464 | 54.5515 | 58.17 | 58.1642 | 58.1575 | 58.1444 | 58.1303 | 58.1155 | 58.1 | 58.0829 | 58.0658 | 58.0495 | 58.0336 | 57.5227 | 56.3461 | 55.1536
|  | PETERSFIELD AVENUE | FS |  |  |  |  | 58.5415 | 58.5255 | 58.5251 | 58.5247 | 58.5239 | 58.5226 | 58.5213 | 58.5155 | 58.5091 | 58.5021 | 58.4946 | 58.4752 | 58.3648 | 58.1166 | 57.0872 | 57.0679 | 57.064 | 57.0596 | 57.0534 | 57.0446 | 57.0357 | 57.0217 | 57.0071 | 56.9918 | 56.9757 | 56.9155 | 56.7672 | 56.4794 | 58.1714 | 58.1521 | 58.1482 | 58.1437 | 58.1375 | 58.1287 | 58.1198 | 58.1058 | 58.0911 | 58.0758 | 58.0597 | 57.9994 | 57.8509 | 57.563
MANNINGTON GSP | SALISBURY | PETERSFINGER | MINIMUM HEADROOM | SU 15608 29334 | NO | YES | 0.78737 | 25.5638 | 25.4857 | 25.455 | 25.4122 | 25.3621 | 25.3044 | 25.2383 | 25.1853 | 25.1304 | 25.0731 | 25.0135 | 24.6462 | 23.3748 | 21.5777 | 24.6375 | 24.5593 | 24.5286 | 24.4859 | 24.4358 | 24.3781 | 24.312 | 24.259 | 24.2041 | 24.1468 | 24.0872 | 23.2016 | 21.7682 | 19.8448 | 24.8585 | 24.7804 | 24.7497 | 24.7069 | 24.6568 | 24.5991 | 24.5313 | 24.4672 | 24.4013 | 24.3334 | 24.2632 | 23.3782 | 21.9698 | 20.0707
|  | PETERSFINGER | CT |  |  |  |  | 25.5638 | 25.5229 | 25.4901 | 25.4481 | 25.398 | 25.3391 | 25.271 | 25.2201 | 25.1663 | 25.1107 | 25.0527 | 24.6922 | 23.5145 | 21.97 | 24.6375 | 24.5966 | 24.5638 | 24.5218 | 24.4716 | 24.4128 | 24.3447 | 24.2938 | 24.24 | 24.1844 | 24.1264 | 23.3084 | 21.9216 | 20.255 | 24.8585 | 24.8176 | 24.7848 | 24.7428 | 24.6927 | 24.6339 | 24.5657 | 24.5042 | 24.4393 | 24.3731 | 24.3048 | 23.4832 | 22.1204 | 20.4775
|  | PETERSFINGER | LW |  |  |  |  | 25.5731 | 25.4857 | 25.455 | 25.4122 | 25.3621 | 25.3044 | 25.2383 | 25.1853 | 25.1304 | 25.0731 | 25.0135 | 24.6462 | 23.3748 | 21.5777 | 24.6468 | 24.5593 | 24.5286 | 24.4859 | 24.4358 | 24.3781 | 24.312 | 24.259 | 24.2041 | 24.1468 | 24.0872 | 23.2016 | 21.7682 | 19.8448 | 24.8678 | 24.7804 | 24.7497 | 24.7069 | 24.6568 | 24.5991 | 24.5313 | 24.4672 | 24.4013 | 24.3334 | 24.2632 | 23.3782 | 21.9698 | 20.0707
|  | PETERSFINGER | ST |  |  |  |  | 25.5762 | 25.5754 | 25.5745 | 25.5737 | 25.5728 | 25.572 | 25.5712 | 25.5703 | 25.5695 | 25.5686 | 25.5669 | 25.5577 | 25.5451 | 25.5291 | 24.6499 | 24.6491 | 24.6482 | 24.6474 | 24.6465 | 24.6457 | 24.6448 | 24.644 | 24.6432 | 24.6423 | 24.6406 | 24.6314 | 24.6187 | 24.2361 | 24.8709 | 24.8701 | 24.8693 | 24.8684 | 24.8676 | 24.8667 | 24.8659 | 24.8651 | 24.8642 | 24.8634 | 24.8617 | 24.8241 | 24.7827 | 24.4082
|  | PETERSFINGER | FS |  |  |  |  | 25.5765 | 25.5633 | 25.563 | 25.5626 | 25.5619 | 25.5609 | 25.5598 | 25.555 | 25.5497 | 25.5439 | 25.5368 | 25.5165 | 25.4232 | 25.2218 | 24.6502 | 24.637 | 24.6367 | 24.6363 | 24.6356 | 24.6345 | 24.6335 | 24.6287 | 24.6234 | 24.6176 | 24.6105 | 24.5902 | 24.4968 | 24.2955 | 24.8712 | 24.858 | 24.8577 | 24.8573 | 24.8567 | 24.8556 | 24.8545 | 24.8497 | 24.8444 | 24.8387 | 24.8316 | 24.8113 | 24.7035 | 24.482
MELKSHAM GSP | AMESBURY | PEWSEY | MINIMUM HEADROOM | SU 14710 59252 | NO | YES | 0.22 | 16.0971 | 16.0066 | 15.9419 | 15.8392 | 15.7298 | 15.6173 | 15.4993 | 15.3856 | 15.272 | 15.1587 | 15.0404 | 14.4446 | 13.7371 | 12.7721 | 15.0188 | 14.9744 | 14.9588 | 14.9235 | 14.7903 | 14.6541 | 14.5121 | 14.3735 | 14.2352 | 14.0993 | 13.9625 | 13.2804 | 12.4865 | 11.4371 | 14.9324 | 14.8305 | 14.7536 | 14.6306 | 14.5005 | 14.3674 | 14.2286 | 14.0933 | 13.9582 | 13.8254 | 13.6918 | 13.0242 | 12.2449 | 11.2098
|  | PEWSEY | CT |  |  |  |  | 16.0971 | 16.0349 | 15.9726 | 15.8733 | 15.7678 | 15.6586 | 15.5426 | 15.4312 | 15.3188 | 15.2086 | 15.0945 | 14.5172 | 13.8388 | 13.0145 | 15.0188 | 14.9991 | 14.9838 | 14.9598 | 14.8311 | 14.6988 | 14.5592 | 14.4227 | 14.2855 | 14.1519 | 14.0196 | 13.3574 | 12.595 | 11.6884 | 14.9325 | 14.8597 | 14.7856 | 14.6666 | 14.541 | 14.4117 | 14.2752 | 14.142 | 14.008 | 13.8775 | 13.7483 | 13.1004 | 12.3523 | 11.4595
|  | PEWSEY | LW |  |  |  |  | 16.0974 | 16.0066 | 15.9419 | 15.8392 | 15.7298 | 15.6173 | 15.4993 | 15.3856 | 15.272 | 15.1587 | 15.0404 | 14.4446 | 13.7371 | 12.7721 | 15.0205 | 14.9744 | 14.9588 | 14.9235 | 14.7903 | 14.6541 | 14.5121 | 14.3735 | 14.2352 | 14.0993 | 13.9625 | 13.2804 | 12.4865 | 11.4371 | 14.9324 | 14.8305 | 14.7536 | 14.6306 | 14.5005 | 14.3674 | 14.2286 | 14.0933 | 13.9582 | 13.8254 | 13.6918 | 13.0242 | 12.2449 | 11.2098
|  | PEWSEY | ST |  |  |  |  | 16.1591 | 16.1495 | 16.1388 | 16.0852 | 16.0312 | 15.9782 | 15.9254 | 15.8681 | 15.8117 | 15.757 | 15.704 | 15.4537 | 15.1994 | 14.9496 | 15.0221 | 15.0221 | 15.0221 | 15.0221 | 15.0221 | 15.0221 | 15.0101 | 14.9363 | 14.8637 | 14.7933 | 14.725 | 14.4029 | 14.0949 | 13.7937 | 15.0091 | 14.9972 | 14.9838 | 14.9168 | 14.8493 | 14.7831 | 14.7172 | 14.6455 | 14.5751 | 14.5067 | 14.4404 | 14.1277 | 13.8286 | 13.5361
|  | PEWSEY | FS |  |  |  |  | 16.1655 | 16.1529 | 16.1462 | 16.1365 | 16.1179 | 16.0836 | 16.0493 | 16.0082 | 15.9671 | 15.9259 | 15.8846 | 15.6898 | 15.4665 | 15.1867 | 15.0214 | 15.0143 | 15.0141 | 15.0139 | 15.0135 | 15.013 | 15.0124 | 15.0098 | 15.007 | 15.0039 | 14.9637 | 14.7155 | 14.4417 | 14.1172 | 15.0173 | 15.0033 | 14.995 | 14.983 | 14.9599 | 14.9171 | 14.8744 | 14.8237 | 14.773 | 14.7223 | 14.6715 | 14.4303 | 14.1631 | 13.845
CHICKERELL GSP | CHICKERELL BSP | PIDDLETRENTHIDE | MINIMUM HEADROOM | SY 70169 99809 | NO | YES | 0.11368 | 6.2613 | 6.2342 | 6.2145 | 6.1816 | 6.1472 | 6.1126 | 6.0766 | 6.0412 | 6.0059 | 5.9708 | 5.9357 | 5.7539 | 5.5456 | 5.2674 | 6.1152 | 6.0855 | 6.0631 | 6.0254 | 5.9862 | 5.9469 | 5.9062 | 5.8659 | 5.8257 | 5.7857 | 5.7458 | 5.5413 | 5.3109 | 5.0112 | 6.1337 | 6.1045 | 6.0826 | 6.0458 | 6.0075 | 5.9691 | 5.9293 | 5.89 | 5.8507 | 5.8117 | 5.7727 | 5.5726 | 5.3465 | 5.0509
|  | PIDDLETRENTHIDE | CT |  |  |  |  | 6.2613 | 6.241 | 6.2206 | 6.1873 | 6.1531 | 6.1178 | 6.0809 | 6.0454 | 6.0099 | 5.9746 | 5.9403 | 5.7638 | 5.561 | 5.3171 | 6.1152 | 6.0924 | 6.0694 | 6.0313 | 5.9924 | 5.9524 | 5.9108 | 5.8703 | 5.8299 | 5.7899 | 5.7509 | 5.552 | 5.3272 | 5.0617 | 6.1337 | 6.1113 | 6.0888 | 6.0516 | 6.0137 | 5.9746 | 5.9339 | 5.8943 | 5.8549 | 5.8158 | 5.7777 | 5.5831 | 5.3626 | 5.1012
|  | PIDDLETRENTHIDE | LW |  |  |  |  | 6.2622 | 6.2342 | 6.2145 | 6.1816 | 6.1472 | 6.1126 | 6.0766 | 6.0412 | 6.0059 | 5.9708 | 5.9357 | 5.7539 | 5.5456 | 5.2674 | 6.1161 | 6.0855 | 6.0631 | 6.0254 | 5.9862 | 5.9469 | 5.9062 | 5.8659 | 5.8257 | 5.7857 | 5.7458 | 5.5413 | 5.3109 | 5.0112 | 6.1345 | 6.1045 | 6.0826 | 6.0458 | 6.0075 | 5.9691 | 5.9293 | 5.89 | 5.8507 | 5.8117 | 5.7727 | 5.5726 | 5.3465 | 5.0509
|  | PIDDLETRENTHIDE | ST |  |  |  |  | 6.2835 | 6.2807 | 6.2771 | 6.2592 | 6.2414 | 6.2234 | 6.2058 | 6.1874 | 6.1694 | 6.1516 | 6.1342 | 6.0521 | 5.9754 | 5.9011 | 6.1412 | 6.1378 | 6.1336 | 6.1125 | 6.0916 | 6.0704 | 6.0497 | 6.028 | 6.0067 | 5.9858 | 5.9653 | 5.8686 | 5.7782 | 5.6907 | 6.1589 | 6.1556 | 6.1515 | 6.1311 | 6.1107 | 6.0902 | 6.07 | 6.049 | 6.0283 | 6.0081 | 5.9882 | 5.8943 | 5.8065 | 5.7216
|  | PIDDLETRENTHIDE | FS |  |  |  |  | 6.2846 | 6.2807 | 6.2786 | 6.276 | 6.2698 | 6.2583 | 6.2469 | 6.2332 | 6.2194 | 6.2056 | 6.1917 | 6.1258 | 6.0519 | 5.9647 | 6.1425 | 6.1382 | 6.1358 | 6.1328 | 6.1254 | 6.112 | 6.0986 | 6.0825 | 6.0664 | 6.0503 | 6.0342 | 5.9569 | 5.8723 | 5.7747 | 6.1602 | 6.156 | 6.1536 | 6.1506 | 6.1435 | 6.1305 | 6.1175 | 6.1018 | 6.0862 | 6.0705 | 6.0548 | 5.9797 | 5.8972 | 5.8017
BRAMLEY (FLEE) | FERNHURST | PLAISTOW | MINIMUM HEADROOM | TQ 02071 29626 | NO | NO | 0.49579 | 15.8129 | 15.7834 | 15.7734 | 15.7596 | 15.7432 | 15.7247 | 15.7033 | 15.6867 | 15.6695 | 15.6518 | 15.6334 | 15.5222 | 15.3459 | 14.8899 | 15.6261 | 15.595 | 15.5833 | 15.5666 | 15.5473 | 15.5258 | 15.5015 | 15.4818 | 15.4616 | 15.4411 | 15.4198 | 15.2953 | 14.8977 | 14.2831 | 15.2481 | 15.2187 | 15.1747 | 15.1062 | 15.0337 | 14.9594 | 14.8813 | 14.8065 | 14.7318 | 14.6584 | 14.5849 | 14.2189 | 13.7816 | 13.1724
|  | PLAISTOW | CT |  |  |  |  | 15.8129 | 15.8004 | 15.7908 | 15.7779 | 15.7622 | 15.7437 | 15.7221 | 15.7068 | 15.691 | 15.6749 | 15.6582 | 15.5544 | 15.3876 | 15.0391 | 15.6261 | 15.6121 | 15.6009 | 15.5852 | 15.5667 | 15.5454 | 15.5209 | 15.5026 | 15.4838 | 15.4647 | 15.4452 | 15.3285 | 14.9687 | 14.437 | 15.2481 | 15.2357 | 15.1968 | 15.1307 | 15.0611 | 14.9885 | 14.9117 | 14.8383 | 14.765 | 14.693 | 14.6221 | 14.2693 | 13.852 | 13.3256
|  | PLAISTOW | LW |  |  |  |  | 15.8129 | 15.7834 | 15.7734 | 15.7596 | 15.7432 | 15.7247 | 15.7033 | 15.6867 | 15.6695 | 15.6518 | 15.6334 | 15.5222 | 15.3459 | 14.8899 | 15.6261 | 15.595 | 15.5833 | 15.5666 | 15.5473 | 15.5258 | 15.5015 | 15.4818 | 15.4616 | 15.4411 | 15.4198 | 15.2953 | 14.8977 | 14.2831 | 15.2482 | 15.2187 | 15.1747 | 15.1062 | 15.0337 | 14.9594 | 14.8813 | 14.8065 | 14.7318 | 14.6584 | 14.5849 | 14.2189 | 13.7816 | 13.1724
|  | PLAISTOW | ST |  |  |  |  | 15.8134 | 15.8134 | 15.8134 | 15.8134 | 15.8134 | 15.8134 | 15.8134 | 15.8134 | 15.8134 | 15.8134 | 15.8134 | 15.8134 | 15.8134 | 15.8134 | 15.6286 | 15.6283 | 15.6278 | 15.626 | 15.6241 | 15.6222 | 15.6204 | 15.6184 | 15.6165 | 15.6146 | 15.6128 | 15.6044 | 15.5966 | 15.5891 | 15.2486 | 15.2486 | 15.2486 | 15.2486 | 15.2316 | 15.1958 | 15.16 | 15.1225 | 15.0857 | 15.0497 | 15.0144 | 14.8528 | 14.7036 | 14.5594
|  | PLAISTOW | FS |  |  |  |  | 15.8129 | 15.8085 | 15.8084 | 15.8083 | 15.8081 | 15.8077 | 15.8074 | 15.8058 | 15.804 | 15.8021 | 15.8 | 15.7947 | 15.7652 | 15.7004 | 15.6285 | 15.6239 | 15.6236 | 15.6232 | 15.6223 | 15.6208 | 15.6193 | 15.6165 | 15.6134 | 15.6102 | 15.6069 | 15.5953 | 15.5602 | 15.49 | 15.2482 | 15.2438 | 15.2437 | 15.2436 | 15.2433 | 15.243 | 15.2426 | 15.2234 | 15.197 | 15.1706 | 15.1441 | 15.0197 | 14.8812 | 14.7135
MINETY GSP | STRATTON (2 X 90) | PLESSEY | MINIMUM HEADROOM | SU 16381 86720 | NO | NO | 0.29579 | 18.2016 | 18.1427 | 18.1185 | 18.0836 | 18.0437 | 17.9986 | 17.9473 | 17.9042 | 17.8593 | 17.8133 | 17.7652 | 17.4782 | 17.0316 | 16.1992 | 17.2088 | 17.1391 | 17.1029 | 17.0485 | 16.9883 | 16.9226 | 16.8496 | 16.7841 | 16.7169 | 16.584 | 16.3891 | 15.4045 | 14.2467 | 12.6969 | 18.1655 | 18.1019 | 18.0726 | 18.0292 | 17.9806 | 17.9266 | 17.8659 | 17.8131 | 17.7586 | 17.6087 | 17.4164 | 16.4444 | 15.2993 | 13.7624
|  | PLESSEY | CT |  |  |  |  | 18.2019 | 18.1787 | 18.159 | 18.1307 | 18.0978 | 18.0595 | 18.015 | 17.9794 | 17.9419 | 17.9037 | 17.8644 | 17.6227 | 17.2349 | 16.6375 | 17.2095 | 17.1763 | 17.1453 | 17.0983 | 17.0457 | 16.9872 | 16.9218 | 16.8634 | 16.8033 | 16.7008 | 16.5179 | 15.5931 | 14.5166 | 13.2226 | 18.166 | 18.1384 | 18.1139 | 18.0775 | 18.0361 | 17.9891 | 17.9356 | 17.8902 | 17.8429 | 17.725 | 17.5447 | 16.6322 | 15.5681 | 14.2865
|  | PLESSEY | LW |  |  |  |  | 18.2016 | 18.1427 | 18.1185 | 18.0836 | 18.0437 | 17.9986 | 17.9473 | 17.9042 | 17.8593 | 17.8133 | 17.7652 | 17.4782 | 17.0316 | 16.1992 | 17.2088 | 17.1391 | 17.1029 | 17.0485 | 16.9883 | 16.9226 | 16.8496 | 16.7841 | 16.7169 | 16.584 | 16.3891 | 15.4045 | 14.2467 | 12.6969 | 18.1655 | 18.1019 | 18.0726 | 18.0292 | 17.9806 | 17.9266 | 17.8659 | 17.8131 | 17.7586 | 17.6087 | 17.4164 | 16.4444 | 15.2993 | 13.7624
|  | PLESSEY | ST |  |  |  |  | 18.2091 | 18.2076 | 18.2059 | 18.1997 | 18.1932 | 18.1867 | 18.1801 | 18.1728 | 18.1656 | 18.1586 | 18.1517 | 18.118 | 18.0853 | 18.0522 | 17.2293 | 17.2249 | 17.2199 | 17.2011 | 17.1816 | 17.1621 | 17.1424 | 17.1206 | 17.0989 | 17.0778 | 17.057 | 16.9042 | 16.4342 | 15.9591 | 18.1786 | 18.1758 | 18.1727 | 18.1611 | 18.149 | 18.1369 | 18.1246 | 18.1111 | 18.0976 | 18.0845 | 18.0716 | 17.9286 | 17.4665 | 16.9993
|  | PLESSEY | FS |  |  |  |  | 18.2084 | 18.1981 | 18.1969 | 18.1953 | 18.1925 | 18.1876 | 18.1826 | 18.1744 | 18.166 | 18.1571 | 18.148 | 18.1137 | 18.0251 | 17.8539 | 17.2294 | 17.2172 | 17.2141 | 17.21 | 17.2025 | 17.1892 | 17.1758 | 17.1583 | 17.1404 | 17.1222 | 17.1037 | 17.0239 | 16.8893 | 16.5037 | 18.1783 | 18.1671 | 18.1651 | 18.1624 | 18.1576 | 18.149 | 18.1405 | 18.1282 | 18.1157 | 18.1028 | 18.0897 | 18.0357 | 17.9273 | 17.5306
LOVEDEAN GSP | FAREHAM T1A T2A (90MVAS) | PLESSEY TITCHFIELD | MINIMUM HEADROOM | SU 53390 06922 | NO | NO | 1.16 | 33.7357 | 33.6596 | 33.6286 | 33.5832 | 33.5317 | 33.4751 | 33.4119 | 33.3595 | 33.3058 | 33.2512 | 33.1951 | 32.7241 | 32.0151 | 30.9236 | 32.5906 | 32.454 | 32.3565 | 32.1972 | 32.0305 | 31.8617 | 31.6864 | 31.5177 | 31.3496 | 31.1834 | 31.0175 | 30.1752 | 29.1762 | 27.8045 | 33.2924 | 33.1864 | 33.1225 | 33.0207 | 32.9122 | 32.8002 | 32.6815 | 32.5716 | 32.4613 | 32.3516 | 32.2411 | 31.6607 | 30.923 | 29.8037
|  | PLESSEY TITCHFIELD | CT |  |  |  |  | 33.7359 | 33.7005 | 33.6711 | 33.6286 | 33.5795 | 33.5243 | 33.4615 | 33.4129 | 33.3628 | 33.3126 | 33.2614 | 32.8219 | 32.1466 | 31.2536 | 32.5923 | 32.4981 | 32.4047 | 32.25 | 32.0881 | 31.9223 | 31.7491 | 31.5834 | 31.4181 | 31.2571 | 31.0978 | 30.2851 | 29.326 | 28.1574 | 33.2933 | 33.2288 | 33.1677 | 33.0698 | 32.9649 | 32.855 | 32.7376 | 32.6311 | 32.5241 | 32.419 | 32.3143 | 31.7598 | 31.0563 | 30.1359
|  | PLESSEY TITCHFIELD | LW |  |  |  |  | 33.7357 | 33.6596 | 33.6286 | 33.5832 | 33.5317 | 33.4751 | 33.4119 | 33.3595 | 33.3058 | 33.2512 | 33.1951 | 32.7241 | 32.0151 | 30.9236 | 32.5906 | 32.454 | 32.3565 | 32.1972 | 32.0305 | 31.8617 | 31.6864 | 31.5177 | 31.3496 | 31.1834 | 31.0175 | 30.1752 | 29.1762 | 27.8045 | 33.2924 | 33.1864 | 33.1225 | 33.0207 | 32.9122 | 32.8002 | 32.6815 | 32.5716 | 32.4613 | 32.3516 | 32.2411 | 31.6607 | 30.923 | 29.8037
|  | PLESSEY TITCHFIELD | ST |  |  |  |  | 33.747 | 33.7458 | 33.7445 | 33.7359 | 33.7273 | 33.719 | 33.7107 | 33.7018 | 33.6931 | 33.6847 | 33.6765 | 33.6382 | 33.6024 | 33.4516 | 32.6907 | 32.6792 | 32.6661 | 32.5823 | 32.4983 | 32.4167 | 32.3364 | 32.2494 | 32.1643 | 32.0821 | 32.0019 | 31.6285 | 31.2784 | 30.9418 | 33.3476 | 33.3413 | 33.3342 | 33.2884 | 33.2425 | 33.1979 | 33.154 | 33.1065 | 33.06 | 33.0151 | 32.9713 | 32.7673 | 32.576 | 32.3921
|  | PLESSEY TITCHFIELD | FS |  |  |  |  | 33.7472 | 33.7359 | 33.7348 | 33.7332 | 33.7299 | 33.7237 | 33.7174 | 33.7074 | 33.697 | 33.6863 | 33.6752 | 33.6327 | 33.5338 | 33.3512 | 32.7019 | 32.6835 | 32.6748 | 32.6621 | 32.6346 | 32.5812 | 32.5279 | 32.4634 | 32.3988 | 32.3342 | 32.2695 | 31.9665 | 31.6199 | 31.2029 | 33.3532 | 33.3384 | 33.3335 | 33.3264 | 33.3112 | 33.2816 | 33.2521 | 33.2151 | 33.178 | 33.1406 | 33.103 | 32.9317 | 32.7103 | 32.4117
MANNINGTON GSP | POOLE PS (HAMWORTHY) | POOLE | MINIMUM HEADROOM | SZ 01091 90595 | NO | NO | 1.1747 | 18.8253 | 18.8253 | 18.8253 | 18.8253 | 18.8253 | 18.8253 | 18.8253 | 18.8253 | 18.8253 | 18.8253 | 18.8253 | 18.8253 | 18.8253 | 18.8253 | 18.8253 | 18.8253 | 18.8253 | 18.8253 | 18.8253 | 18.8253 | 18.8253 | 18.8253 | 18.8253 | 18.8253 | 18.8253 | 18.8253 | 18.8253 | 18.8253 | 18.8253 | 18.8253 | 18.8253 | 18.8253 | 18.8253 | 18.8253 | 18.8253 | 18.8253 | 18.8253 | 18.8253 | 18.8253 | 18.8253 | 18.8253 | 18.8253
|  | POOLE | CT |  |  |  |  | 18.8253 | 18.8253 | 18.8253 | 18.8253 | 18.8253 | 18.8253 | 18.8253 | 18.8253 | 18.8253 | 18.8253 | 18.8253 | 18.8253 | 18.8253 | 18.8253 | 18.8253 | 18.8253 | 18.8253 | 18.8253 | 18.8253 | 18.8253 | 18.8253 | 18.8253 | 18.8253 | 18.8253 | 18.8253 | 18.8253 | 18.8253 | 18.8253 | 18.8253 | 18.8253 | 18.8253 | 18.8253 | 18.8253 | 18.8253 | 18.8253 | 18.8253 | 18.8253 | 18.8253 | 18.8253 | 18.8253 | 18.8253 | 18.8253
|  | POOLE | LW |  |  |  |  | 18.8253 | 18.8253 | 18.8253 | 18.8253 | 18.8253 | 18.8253 | 18.8253 | 18.8253 | 18.8253 | 18.8253 | 18.8253 | 18.8253 | 18.8253 | 18.8253 | 18.8253 | 18.8253 | 18.8253 | 18.8253 | 18.8253 | 18.8253 | 18.8253 | 18.8253 | 18.8253 | 18.8253 | 18.8253 | 18.8253 | 18.8253 | 18.8253 | 18.8253 | 18.8253 | 18.8253 | 18.8253 | 18.8253 | 18.8253 | 18.8253 | 18.8253 | 18.8253 | 18.8253 | 18.8253 | 18.8253 | 18.8253 | 18.8253
|  | POOLE | ST |  |  |  |  | 23.1516 | 23.1516 | 23.1499 | 23.1482 | 23.1465 | 24.1927 | 24.1902 | 24.1868 | 24.1843 | 24.1818 | 24.1792 | 24.1691 | 24.1649 | 24.1607 | 23.1516 | 23.1516 | 23.1499 | 23.1482 | 23.1465 | 24.4931 | 24.4906 | 24.4872 | 24.4847 | 24.4822 | 24.4797 | 24.4696 | 24.4653 | 23.9482 | 23.6463 | 23.6463 | 23.6446 | 23.6429 | 23.6413 | 24.8219 | 24.8194 | 24.816 | 24.8135 | 24.811 | 24.8085 | 24.7983 | 24.7941 | 24.7899
|  | POOLE | FS |  |  |  |  | 18.8253 | 18.8253 | 18.8253 | 18.8253 | 18.8253 | 18.8253 | 18.8253 | 18.8253 | 18.8253 | 18.8253 | 18.8253 | 18.8253 | 18.8253 | 18.8253 | 18.8253 | 18.8253 | 18.8253 | 18.8253 | 18.8253 | 18.8253 | 18.8253 | 18.8253 | 18.8253 | 18.8253 | 18.8253 | 18.8253 | 18.8253 | 18.8253 | 18.8253 | 18.8253 | 18.8253 | 18.8253 | 18.8253 | 18.8253 | 18.8253 | 18.8253 | 18.8253 | 18.8253 | 18.8253 | 18.8253 | 18.8253 | 18.8253
LOVEDEAN GSP | WYMERING BSP | PORTCHESTER | MINIMUM HEADROOM | SU 62043 05575 | NO | NO | 1.0432 | 34.4122 | 34.2973 | 34.2579 | 34.2032 | 34.1385 | 34.0642 | 33.9781 | 33.91 | 33.8389 | 33.7655 | 33.6886 | 33.1612 | 32.3197 | 30.7532 | 33.7596 | 33.6447 | 33.6052 | 33.5506 | 33.4859 | 33.4115 | 33.1526 | 32.8721 | 32.592 | 32.3131 | 32.0333 | 30.5874 | 28.8331 | 26.3707 | 34.2754 | 34.1605 | 34.121 | 34.0664 | 34.0017 | 33.9273 | 33.8412 | 33.7732 | 33.5425 | 33.2697 | 32.9958 | 31.5782 | 29.8525 | 27.4184
|  | PORTCHESTER | CT |  |  |  |  | 34.4122 | 34.3662 | 34.3306 | 34.283 | 34.2242 | 34.1545 | 34.0724 | 34.0137 | 33.9517 | 33.8882 | 33.8223 | 33.3534 | 32.5843 | 31.4088 | 33.7596 | 33.7135 | 33.6779 | 33.6304 | 33.5716 | 33.5019 | 33.2752 | 33.0031 | 32.7303 | 32.4631 | 32.1979 | 30.823 | 29.1648 | 27.1138 | 34.2754 | 34.2293 | 34.1937 | 34.1462 | 34.0874 | 34.0177 | 33.9355 | 33.8769 | 33.6802 | 33.4189 | 33.1595 | 31.8124 | 30.1822 | 28.1587
|  | PORTCHESTER | LW |  |  |  |  | 34.4139 | 34.2973 | 34.2579 | 34.2032 | 34.1385 | 34.0642 | 33.9781 | 33.91 | 33.8389 | 33.7655 | 33.6886 | 33.1612 | 32.3197 | 30.7532 | 33.7612 | 33.6447 | 33.6052 | 33.5506 | 33.4859 | 33.4115 | 33.1526 | 32.8721 | 32.592 | 32.3131 | 32.0333 | 30.5874 | 28.8331 | 26.3707 | 34.277 | 34.1605 | 34.121 | 34.0664 | 34.0017 | 33.9273 | 33.8412 | 33.7732 | 33.5425 | 33.2697 | 32.9958 | 31.5782 | 29.8525 | 27.4184
|  | PORTCHESTER | ST |  |  |  |  | 34.4158 | 34.4158 | 34.4158 | 34.4158 | 34.4158 | 34.4158 | 34.4158 | 34.4158 | 34.4158 | 34.4158 | 34.4158 | 34.4158 | 34.4118 | 34.3715 | 33.7632 | 33.7632 | 33.7632 | 33.7632 | 33.7632 | 33.7632 | 33.7632 | 33.7632 | 33.7632 | 33.7632 | 33.6624 | 33.043 | 32.4532 | 31.8749 | 34.2789 | 34.2789 | 34.2789 | 34.2789 | 34.2789 | 34.2789 | 34.2789 | 34.2789 | 34.2789 | 34.2789 | 34.2789 | 33.9973 | 33.4247 | 32.8633
|  | PORTCHESTER | FS |  |  |  |  | 34.4138 | 34.3951 | 34.3946 | 34.3941 | 34.3931 | 34.3916 | 34.3901 | 34.3833 | 34.3758 | 34.3676 | 34.3587 | 34.3359 | 34.2082 | 33.9242 | 33.7612 | 33.7424 | 33.742 | 33.7414 | 33.7405 | 33.739 | 33.7374 | 33.7306 | 33.7231 | 33.715 | 33.7061 | 33.578 | 32.9989 | 32.2747 | 34.277 | 34.2582 | 34.2578 | 34.2572 | 34.2563 | 34.2548 | 34.2532 | 34.2464 | 34.2389 | 34.2307 | 34.2219 | 34.199 | 33.9483 | 33.2371
CHICKERELL GSP | CHICKERELL BSP | PORTLAND | MINIMUM HEADROOM | SY 68307 73941 | NO | YES | 0.80526 | 21.0618 | 20.9867 | 20.9613 | 20.926 | 20.8843 | 20.8358 | 20.7794 | 20.7352 | 20.6886 | 20.6321 | 20.4132 | 19.2914 | 17.9428 | 16.0755 | 20.0812 | 20.0013 | 19.9706 | 19.9267 | 19.8761 | 19.8186 | 19.6727 | 19.4239 | 19.1746 | 18.9272 | 18.6774 | 17.4084 | 15.9096 | 13.8914 | 20.698 | 20.6165 | 20.584 | 20.5372 | 20.4835 | 20.4229 | 20.354 | 20.2967 | 20.2372 | 20.1539 | 19.9046 | 18.6385 | 17.1426 | 15.1274
|  | PORTLAND | CT |  |  |  |  | 21.062 | 21.0352 | 21.0145 | 20.9867 | 20.9527 | 20.9116 | 20.8626 | 20.8276 | 20.79 | 20.7512 | 20.5661 | 19.512 | 18.2553 | 16.7107 | 20.0815 | 20.0502 | 20.0246 | 19.9884 | 19.9458 | 19.896 | 19.7925 | 19.551 | 19.309 | 19.0721 | 18.8362 | 17.6373 | 16.2346 | 14.5431 | 20.6984 | 20.6656 | 20.6382 | 20.5992 | 20.5537 | 20.5008 | 20.4395 | 20.3914 | 20.3407 | 20.2893 | 20.0633 | 18.8673 | 17.4674 | 15.7788
|  | PORTLAND | LW |  |  |  |  | 21.0619 | 20.9867 | 20.9613 | 20.926 | 20.8843 | 20.8358 | 20.7794 | 20.7352 | 20.6886 | 20.6321 | 20.4132 | 19.2914 | 17.9428 | 16.0755 | 20.0812 | 20.0013 | 19.9706 | 19.9267 | 19.8761 | 19.8186 | 19.6727 | 19.4239 | 19.1746 | 18.9272 | 18.6774 | 17.4084 | 15.9096 | 13.8914 | 20.698 | 20.6165 | 20.584 | 20.5372 | 20.4835 | 20.4229 | 20.354 | 20.2967 | 20.2372 | 20.1539 | 19.9046 | 18.6385 | 17.1426 | 15.1274
|  | PORTLAND | ST |  |  |  |  | 21.0632 | 21.0632 | 21.0632 | 21.0632 | 21.0632 | 21.0632 | 21.0632 | 21.0632 | 21.0632 | 21.0632 | 21.0632 | 21.0632 | 20.5802 | 20.0772 | 20.0886 | 20.0874 | 20.0861 | 20.0805 | 20.0747 | 20.069 | 20.0632 | 20.0569 | 20.0506 | 20.0445 | 19.9949 | 19.3833 | 18.7881 | 18.1926 | 20.7075 | 20.7059 | 20.7041 | 20.6966 | 20.6889 | 20.6812 | 20.6734 | 20.6649 | 20.6565 | 20.6483 | 20.6402 | 20.6012 | 20.0164 | 19.4228
|  | PORTLAND | FS |  |  |  |  | 21.0618 | 21.0489 | 21.0486 | 21.0482 | 21.0476 | 21.0466 | 21.0455 | 21.0408 | 21.0357 | 21.0301 | 21.024 | 21.0083 | 20.9196 | 20.5572 | 20.0875 | 20.0739 | 20.0728 | 20.0714 | 20.0687 | 20.0639 | 20.0592 | 20.0503 | 20.041 | 20.0312 | 20.0209 | 19.9668 | 19.4505 | 18.8237 | 20.7066 | 20.6927 | 20.6914 | 20.6895 | 20.6861 | 20.6801 | 20.6741 | 20.6637 | 20.653 | 20.6417 | 20.6301 | 20.5871 | 20.4711 | 20.0509
LOVEDEAN GSP | PORTSMOUTH BSP | PORTSMOUTH | MINIMUM HEADROOM | SZ 63405 99685 | NO | NO | 0.65 | 44.2823 | 44.2268 | 44.2044 | 44.1721 | 44.1351 | 44.0929 | 44.0445 | 44.004 | 43.9615 | 43.9178 | 43.8721 | 43.4641 | 42.7438 | 41.4639 | 43.2984 | 43.2447 | 43.2243 | 43.1953 | 43.1617 | 43.123 | 43.0783 | 43.0416 | 43.003 | 42.963 | 42.9211 | 42.6613 | 42.2394 | 41.2062 | 44.2543 | 44.2035 | 44.1863 | 44.1624 | 44.1341 | 44.1008 | 44.0619 | 44.0312 | 43.9985 | 43.9644 | 43.9283 | 43.6968 | 43.0398 | 41.6059
|  | PORTSMOUTH | CT |  |  |  |  | 44.2827 | 44.2623 | 44.245 | 44.2203 | 44.1914 | 44.1573 | 44.1174 | 44.0853 | 44.0511 | 44.0162 | 43.98 | 43.6422 | 42.9982 | 42.0059 | 43.2987 | 43.28 | 43.2645 | 43.2429 | 43.2173 | 43.1866 | 43.1503 | 43.1221 | 43.0918 | 43.0606 | 43.0281 | 42.8192 | 42.4632 | 41.7609 | 44.2546 | 44.2384 | 44.2259 | 44.2092 | 44.1887 | 44.1632 | 44.1325 | 44.1104 | 44.0861 | 44.0608 | 44.0341 | 43.8527 | 43.3228 | 42.1598
|  | PORTSMOUTH | LW |  |  |  |  | 44.2823 | 44.2268 | 44.2044 | 44.1721 | 44.1351 | 44.0929 | 44.0445 | 44.004 | 43.9615 | 43.9178 | 43.8721 | 43.4641 | 42.7438 | 41.4639 | 43.2984 | 43.2447 | 43.2243 | 43.1953 | 43.1617 | 43.123 | 43.0783 | 43.0416 | 43.003 | 42.963 | 42.9211 | 42.6613 | 42.2394 | 41.2062 | 44.2544 | 44.2035 | 44.1863 | 44.1624 | 44.1341 | 44.1008 | 44.0619 | 44.0312 | 43.9985 | 43.9644 | 43.9283 | 43.6968 | 43.0398 | 41.6059
|  | PORTSMOUTH | ST |  |  |  |  | 44.2887 | 44.2873 | 44.2859 | 44.2806 | 44.2751 | 44.2695 | 44.2638 | 44.2576 | 44.2513 | 44.2451 | 44.2391 | 44.2097 | 44.1807 | 44.0122 | 43.3026 | 43.3018 | 43.3009 | 43.2977 | 43.2943 | 43.2909 | 43.2875 | 43.2837 | 43.2798 | 43.2761 | 43.2724 | 43.2545 | 43.2369 | 43.2188 | 44.2553 | 44.2553 | 44.2553 | 44.2553 | 44.2553 | 44.2553 | 44.2553 | 44.2553 | 44.2553 | 44.2553 | 44.2553 | 44.2553 | 44.2553 | 44.2553
|  | PORTSMOUTH | FS |  |  |  |  | 44.2878 | 44.2777 | 44.2766 | 44.2752 | 44.2727 | 44.2683 | 44.2639 | 44.2564 | 44.2485 | 44.2403 | 44.2317 | 44.2001 | 44.1143 | 43.945 | 43.3017 | 43.2918 | 43.2911 | 43.2901 | 43.2884 | 43.2854 | 43.2825 | 43.2766 | 43.2703 | 43.2637 | 43.2567 | 43.233 | 43.1551 | 42.994 | 44.2543 | 44.2449 | 44.2447 | 44.2444 | 44.2439 | 44.2431 | 44.2424 | 44.239 | 44.2352 | 44.2311 | 44.2267 | 44.2152 | 44.1497 | 44.0013
MELKSHAM GSP | ANDOVER BSP | PORTWAY | MINIMUM HEADROOM | SU 34402 46001 | NO | YES | 17.5474 | 8.5498 | 8.4511 | 8.3778 | 8.262 | 8.1404 | 8.0147 | 7.882 | 7.7528 | 7.6178 | 7.4799 | 7.3409 | 6.6441 | 5.8289 | 4.7341 | 8.4993 | 8.4081 | 8.3432 | 8.2214 | 8.0637 | 7.9017 | 7.732 | 7.5641 | 7.3972 | 7.2325 | 7.0668 | 6.2446 | 5.3035 | 4.0846 | 8.4857 | 8.3696 | 8.2765 | 8.1285 | 7.974 | 7.8154 | 7.649 | 7.4846 | 7.3212 | 7.1599 | 6.9976 | 6.1912 | 5.2661 | 4.0629
|  | PORTWAY | CT |  |  |  |  | 8.5518 | 8.4846 | 8.4159 | 8.3054 | 8.1886 | 8.0665 | 7.9369 | 7.8105 | 7.6799 | 7.5456 | 7.4129 | 6.7438 | 5.9681 | 5.034 | 8.5009 | 8.4409 | 8.3802 | 8.2688 | 8.1169 | 7.9593 | 7.7934 | 7.628 | 7.4636 | 7.3025 | 7.1436 | 6.3512 | 5.4532 | 4.3981 | 8.4883 | 8.4047 | 8.3174 | 8.1755 | 8.0268 | 7.8724 | 7.7098 | 7.548 | 7.387 | 7.2294 | 7.0738 | 6.297 | 5.4145 | 4.3747
|  | PORTWAY | LW |  |  |  |  | 8.5498 | 8.4511 | 8.3778 | 8.262 | 8.1404 | 8.0147 | 7.882 | 7.7528 | 7.6178 | 7.4799 | 7.3409 | 6.6441 | 5.8289 | 4.7341 | 8.4993 | 8.4081 | 8.3432 | 8.2214 | 8.0637 | 7.9017 | 7.732 | 7.5641 | 7.3972 | 7.2325 | 7.0668 | 6.2446 | 5.3035 | 4.0846 | 8.4857 | 8.3696 | 8.2765 | 8.1285 | 7.974 | 7.8154 | 7.649 | 7.4846 | 7.3212 | 7.1599 | 6.9976 | 6.1912 | 5.2661 | 4.0629
|  | PORTWAY | ST |  |  |  |  | 8.6176 | 8.6055 | 8.5917 | 8.531 | 8.4692 | 8.4077 | 8.3458 | 8.2789 | 8.2128 | 8.1483 | 8.0854 | 7.7713 | 7.4556 | 7.144 | 8.557 | 8.5467 | 8.535 | 8.4833 | 8.4308 | 8.3785 | 8.3035 | 8.211 | 8.1198 | 8.0307 | 7.9437 | 7.5298 | 7.136 | 6.7473 | 8.5766 | 8.5604 | 8.5418 | 8.46 | 8.3768 | 8.294 | 8.2107 | 8.1206 | 8.0316 | 7.9448 | 7.86 | 7.4564 | 7.0725 | 6.6936
|  | PORTWAY | FS |  |  |  |  | 8.6248 | 8.6095 | 8.6007 | 8.5896 | 8.5682 | 8.5291 | 8.4901 | 8.4437 | 8.3967 | 8.3495 | 8.3021 | 8.0783 | 7.8215 | 7.4866 | 8.563 | 8.5489 | 8.5414 | 8.5319 | 8.5137 | 8.4803 | 8.447 | 8.4072 | 8.3667 | 8.3159 | 8.2519 | 7.9463 | 7.613 | 7.2233 | 8.5867 | 8.5687 | 8.5569 | 8.5421 | 8.5134 | 8.4609 | 8.4085 | 8.3471 | 8.2847 | 8.2223 | 8.1598 | 7.8617 | 7.5355 | 7.1527
IVER 132KV | LONGFORD | POYLE | MINIMUM HEADROOM | TQ 03425 75555 | NO | NO | 0.86316 | 36.0623 | 36.0128 | 35.9961 | 35.9729 | 35.9454 | 35.9137 | 35.8768 | 35.8481 | 35.8179 | 35.7866 | 35.7538 | 35.5497 | 35.0368 | 33.7942 | 35.2713 | 35.2186 | 35.1982 | 35.1691 | 35.1356 | 35.0977 | 35.0546 | 35.0193 | 34.9825 | 34.9449 | 34.9057 | 34.6713 | 33.9155 | 32.5735 | 35.6202 | 35.5707 | 35.554 | 35.5307 | 35.5033 | 35.4715 | 35.4347 | 35.406 | 35.3758 | 35.3445 | 35.3117 | 34.6565 | 33.6283 | 32.2833
|  | POYLE | CT |  |  |  |  | 36.0624 | 36.0438 | 36.0295 | 36.0103 | 35.9868 | 35.9587 | 35.9252 | 35.9015 | 35.8762 | 35.8503 | 35.8232 | 35.648 | 35.2215 | 34.1748 | 35.2714 | 35.2498 | 35.2321 | 35.2071 | 35.1778 | 35.1437 | 35.1042 | 35.0738 | 35.042 | 35.0096 | 34.9763 | 34.7712 | 34.1085 | 32.9651 | 35.6203 | 35.6017 | 35.5874 | 35.5682 | 35.5447 | 35.5165 | 35.4831 | 35.4594 | 35.4341 | 35.4082 | 35.3811 | 34.7902 | 33.8215 | 32.6753
|  | POYLE | LW |  |  |  |  | 36.0623 | 36.0128 | 35.9961 | 35.9729 | 35.9454 | 35.9137 | 35.8768 | 35.8481 | 35.8179 | 35.7866 | 35.7538 | 35.5497 | 35.0368 | 33.7942 | 35.2713 | 35.2186 | 35.1982 | 35.1691 | 35.1356 | 35.0977 | 35.0546 | 35.0193 | 34.9825 | 34.9449 | 34.9057 | 34.6713 | 33.9155 | 32.5735 | 35.6202 | 35.5707 | 35.554 | 35.5307 | 35.5033 | 35.4715 | 35.4347 | 35.406 | 35.3758 | 35.3445 | 35.3117 | 34.6565 | 33.6283 | 32.2833
|  | POYLE | ST |  |  |  |  | 36.0632 | 36.0632 | 36.0632 | 36.0632 | 36.0632 | 36.0632 | 36.0632 | 36.0632 | 36.0632 | 36.0632 | 36.0632 | 36.0632 | 36.0632 | 36.0632 | 35.2762 | 35.2754 | 35.2744 | 35.2706 | 35.2666 | 35.2627 | 35.2587 | 35.2544 | 35.2502 | 35.246 | 35.242 | 35.2226 | 35.2038 | 35.1851 | 35.6211 | 35.6211 | 35.6211 | 35.6211 | 35.6211 | 35.6211 | 35.6211 | 35.6211 | 35.6211 | 35.6211 | 35.6211 | 35.6211 | 35.5999 | 35.1767
|  | POYLE | FS |  |  |  |  | 36.0623 | 36.0541 | 36.0539 | 36.0537 | 36.0533 | 36.0526 | 36.052 | 36.049 | 36.0457 | 36.0421 | 36.0383 | 36.0283 | 35.9724 | 35.8476 | 35.2757 | 35.2671 | 35.2663 | 35.2653 | 35.2635 | 35.2603 | 35.2571 | 35.2514 | 35.2453 | 35.239 | 35.2323 | 35.2086 | 35.1394 | 35.0013 | 35.6202 | 35.612 | 35.6118 | 35.6116 | 35.6112 | 35.6105 | 35.6098 | 35.6069 | 35.6036 | 35.6 | 35.5962 | 35.5862 | 35.5303 | 35.4054
MINETY GSP | STRATTON (2 X 90) | PRESSED STEEL SWINDON | MINIMUM HEADROOM | SU 16963 86368 | NO | NO | 1.3147 | 25.0305 | 24.9684 | 24.9474 | 24.9182 | 24.8786 | 24.8314 | 24.7779 | 24.7341 | 24.689 | 24.6429 | 24.5951 | 24.312 | 23.7301 | 22.5153 | 24.7385 | 24.6737 | 24.6498 | 24.6157 | 24.5763 | 24.5318 | 24.4812 | 24.4404 | 24.3982 | 24.3549 | 24.3099 | 23.583 | 22.6585 | 21.3692 | 24.6304 | 24.5647 | 24.5397 | 24.5039 | 24.4626 | 24.4164 | 24.364 | 24.3214 | 24.2773 | 24.2323 | 24.1855 | 23.7467 | 22.8628 | 21.6132
|  | PRESSED STEEL SWINDON | CT |  |  |  |  | 25.0305 | 25.0059 | 24.987 | 24.9615 | 24.9261 | 24.8816 | 24.8304 | 24.7915 | 24.751 | 24.71 | 24.6679 | 24.4126 | 23.8971 | 22.8902 | 24.7386 | 24.7114 | 24.6897 | 24.6594 | 24.6234 | 24.5817 | 24.5333 | 24.4974 | 24.4598 | 24.4216 | 24.3824 | 23.7064 | 22.8311 | 21.7513 | 24.6305 | 24.6025 | 24.5797 | 24.5477 | 24.51 | 24.4665 | 24.4164 | 24.3786 | 24.3392 | 24.2992 | 24.2582 | 23.8683 | 23.0324 | 21.9915
|  | PRESSED STEEL SWINDON | LW |  |  |  |  | 25.0306 | 24.9684 | 24.9474 | 24.9182 | 24.8786 | 24.8314 | 24.7779 | 24.7341 | 24.689 | 24.6429 | 24.5951 | 24.312 | 23.7301 | 22.5153 | 24.7385 | 24.6737 | 24.6498 | 24.6157 | 24.5763 | 24.5318 | 24.4812 | 24.4404 | 24.3982 | 24.3549 | 24.3099 | 23.583 | 22.6585 | 21.3692 | 24.6304 | 24.5647 | 24.5397 | 24.5039 | 24.4626 | 24.4164 | 24.364 | 24.3214 | 24.2773 | 24.2323 | 24.1855 | 23.7467 | 22.8628 | 21.6132
|  | PRESSED STEEL SWINDON | ST |  |  |  |  | 25.0316 | 25.0316 | 25.0316 | 25.0316 | 25.0316 | 25.0316 | 25.0316 | 25.0295 | 25.0242 | 25.0192 | 25.0142 | 24.9908 | 24.9687 | 24.9472 | 24.7433 | 24.7427 | 24.7422 | 24.739 | 24.7358 | 24.7326 | 24.7294 | 24.726 | 24.7227 | 24.7195 | 24.7163 | 24.7015 | 24.5813 | 24.275 | 24.6365 | 24.6358 | 24.6351 | 24.6307 | 24.6263 | 24.622 | 24.6177 | 24.6131 | 24.6085 | 24.6042 | 24.5999 | 24.5797 | 24.5607 | 24.434
|  | PRESSED STEEL SWINDON | FS |  |  |  |  | 25.0305 | 25.0207 | 25.0205 | 25.0202 | 25.0197 | 25.0189 | 25.0181 | 25.0145 | 25.0106 | 25.0063 | 25.0017 | 24.9724 | 24.8887 | 24.7244 | 24.7426 | 24.7325 | 24.7319 | 24.7311 | 24.7295 | 24.7266 | 24.7238 | 24.7179 | 24.7116 | 24.7049 | 24.6979 | 24.6746 | 24.5971 | 24.4388 | 24.636 | 24.6258 | 24.6251 | 24.6241 | 24.6221 | 24.6185 | 24.6149 | 24.6081 | 24.601 | 24.5935 | 24.5856 | 24.5581 | 24.4767 | 24.3147
BRAMLEY (FLEE) | FERNHURST | PRESTON CANDOVER | MINIMUM HEADROOM | SU 60879 41131 | NO | NO | 42.16 | -25.9633 | -26.037 | -26.103 | -26.198 | -26.3014 | -26.4104 | -26.5282 | -26.6442 | -26.7591 | -26.8722 | -26.9851 | -27.5151 | -28.0858 | -28.7971 | -27.8622 | -27.9446 | -28.0198 | -28.1283 | -28.2463 | -28.3704 | -28.5045 | -28.6367 | -28.7678 | -28.8965 | -29.025 | -29.6231 | -30.2583 | -31.033 | -26.5967 | -26.6798 | -26.7558 | -26.8655 | -26.9846 | -27.11 | -27.2454 | -27.3791 | -27.5114 | -27.6415 | -27.7713 | -28.375 | -29.0156 | -29.7955
|  | PRESTON CANDOVER | CT |  |  |  |  | -25.9633 | -26.0199 | -26.0811 | -26.1726 | -26.2719 | -26.3796 | -26.4982 | -26.6163 | -26.7343 | -26.8487 | -26.9605 | -27.4835 | -28.035 | -28.6701 | -27.8622 | -27.9258 | -27.9952 | -28.0993 | -28.2121 | -28.3343 | -28.4685 | -28.6032 | -28.7375 | -28.8675 | -28.9944 | -29.5826 | -30.1937 | -30.8875 | -26.5967 | -26.6609 | -26.731 | -26.8361 | -26.9501 | -27.0734 | -27.209 | -27.3451 | -27.4807 | -27.612 | -27.7402 | -28.3338 | -28.9499 | -29.6486
|  | PRESTON CANDOVER | LW |  |  |  |  | -25.9612 | -26.037 | -26.103 | -26.198 | -26.3014 | -26.4104 | -26.5282 | -26.6442 | -26.7591 | -26.8722 | -26.9851 | -27.5151 | -28.0858 | -28.7971 | -27.8607 | -27.9446 | -28.0198 | -28.1283 | -28.2463 | -28.3704 | -28.5045 | -28.6367 | -28.7678 | -28.8965 | -29.025 | -29.6231 | -30.2583 | -31.033 | -26.5953 | -26.6798 | -26.7558 | -26.8655 | -26.9846 | -27.11 | -27.2454 | -27.3791 | -27.5114 | -27.6415 | -27.7713 | -28.375 | -29.0156 | -29.7955
|  | PRESTON CANDOVER | ST |  |  |  |  | -25.9119 | -25.9299 | -25.9502 | -25.9986 | -26.0491 | -26.1016 | -26.1556 | -26.215 | -26.2745 | -26.3326 | -26.3893 | -26.6458 | -26.8788 | -27.1095 | -27.8037 | -27.8247 | -27.8484 | -27.9048 | -27.9637 | -28.0249 | -28.0879 | -28.1571 | -28.2264 | -28.294 | -28.3598 | -28.6575 | -28.9279 | -29.1956 | -26.5376 | -26.5589 | -26.5828 | -26.64 | -26.6996 | -26.7615 | -26.8252 | -26.8953 | -26.9654 | -27.0337 | -27.1003 | -27.4014 | -27.6749 | -27.9457
|  | PRESTON CANDOVER | FS |  |  |  |  | -25.8986 | -25.9124 | -25.9227 | -25.9355 | -25.9539 | -25.9817 | -26.0094 | -26.041 | -26.0727 | -26.1051 | -26.1376 | -26.2907 | -26.4495 | -26.6378 | -27.7881 | -27.8036 | -27.8156 | -27.8305 | -27.852 | -27.8843 | -27.9166 | -27.9532 | -27.9898 | -28.0274 | -28.0649 | -28.2428 | -28.4238 | -28.6341 | -26.5219 | -26.5375 | -26.5496 | -26.5647 | -26.5864 | -26.6191 | -26.6518 | -26.6888 | -26.7259 | -26.7639 | -26.8019 | -26.9817 | -27.1646 | -27.3768
CHICKERELL GSP | CHICKERELL BSP | PUDDLETOWN | MINIMUM HEADROOM | SY 74226 95039 | NO | YES | 0.035789 | 6.8055 | 6.7757 | 6.7468 | 6.7032 | 6.657 | 6.6095 | 6.5602 | 6.5105 | 6.46 | 6.4097 | 6.3587 | 6.0925 | 5.7776 | 5.4011 | 6.0307 | 5.9974 | 5.965 | 5.9153 | 5.8627 | 5.809 | 5.7536 | 5.6972 | 5.64 | 5.5834 | 5.5261 | 5.2304 | 4.886 | 4.4807 | 6.0313 | 5.9981 | 5.9658 | 5.9162 | 5.8637 | 5.8102 | 5.7548 | 5.6985 | 5.6415 | 5.5849 | 5.5278 | 5.2326 | 4.8887 | 4.484
|  | PUDDLETOWN | CT |  |  |  |  | 6.8055 | 6.7757 | 6.7468 | 6.7032 | 6.657 | 6.6095 | 6.5602 | 6.5105 | 6.46 | 6.4097 | 6.3587 | 6.0925 | 5.7776 | 5.4011 | 6.0307 | 5.9974 | 5.965 | 5.9153 | 5.8627 | 5.809 | 5.7536 | 5.6972 | 5.64 | 5.5834 | 5.5261 | 5.2304 | 4.886 | 4.4807 | 6.0313 | 5.9981 | 5.9658 | 5.9162 | 5.8637 | 5.8102 | 5.7548 | 5.6985 | 5.6415 | 5.5849 | 5.5278 | 5.2326 | 4.8887 | 4.484
|  | PUDDLETOWN | LW |  |  |  |  | 6.8132 | 6.7789 | 6.7532 | 6.7126 | 6.6694 | 6.6253 | 6.5788 | 6.534 | 6.4885 | 6.4424 | 6.3955 | 6.1511 | 5.856 | 5.4618 | 6.0382 | 6.0005 | 5.9711 | 5.9241 | 5.8745 | 5.824 | 5.7712 | 5.7199 | 5.6679 | 5.6155 | 5.5622 | 5.288 | 4.9629 | 4.5396 | 6.0389 | 6.0012 | 5.9719 | 5.9251 | 5.8756 | 5.8252 | 5.7724 | 5.7212 | 5.6694 | 5.617 | 5.5639 | 5.2902 | 4.9657 | 4.5428
|  | PUDDLETOWN | ST |  |  |  |  | 6.8399 | 6.8361 | 6.8316 | 6.8102 | 6.7889 | 6.7682 | 6.7473 | 6.7238 | 6.7008 | 6.6781 | 6.6559 | 6.55 | 6.4427 | 6.3377 | 6.0698 | 6.0654 | 6.0602 | 6.0344 | 6.0088 | 5.9841 | 5.959 | 5.9309 | 5.9034 | 5.8763 | 5.8498 | 5.724 | 5.5977 | 5.4743 | 6.0704 | 6.066 | 6.0608 | 6.0351 | 6.0096 | 5.9849 | 5.9599 | 5.9319 | 5.9045 | 5.8775 | 5.851 | 5.7256 | 5.5996 | 5.4765
|  | PUDDLETOWN | FS |  |  |  |  | 6.8452 | 6.8408 | 6.8386 | 6.8351 | 6.8283 | 6.8155 | 6.8028 | 6.7874 | 6.7711 | 6.7548 | 6.7385 | 6.6607 | 6.5732 | 6.4649 | 6.0758 | 6.071 | 6.0684 | 6.0641 | 6.0559 | 6.0405 | 6.0252 | 6.0068 | 5.9875 | 5.9681 | 5.9488 | 5.8563 | 5.7548 | 5.6332 | 6.0764 | 6.0715 | 6.069 | 6.0647 | 6.0565 | 6.0412 | 6.0259 | 6.0075 | 5.9883 | 5.969 | 5.9497 | 5.8575 | 5.7562 | 5.6349
AXMINSTER | YEOVIL BSP | PULHAM | MINIMUM HEADROOM | ST 71579 09451 | NO | YES | 0.18632 | 8.6578 | 8.6156 | 8.5837 | 8.5318 | 8.4777 | 8.4213 | 8.3629 | 8.3063 | 8.2495 | 8.1919 | 8.1342 | 7.835 | 7.4723 | 6.9651 | 8.1946 | 8.1468 | 8.1086 | 8.0459 | 7.981 | 7.914 | 7.8449 | 7.777 | 7.7092 | 7.6407 | 7.5721 | 7.2213 | 6.806 | 6.2559 | 7.8083 | 7.7873 | 7.7788 | 7.7673 | 7.7539 | 7.7378 | 7.7195 | 7.7048 | 7.6896 | 7.6732 | 7.6561 | 7.4884 | 7.0773 | 6.5313
|  | PULHAM | CT |  |  |  |  | 8.6578 | 8.6257 | 8.5935 | 8.5419 | 8.4879 | 8.4315 | 8.372 | 8.3153 | 8.2576 | 8.2009 | 8.1441 | 7.845 | 7.4863 | 7.0406 | 8.1946 | 8.1571 | 8.1188 | 8.0566 | 7.992 | 7.9251 | 7.8549 | 7.787 | 7.7183 | 7.6508 | 7.5834 | 7.2331 | 6.8226 | 6.3339 | 7.8083 | 7.7966 | 7.7871 | 7.7752 | 7.7612 | 7.7443 | 7.7249 | 7.7103 | 7.6941 | 7.6778 | 7.661 | 7.5 | 7.0937 | 6.609
|  | PULHAM | LW |  |  |  |  | 8.6603 | 8.6156 | 8.5837 | 8.5318 | 8.4777 | 8.4213 | 8.3629 | 8.3063 | 8.2495 | 8.1919 | 8.1342 | 7.835 | 7.4723 | 6.9651 | 8.1971 | 8.1468 | 8.1086 | 8.0459 | 7.981 | 7.914 | 7.8449 | 7.777 | 7.7092 | 7.6407 | 7.5721 | 7.2213 | 6.806 | 6.2559 | 7.8108 | 7.7873 | 7.7788 | 7.7673 | 7.7539 | 7.7378 | 7.7195 | 7.7048 | 7.6896 | 7.6732 | 7.6561 | 7.4884 | 7.0773 | 6.5313
|  | PULHAM | ST |  |  |  |  | 8.6936 | 8.6899 | 8.6848 | 8.6577 | 8.6292 | 8.6015 | 8.5743 | 8.5443 | 8.5148 | 8.4865 | 8.4586 | 8.324 | 8.1922 | 8.0624 | 8.2387 | 8.234 | 8.2275 | 8.1933 | 8.1574 | 8.1225 | 8.0883 | 8.0506 | 8.0134 | 7.9778 | 7.9427 | 7.7734 | 7.6086 | 7.4465 | 7.8128 | 7.8128 | 7.8128 | 7.8128 | 7.812 | 7.8112 | 7.8103 | 7.8095 | 7.8086 | 7.8078 | 7.8069 | 7.8027 | 7.7952 | 7.7138
|  | PULHAM | FS |  |  |  |  | 8.6973 | 8.6909 | 8.6879 | 8.6841 | 8.6748 | 8.6575 | 8.6402 | 8.6196 | 8.599 | 8.5775 | 8.5561 | 8.4564 | 8.3374 | 8.1886 | 8.2432 | 8.2361 | 8.2323 | 8.2275 | 8.2157 | 8.194 | 8.1722 | 8.1465 | 8.1207 | 8.094 | 8.0672 | 7.9422 | 7.7991 | 7.6259 | 7.8133 | 7.8098 | 7.8097 | 7.8096 | 7.8094 | 7.8091 | 7.8088 | 7.8075 | 7.8061 | 7.8046 | 7.8029 | 7.7986 | 7.7703 | 7.7128
LOVEDEAN GSP | FORT WIDLEY | PURBROOK | MINIMUM HEADROOM | SU 67047 07819 | NO | NO | 0.042105 | 16.4176 | 16.3633 | 16.3436 | 16.3165 | 16.2846 | 16.248 | 16.2058 | 16.1726 | 16.1379 | 16.1021 | 16.0646 | 15.7197 | 14.9046 | 13.7382 | 16.1413 | 16.0842 | 16.0613 | 16.0294 | 15.9924 | 15.9508 | 15.9033 | 15.8646 | 15.8245 | 15.7557 | 15.6089 | 14.8597 | 13.9672 | 12.7241 | 16.8703 | 16.8012 | 16.7325 | 16.6229 | 16.4996 | 16.3721 | 16.2355 | 16.1037 | 15.9721 | 15.8421 | 15.7113 | 14.9915 | 14.1005 | 12.859
|  | PURBROOK | CT |  |  |  |  | 16.4176 | 16.3945 | 16.3762 | 16.3524 | 16.3235 | 16.2895 | 16.2494 | 16.2206 | 16.19 | 16.1579 | 16.1247 | 15.8374 | 15.0666 | 14.099 | 16.1413 | 16.1156 | 16.0945 | 16.0659 | 16.0322 | 15.9932 | 15.948 | 15.9136 | 15.8777 | 15.8334 | 15.6927 | 14.9832 | 14.1381 | 13.0967 | 16.8703 | 16.8379 | 16.7735 | 16.6705 | 16.5533 | 16.4307 | 16.2994 | 16.1711 | 16.0422 | 15.9166 | 15.7916 | 15.1148 | 14.2712 | 13.2313
|  | PURBROOK | LW |  |  |  |  | 16.4193 | 16.3633 | 16.3436 | 16.3165 | 16.2846 | 16.248 | 16.2058 | 16.1726 | 16.1379 | 16.1021 | 16.0646 | 15.7197 | 14.9046 | 13.7382 | 16.1428 | 16.0842 | 16.0613 | 16.0294 | 15.9924 | 15.9508 | 15.9033 | 15.8646 | 15.8245 | 15.7557 | 15.6089 | 14.8597 | 13.9672 | 12.7241 | 16.8719 | 16.8012 | 16.7325 | 16.6229 | 16.4996 | 16.3721 | 16.2355 | 16.1037 | 15.9721 | 15.8421 | 15.7113 | 14.9915 | 14.1005 | 12.859
|  | PURBROOK | ST |  |  |  |  | 16.4211 | 16.4211 | 16.4211 | 16.4211 | 16.4211 | 16.4211 | 16.4211 | 16.4211 | 16.4211 | 16.4211 | 16.4211 | 16.4185 | 16.4143 | 16.3682 | 16.1481 | 16.1475 | 16.1468 | 16.1436 | 16.1404 | 16.1372 | 16.1339 | 16.1304 | 16.1269 | 16.1236 | 16.1203 | 16.1025 | 15.8221 | 15.5202 | 16.8737 | 16.8737 | 16.8737 | 16.8737 | 16.8354 | 16.7835 | 16.7267 | 16.6638 | 16.6011 | 16.541 | 16.4819 | 16.2061 | 15.9444 | 15.6517
|  | PURBROOK | FS |  |  |  |  | 16.4201 | 16.411 | 16.4108 | 16.4105 | 16.4101 | 16.4094 | 16.4086 | 16.4053 | 16.4017 | 16.3977 | 16.3934 | 16.3824 | 16.3205 | 16.1828 | 16.1475 | 16.138 | 16.1373 | 16.1365 | 16.1349 | 16.1321 | 16.1294 | 16.1238 | 16.1179 | 16.1117 | 16.1051 | 16.0831 | 16.0109 | 15.8095 | 16.8727 | 16.8637 | 16.8634 | 16.8632 | 16.8627 | 16.862 | 16.8455 | 16.8059 | 16.7661 | 16.7232 | 16.6781 | 16.4691 | 16.2227 | 15.8998
BRAMLEY (FLEE) | PYESTOCK BSP | PYESTOCK | MINIMUM HEADROOM | SU 82940 54553 | NO | NO | 0 | 24 | 24 | 24 | 24 | 24 | 24 | 24 | 24 | 24 | 24 | 24 | 24 | 24 | 24 | 24 | 24 | 24 | 24 | 24 | 24 | 24 | 24 | 24 | 24 | 24 | 24 | 24 | 24 | 24 | 24 | 24 | 24 | 24 | 24 | 24 | 24 | 24 | 24 | 24 | 24 | 24 | 24
|  | PYESTOCK | CT |  |  |  |  | 24 | 24 | 24 | 24 | 24 | 24 | 24 | 24 | 24 | 24 | 24 | 24 | 24 | 24 | 24 | 24 | 24 | 24 | 24 | 24 | 24 | 24 | 24 | 24 | 24 | 24 | 24 | 24 | 24 | 24 | 24 | 24 | 24 | 24 | 24 | 24 | 24 | 24 | 24 | 24 | 24 | 24
|  | PYESTOCK | LW |  |  |  |  | 24 | 24 | 24 | 24 | 24 | 24 | 24 | 24 | 24 | 24 | 24 | 24 | 24 | 24 | 24 | 24 | 24 | 24 | 24 | 24 | 24 | 24 | 24 | 24 | 24 | 24 | 24 | 24 | 24 | 24 | 24 | 24 | 24 | 24 | 24 | 24 | 24 | 24 | 24 | 24 | 24 | 24
|  | PYESTOCK | ST |  |  |  |  | 27.1158 | 27.1158 | 27.1158 | 27.1158 | 27.1158 | 27.1158 | 27.1158 | 27.1158 | 27.1158 | 27.1158 | 27.1158 | 27.1158 | 27.1158 | 27.1158 | 27.3158 | 27.3158 | 27.3158 | 27.3158 | 27.3158 | 27.3158 | 27.3158 | 27.3158 | 27.3158 | 27.3158 | 27.3158 | 27.3158 | 27.3158 | 27.3158 | 27.4421 | 27.4421 | 27.4421 | 27.4421 | 27.4421 | 27.4421 | 27.4421 | 27.4421 | 27.4421 | 27.4421 | 27.4421 | 27.4421 | 27.4421 | 27.4421
|  | PYESTOCK | FS |  |  |  |  | 24 | 24 | 24 | 24 | 24 | 24 | 24 | 24 | 24 | 24 | 24 | 24 | 24 | 24 | 24 | 24 | 24 | 24 | 24 | 24 | 24 | 24 | 24 | 24 | 24 | 24 | 24 | 24 | 24 | 24 | 24 | 24 | 24 | 24 | 24 | 24 | 24 | 24 | 24 | 24 | 24 | 24
MINETY GSP | TOOTHILL BSP | QUARRY ROAD | MINIMUM HEADROOM | SU 15334 83380 | NO | YES | 0.11684 | 24.8606 | 24.7689 | 24.7379 | 24.6949 | 24.6441 | 24.5858 | 24.5183 | 24.4658 | 24.411 | 24.3545 | 24.2953 | 23.9317 | 22.7611 | 20.8332 | 23.6788 | 23.5822 | 23.5455 | 23.4934 | 23.4332 | 23.3655 | 23.2884 | 23.2259 | 23.1613 | 23.0952 | 23.0265 | 21.8994 | 20.3002 | 18.1633 | 24.1699 | 24.0718 | 24.0337 | 23.9791 | 23.9162 | 23.8459 | 23.7662 | 23.701 | 23.6336 | 23.3671 | 23.0982 | 21.7533 | 20.1836 | 18.0758
|  | QUARRY ROAD | CT |  |  |  |  | 24.8606 | 24.8242 | 24.7963 | 24.7588 | 24.7128 | 24.6584 | 24.5941 | 24.5487 | 24.5008 | 24.4518 | 24.401 | 24.0774 | 23.0337 | 21.4205 | 23.679 | 23.638 | 23.6047 | 23.5583 | 23.5033 | 23.4397 | 23.366 | 23.3105 | 23.2528 | 23.1942 | 23.134 | 22.1077 | 20.5929 | 18.7767 | 24.1702 | 24.1278 | 24.0931 | 24.0443 | 23.9867 | 23.9207 | 23.8443 | 23.7861 | 23.7256 | 23.5017 | 23.2456 | 21.9598 | 20.4735 | 18.6856
|  | QUARRY ROAD | LW |  |  |  |  | 24.8606 | 24.7689 | 24.7379 | 24.6949 | 24.6441 | 24.5858 | 24.5183 | 24.4658 | 24.411 | 24.3545 | 24.2953 | 23.9317 | 22.7611 | 20.8332 | 23.6788 | 23.5822 | 23.5455 | 23.4934 | 23.4332 | 23.3655 | 23.2884 | 23.2259 | 23.1613 | 23.0952 | 23.0265 | 21.8994 | 20.3002 | 18.1633 | 24.1699 | 24.0718 | 24.0337 | 23.9791 | 23.9162 | 23.8459 | 23.7662 | 23.701 | 23.6336 | 23.3671 | 23.0982 | 21.7533 | 20.1836 | 18.0758
|  | QUARRY ROAD | ST |  |  |  |  | 24.8621 | 24.8621 | 24.8621 | 24.8621 | 24.8621 | 24.8621 | 24.8621 | 24.8621 | 24.8621 | 24.8621 | 24.8621 | 24.8621 | 24.8621 | 24.8621 | 23.6869 | 23.6857 | 23.6844 | 23.6784 | 23.6724 | 23.6664 | 23.6604 | 23.6539 | 23.6475 | 23.6413 | 23.6352 | 23.6066 | 23.5301 | 22.9288 | 24.1798 | 24.1783 | 24.1765 | 24.169 | 24.1613 | 24.1536 | 24.146 | 24.1377 | 24.1296 | 24.1216 | 24.1139 | 23.9592 | 23.3635 | 22.7798
|  | QUARRY ROAD | FS |  |  |  |  | 24.8606 | 24.8461 | 24.8458 | 24.8453 | 24.8446 | 24.8434 | 24.8423 | 24.837 | 24.8312 | 24.8249 | 24.818 | 24.8004 | 24.7022 | 24.4842 | 23.6862 | 23.671 | 23.6698 | 23.6683 | 23.6655 | 23.6606 | 23.6557 | 23.6462 | 23.6362 | 23.6256 | 23.6145 | 23.5761 | 23.4583 | 23.2211 | 24.1793 | 24.1639 | 24.1625 | 24.1607 | 24.1574 | 24.1514 | 24.1455 | 24.1348 | 24.1236 | 24.1118 | 24.0996 | 24.0555 | 23.9322 | 23.4128
BRAMLEY (FLEE) | CAMBERLEY RESERVE | QUEENSMEAD | MINIMUM HEADROOM | SU 87062 55683 | NO | NO | 0.012632 | 12.4813 | 12.4328 | 12.4164 | 12.3936 | 12.3667 | 12.336 | 12.3006 | 12.2731 | 12.2446 | 12.2153 | 12.1846 | 11.9984 | 11.701 | 11.1276 | 11.8641 | 11.8132 | 11.7942 | 11.7671 | 11.7358 | 11.7008 | 11.661 | 11.629 | 11.596 | 11.5622 | 11.5273 | 11.3208 | 10.9839 | 9.9669 | 12.0918 | 12.0433 | 12.0269 | 12.0041 | 11.9772 | 11.9465 | 11.9112 | 11.8837 | 11.8551 | 11.8258 | 11.7951 | 11.609 | 10.9306 | 9.9135
|  | QUEENSMEAD | CT |  |  |  |  | 12.4813 | 12.4612 | 12.4457 | 12.425 | 12.3996 | 12.3698 | 12.3347 | 12.31 | 12.2841 | 12.2578 | 12.2305 | 12.0596 | 11.7818 | 11.3453 | 11.8641 | 11.8417 | 11.8238 | 11.7988 | 11.7691 | 11.7351 | 11.6957 | 11.6664 | 11.6361 | 11.6054 | 11.5739 | 11.383 | 11.0855 | 10.2286 | 12.0918 | 12.0717 | 12.0563 | 12.0355 | 12.0101 | 11.9803 | 11.9452 | 11.9205 | 11.8946 | 11.8683 | 11.8411 | 11.6701 | 11.0453 | 10.1752
|  | QUEENSMEAD | LW |  |  |  |  | 12.4813 | 12.4328 | 12.4164 | 12.3936 | 12.3667 | 12.336 | 12.3006 | 12.2731 | 12.2446 | 12.2153 | 12.1846 | 11.9984 | 11.701 | 11.1276 | 11.8641 | 11.8132 | 11.7942 | 11.7671 | 11.7358 | 11.7008 | 11.661 | 11.629 | 11.596 | 11.5622 | 11.5273 | 11.3208 | 10.9839 | 9.9669 | 12.0918 | 12.0433 | 12.0269 | 12.0041 | 11.9772 | 11.9465 | 11.9112 | 11.8837 | 11.8551 | 11.8258 | 11.7951 | 11.609 | 10.9306 | 9.9135
|  | QUEENSMEAD | ST |  |  |  |  | 12.4821 | 12.4821 | 12.4821 | 12.4821 | 12.4821 | 12.4821 | 12.4821 | 12.4821 | 12.4821 | 12.4821 | 12.4821 | 12.4821 | 12.4821 | 12.4821 | 11.8682 | 11.8677 | 11.8672 | 11.8644 | 11.8615 | 11.8587 | 11.8559 | 11.8529 | 11.8499 | 11.847 | 11.8442 | 11.8311 | 11.8187 | 11.8067 | 12.0926 | 12.0926 | 12.0926 | 12.0926 | 12.0926 | 12.0926 | 12.0926 | 12.0926 | 12.0926 | 12.0926 | 12.0926 | 12.0926 | 12.0926 | 12.0926
|  | QUEENSMEAD | FS |  |  |  |  | 12.4813 | 12.4739 | 12.4738 | 12.4736 | 12.4732 | 12.4726 | 12.472 | 12.4693 | 12.4664 | 12.4631 | 12.4596 | 12.4507 | 12.401 | 12.2914 | 11.8678 | 11.8601 | 11.8596 | 11.8589 | 11.8576 | 11.8552 | 11.8528 | 11.848 | 11.843 | 11.8378 | 11.8323 | 11.8133 | 11.7544 | 11.6358 | 12.0919 | 12.0845 | 12.0843 | 12.0841 | 12.0837 | 12.0831 | 12.0825 | 12.0798 | 12.0769 | 12.0737 | 12.0702 | 12.0612 | 12.0115 | 11.9019
MELKSHAM GSP | WEST GRAFTON | RAMSBURY | MINIMUM HEADROOM | SU 27380 72108 | NO | YES | 0.098947 | 9.1638 | 9.1385 | 9.1299 | 9.1181 | 9.104 | 9.088 | 9.0696 | 9.0553 | 9.0404 | 9.0251 | 9.0092 | 8.9123 | 8.7577 | 8.4597 | 8.5336 | 8.4816 | 8.4424 | 8.3814 | 8.3172 | 8.2521 | 8.1831 | 8.1166 | 8.0503 | 7.9853 | 7.9194 | 7.592 | 7.2104 | 6.6907 | 8.498 | 8.4455 | 8.4058 | 8.3439 | 8.2789 | 8.2128 | 8.143 | 8.0756 | 8.0084 | 7.9425 | 7.8757 | 7.5442 | 7.1587 | 6.6351
|  | RAMSBURY | CT |  |  |  |  | 9.1638 | 9.1533 | 9.1452 | 9.1344 | 9.1211 | 9.1055 | 9.0872 | 9.0743 | 9.0608 | 9.047 | 9.0328 | 8.9437 | 8.799 | 8.5719 | 8.5345 | 8.499 | 8.4622 | 8.4031 | 8.3406 | 8.2767 | 8.2087 | 8.1427 | 8.0769 | 8.0134 | 7.9502 | 7.6335 | 7.2685 | 6.8276 | 8.4989 | 8.463 | 8.4256 | 8.3657 | 8.3023 | 8.2376 | 8.1687 | 8.1018 | 8.0351 | 7.9707 | 7.9066 | 7.586 | 7.217 | 6.7725
|  | RAMSBURY | LW |  |  |  |  | 9.1638 | 9.1385 | 9.1299 | 9.1181 | 9.104 | 9.088 | 9.0696 | 9.0553 | 9.0404 | 9.0251 | 9.0092 | 8.9123 | 8.7577 | 8.4597 | 8.5336 | 8.4816 | 8.4424 | 8.3814 | 8.3172 | 8.2521 | 8.1831 | 8.1166 | 8.0503 | 7.9853 | 7.9194 | 7.592 | 7.2104 | 6.6907 | 8.498 | 8.4455 | 8.4058 | 8.3439 | 8.2789 | 8.2128 | 8.143 | 8.0756 | 8.0084 | 7.9425 | 7.8757 | 7.5442 | 7.1587 | 6.6351
|  | RAMSBURY | ST |  |  |  |  | 9.1642 | 9.1642 | 9.1642 | 9.1642 | 9.1642 | 9.1642 | 9.1642 | 9.1642 | 9.1642 | 9.1642 | 9.1642 | 9.1642 | 9.1642 | 9.1642 | 8.5714 | 8.5657 | 8.5593 | 8.5272 | 8.4946 | 8.4622 | 8.4306 | 8.3964 | 8.3629 | 8.3301 | 8.2989 | 8.1489 | 8.0104 | 7.8779 | 8.5364 | 8.5306 | 8.5241 | 8.4915 | 8.4583 | 8.4253 | 8.3932 | 8.3584 | 8.3243 | 8.2909 | 8.2591 | 8.1065 | 7.9656 | 7.8308
|  | RAMSBURY | FS |  |  |  |  | 9.1638 | 9.16 | 9.1599 | 9.1598 | 9.1596 | 9.1593 | 9.1589 | 9.1576 | 9.156 | 9.1543 | 9.1525 | 9.1479 | 9.122 | 9.0651 | 8.577 | 8.5696 | 8.5658 | 8.5608 | 8.5503 | 8.5301 | 8.5098 | 8.4854 | 8.4599 | 8.4345 | 8.4099 | 8.2944 | 8.163 | 8.0057 | 8.5421 | 8.5347 | 8.5308 | 8.5257 | 8.5151 | 8.4945 | 8.4739 | 8.449 | 8.4232 | 8.3973 | 8.3723 | 8.2549 | 8.1216 | 7.9626
MELKSHAM GSP | AMESBURY | RATFYN | MINIMUM HEADROOM | SU 16215 42533 | NO | YES | 0.10737 | 27.6574 | 27.5884 | 27.5646 | 27.5306 | 27.4906 | 27.4448 | 27.392 | 27.3506 | 27.3074 | 27.2629 | 27.2163 | 26.3954 | 25.2862 | 23.7224 | 26.4574 | 26.3884 | 26.3646 | 26.3306 | 26.2906 | 26.1975 | 25.9771 | 25.7587 | 25.5411 | 25.3257 | 25.1098 | 24.0232 | 22.7581 | 21.0673 | 26.9942 | 26.9253 | 26.9014 | 26.8675 | 26.8274 | 26.7816 | 26.7288 | 26.6874 | 26.6442 | 26.4763 | 26.263 | 25.1881 | 23.9347 | 22.2556
|  | RATFYN | CT |  |  |  |  | 27.6574 | 27.6287 | 27.6057 | 27.5753 | 27.5385 | 27.4952 | 27.4442 | 27.4077 | 27.3692 | 27.3299 | 27.2883 | 26.5331 | 25.4799 | 24.1595 | 26.4574 | 26.4287 | 26.4057 | 26.3753 | 26.3385 | 26.2734 | 26.059 | 25.8446 | 25.6309 | 25.4215 | 25.2134 | 24.1702 | 22.9631 | 21.5191 | 26.9942 | 26.9656 | 26.9425 | 26.9121 | 26.8753 | 26.832 | 26.781 | 26.7445 | 26.7061 | 26.5717 | 26.366 | 25.3344 | 24.1387 | 22.706
|  | RATFYN | LW |  |  |  |  | 27.659 | 27.5884 | 27.5646 | 27.5306 | 27.4906 | 27.4448 | 27.392 | 27.3506 | 27.3074 | 27.2629 | 27.2163 | 26.3954 | 25.2862 | 23.7224 | 26.459 | 26.3884 | 26.3646 | 26.3306 | 26.2906 | 26.1975 | 25.9771 | 25.7587 | 25.5411 | 25.3257 | 25.1098 | 24.0232 | 22.7581 | 21.0673 | 26.9959 | 26.9253 | 26.9014 | 26.8675 | 26.8274 | 26.7816 | 26.7288 | 26.6874 | 26.6442 | 26.4763 | 26.263 | 25.1881 | 23.9347 | 22.2556
|  | RATFYN | ST |  |  |  |  | 27.6611 | 27.6611 | 27.6611 | 27.6611 | 27.6611 | 27.6611 | 27.6611 | 27.6611 | 27.6611 | 27.6611 | 27.6611 | 27.6594 | 27.5565 | 27.1668 | 26.4611 | 26.4611 | 26.4611 | 26.4611 | 26.4611 | 26.4611 | 26.4611 | 26.4611 | 26.4611 | 26.4033 | 26.297 | 25.7828 | 25.2912 | 24.8062 | 26.9979 | 26.9979 | 26.9979 | 26.9979 | 26.9979 | 26.9979 | 26.9979 | 26.9979 | 26.9979 | 26.9979 | 26.9979 | 26.9326 | 26.4481 | 25.9702
|  | RATFYN | FS |  |  |  |  | 27.6599 | 27.6486 | 27.6484 | 27.648 | 27.6475 | 27.6466 | 27.6457 | 27.6416 | 27.6371 | 27.6322 | 27.6269 | 27.6132 | 27.537 | 27.3678 | 26.4599 | 26.4486 | 26.4484 | 26.448 | 26.4475 | 26.4466 | 26.4457 | 26.4416 | 26.4371 | 26.4322 | 26.4269 | 26.2824 | 25.8528 | 25.3349 | 26.9967 | 26.9855 | 26.9852 | 26.9849 | 26.9843 | 26.9834 | 26.9825 | 26.9784 | 26.974 | 26.9691 | 26.9637 | 26.9501 | 26.8739 | 26.4869
BRAMLEY (FLEE) | READING BSP | READING | MINIMUM HEADROOM | SU 74591 73788 | NO | NO | 1.652 | 51.3025 | 51.0977 | 51.0163 | 50.8987 | 50.7644 | 50.6157 | 50.4481 | 50.3102 | 50.1687 | 50.0247 | 49.8759 | 48.0682 | 45.4835 | 41.8189 | 50.4776 | 50.2719 | 50.1894 | 50.0701 | 49.9339 | 49.7835 | 49.6141 | 49.4744 | 49.331 | 49.1853 | 48.8513 | 46.3718 | 43.4696 | 39.5281 | 51.5644 | 51.362 | 51.2831 | 51.1698 | 51.0397 | 50.8954 | 50.7321 | 50.5987 | 50.2553 | 49.805 | 49.3047 | 46.7699 | 43.8128 | 39.8178
|  | READING | CT |  |  |  |  | 51.303 | 51.2113 | 51.1356 | 51.0282 | 50.9026 | 50.7598 | 50.5961 | 50.4703 | 50.3407 | 50.2101 | 50.0768 | 48.4155 | 45.9651 | 42.9087 | 50.4782 | 50.3855 | 50.3089 | 50.1998 | 50.0724 | 49.9279 | 49.7624 | 49.6348 | 49.5033 | 49.3709 | 49.1165 | 46.7378 | 43.9797 | 40.6428 | 51.5649 | 51.4753 | 51.4021 | 51.2988 | 51.1773 | 51.0387 | 50.8793 | 50.7581 | 50.4772 | 50.0409 | 49.5721 | 47.1391 | 44.3279 | 40.939
|  | READING | LW |  |  |  |  | 51.3025 | 51.0977 | 51.0163 | 50.8987 | 50.7644 | 50.6157 | 50.4481 | 50.3102 | 50.1687 | 50.0247 | 49.8759 | 48.0682 | 45.4835 | 41.8189 | 50.4776 | 50.2719 | 50.1894 | 50.0701 | 49.9339 | 49.7835 | 49.6141 | 49.4744 | 49.331 | 49.1853 | 48.8513 | 46.3718 | 43.4696 | 39.5281 | 51.5644 | 51.362 | 51.2831 | 51.1698 | 51.0397 | 50.8954 | 50.7321 | 50.5987 | 50.2553 | 49.805 | 49.3047 | 46.7699 | 43.8128 | 39.8178
|  | READING | ST |  |  |  |  | 51.3271 | 51.3237 | 51.32 | 51.3012 | 51.2822 | 51.2637 | 51.2452 | 51.2249 | 51.2051 | 51.1859 | 51.1673 | 51.0804 | 50.9964 | 50.1594 | 50.5035 | 50.4999 | 50.496 | 50.4761 | 50.4559 | 50.4362 | 50.4166 | 50.3952 | 50.3741 | 50.3537 | 50.334 | 50.2419 | 49.5326 | 48.5085 | 51.5859 | 51.5829 | 51.5798 | 51.5638 | 51.5476 | 51.5318 | 51.516 | 51.4987 | 51.4817 | 51.4654 | 51.4495 | 51.0208 | 49.971 | 48.9144
|  | READING | FS |  |  |  |  | 51.327 | 51.2963 | 51.2933 | 51.2894 | 51.2816 | 51.2675 | 51.2535 | 51.2297 | 51.2049 | 51.1791 | 51.1523 | 51.0527 | 50.7988 | 50.314 | 50.5036 | 50.4728 | 50.4697 | 50.4655 | 50.4574 | 50.4426 | 50.4278 | 50.4032 | 50.3776 | 50.351 | 50.3234 | 50.2198 | 49.9624 | 49.474 | 51.5853 | 51.555 | 51.5523 | 51.5488 | 51.542 | 51.5296 | 51.5173 | 51.4955 | 51.4726 | 51.4488 | 51.4239 | 51.3338 | 51.0881 | 49.9829
BRAMLEY (FLEE) | READING TOWN BSP | READING TOWN | MINIMUM HEADROOM | SU 71540 74122 | NO | NO | 0.367 | 100.0206 | 99.9069 | 99.8684 | 99.8064 | 99.7039 | 99.5899 | 99.4603 | 99.3491 | 99.0618 | 98.4607 | 97.8537 | 95.0863 | 92.1242 | 88.4633 | 98.6311 | 98.5174 | 98.4789 | 98.4256 | 98.3625 | 98.29 | 98.2061 | 98.1407 | 98.0723 | 98.0017 | 97.912 | 97.3352 | 94.037 | 89.9685 | 99.1987 | 99.0671 | 99.0074 | 98.924 | 98.8283 | 98.7213 | 98.5994 | 97.9743 | 97.2771 | 96.5969 | 95.9104 | 92.7982 | 89.5042 | 85.4436
|  | READING TOWN | CT |  |  |  |  | 100.0206 | 99.9771 | 99.9436 | 99.8986 | 99.8095 | 99.7048 | 99.5837 | 99.4822 | 99.3781 | 98.806 | 98.2343 | 95.6318 | 92.9185 | 89.8177 | 98.6312 | 98.5876 | 98.5541 | 98.5091 | 98.454 | 98.3885 | 98.311 | 98.2562 | 98.1981 | 98.1386 | 98.0731 | 97.5618 | 94.9246 | 91.4476 | 99.2004 | 99.1414 | 99.0894 | 99.0168 | 98.9315 | 98.8334 | 98.7197 | 98.3355 | 97.6362 | 96.9732 | 96.3255 | 93.3939 | 90.3748 | 86.9203
|  | READING TOWN | LW |  |  |  |  | 100.0206 | 99.9069 | 99.8684 | 99.8064 | 99.7039 | 99.5899 | 99.4603 | 99.3491 | 99.0618 | 98.4607 | 97.8537 | 95.0863 | 92.1242 | 88.4633 | 98.6311 | 98.5174 | 98.4789 | 98.4256 | 98.3625 | 98.29 | 98.2061 | 98.1407 | 98.0723 | 98.0017 | 97.912 | 97.3352 | 94.037 | 89.9685 | 99.1987 | 99.0671 | 99.0074 | 98.924 | 98.8283 | 98.7213 | 98.5994 | 97.9743 | 97.2771 | 96.5969 | 95.9104 | 92.7982 | 89.5042 | 85.4436
|  | READING TOWN | ST |  |  |  |  | 100.0225 | 100.0225 | 100.0225 | 100.0225 | 100.0225 | 100.0225 | 100.0043 | 99.9773 | 99.9505 | 99.925 | 99.9 | 99.4982 | 98.2345 | 96.9672 | 98.633 | 98.633 | 98.633 | 98.633 | 98.633 | 98.633 | 98.633 | 98.633 | 98.633 | 98.633 | 98.633 | 98.633 | 98.6002 | 98.534 | 99.2159 | 99.2085 | 99.2001 | 99.1824 | 99.1636 | 99.1441 | 99.1235 | 99.1012 | 99.0789 | 99.0577 | 99.0369 | 97.695 | 96.2428 | 94.7865
|  | READING TOWN | FS |  |  |  |  | 100.0206 | 100.0026 | 100.0022 | 100.0016 | 100.0007 | 99.9993 | 99.9978 | 99.9913 | 99.9841 | 99.9762 | 99.9637 | 99.8762 | 99.6936 | 99.36 | 98.6311 | 98.6131 | 98.6127 | 98.6122 | 98.6113 | 98.6098 | 98.6083 | 98.6018 | 98.5946 | 98.5868 | 98.5782 | 98.5563 | 98.4339 | 98.1616 | 99.2186 | 99.1964 | 99.1916 | 99.1859 | 99.1781 | 99.1666 | 99.1551 | 99.1376 | 99.1194 | 99.1003 | 99.0805 | 99.0042 | 98.8318 | 97.8551
MANNINGTON GSP | REDHILL BSP | REDHILL | MINIMUM HEADROOM | SZ 08512 96149 | NO | YES | 4.153 | 38.7944 | 38.577 | 38.4286 | 38.1903 | 37.9377 | 37.6761 | 37.3988 | 37.1315 | 36.8621 | 36.5938 | 36.3223 | 34.8988 | 33.1271 | 30.5596 | 35.3624 | 35.1192 | 34.9423 | 34.6557 | 34.3539 | 34.0434 | 33.7164 | 33.3968 | 33.0757 | 32.7565 | 32.4343 | 30.7667 | 28.7448 | 25.9272 | 35.7525 | 35.5186 | 35.3519 | 35.0826 | 34.7985 | 34.5054 | 34.1963 | 33.8954 | 33.5928 | 33.2908 | 32.978 | 31.3551 | 29.379 | 26.5737
|  | REDHILL | CT |  |  |  |  | 38.7974 | 38.6602 | 38.5228 | 38.2995 | 38.0621 | 37.8142 | 37.5496 | 37.2942 | 37.0372 | 36.7834 | 36.5298 | 35.1984 | 33.5475 | 31.4526 | 35.3662 | 35.2043 | 35.0395 | 34.7691 | 34.4837 | 34.1878 | 33.8743 | 33.5662 | 33.2572 | 32.9528 | 32.6493 | 31.0778 | 29.1825 | 26.8419 | 35.756 | 35.603 | 35.448 | 35.1945 | 34.9263 | 34.6476 | 34.3516 | 34.0624 | 33.772 | 33.4857 | 33.1916 | 31.6641 | 29.8136 | 27.4882
|  | REDHILL | LW |  |  |  |  | 38.7944 | 38.577 | 38.4286 | 38.1903 | 37.9377 | 37.6761 | 37.3988 | 37.1315 | 36.8621 | 36.5938 | 36.3223 | 34.8988 | 33.1271 | 30.5596 | 35.3624 | 35.1192 | 34.9423 | 34.6557 | 34.3539 | 34.0434 | 33.7164 | 33.3968 | 33.0757 | 32.7565 | 32.4343 | 30.7667 | 28.7448 | 25.9272 | 35.7525 | 35.5186 | 35.3519 | 35.0826 | 34.7985 | 34.5054 | 34.1963 | 33.8954 | 33.5928 | 33.2908 | 32.978 | 31.3551 | 29.379 | 26.5737
|  | REDHILL | ST |  |  |  |  | 38.9327 | 38.9121 | 38.8897 | 38.7702 | 38.6494 | 38.5296 | 38.4101 | 38.2792 | 38.15 | 38.0239 | 37.9002 | 37.3046 | 36.7261 | 36.1495 | 35.5369 | 35.5108 | 35.4825 | 35.3314 | 35.1785 | 35.0271 | 34.876 | 34.7103 | 34.547 | 34.3875 | 34.2311 | 33.4778 | 32.7462 | 32.017 | 35.9141 | 35.8899 | 35.8637 | 35.724 | 35.5826 | 35.4425 | 35.3027 | 35.1495 | 34.9984 | 34.8509 | 34.7062 | 34.0094 | 33.3067 | 32.6055
|  | REDHILL | FS |  |  |  |  | 38.9352 | 38.9024 | 38.8878 | 38.8661 | 38.8226 | 38.7401 | 38.6585 | 38.5605 | 38.4621 | 38.3634 | 38.2637 | 37.799 | 37.231 | 36.4939 | 35.5406 | 35.5044 | 35.4861 | 35.4588 | 35.404 | 35.3001 | 35.1974 | 35.0753 | 34.953 | 34.8306 | 34.707 | 34.1257 | 33.4439 | 32.5934 | 35.9173 | 35.8824 | 35.8654 | 35.8401 | 35.7893 | 35.6931 | 35.598 | 35.4845 | 35.3708 | 35.2568 | 35.1418 | 34.6023 | 33.9612 | 33.1394
CHICKERELL GSP | CHICKERELL BSP | REDLANDS | MINIMUM HEADROOM | SY 67131 82321 | NO | YES | 0.87579 | 17.0588 | 16.9529 | 16.81 | 16.5947 | 16.3625 | 16.1191 | 15.8553 | 15.6021 | 15.3497 | 15.1013 | 14.851 | 13.6284 | 12.1931 | 10.2129 | 15.8987 | 15.6966 | 15.5362 | 15.2942 | 15.0338 | 14.7616 | 14.4673 | 14.1829 | 13.9 | 13.6217 | 13.3419 | 11.986 | 10.42 | 8.3101 | 16.7324 | 16.6442 | 16.6141 | 16.4362 | 16.1721 | 15.8961 | 15.5978 | 15.3093 | 15.0223 | 14.7402 | 14.4564 | 13.0831 | 11.4998 | 9.3729
|  | REDLANDS | CT |  |  |  |  | 17.0588 | 17.0228 | 16.8942 | 16.695 | 16.4778 | 16.2469 | 15.9943 | 15.7456 | 15.4976 | 15.2587 | 15.0227 | 13.8702 | 12.5393 | 10.9024 | 15.9059 | 15.769 | 15.6247 | 15.4003 | 15.1563 | 14.8978 | 14.6157 | 14.3355 | 14.0565 | 13.7882 | 13.5236 | 12.2425 | 10.7882 | 9.0286 | 16.7324 | 16.6978 | 16.6712 | 16.543 | 16.2955 | 16.0334 | 15.7474 | 15.4631 | 15.18 | 14.9078 | 14.6394 | 13.3415 | 11.8709 | 10.0953
|  | REDLANDS | LW |  |  |  |  | 17.0596 | 16.9529 | 16.81 | 16.5947 | 16.3625 | 16.1191 | 15.8553 | 15.6021 | 15.3497 | 15.1013 | 14.851 | 13.6284 | 12.1931 | 10.2129 | 15.8987 | 15.6966 | 15.5362 | 15.2942 | 15.0338 | 14.7616 | 14.4673 | 14.1829 | 13.9 | 13.6217 | 13.3419 | 11.986 | 10.42 | 8.3101 | 16.7333 | 16.6442 | 16.6141 | 16.4362 | 16.1721 | 15.8961 | 15.5978 | 15.3093 | 15.0223 | 14.7402 | 14.4564 | 13.0831 | 11.4998 | 9.3729
|  | REDLANDS | ST |  |  |  |  | 17.0611 | 17.0611 | 17.0611 | 17.0611 | 16.9685 | 16.8577 | 16.744 | 16.6194 | 16.4965 | 16.3784 | 16.2636 | 15.7358 | 15.2458 | 14.7599 | 16.0261 | 15.99 | 15.9506 | 15.8277 | 15.7006 | 15.5727 | 15.4415 | 15.2977 | 15.1558 | 15.0195 | 14.887 | 14.2779 | 13.7123 | 13.1515 | 16.7347 | 16.7347 | 16.7347 | 16.7347 | 16.7347 | 16.7167 | 16.5832 | 16.4368 | 16.2925 | 16.1538 | 16.019 | 15.3992 | 14.8236 | 14.253
|  | REDLANDS | FS |  |  |  |  | 17.0596 | 17.0453 | 17.0449 | 17.0445 | 17.0438 | 17.0426 | 17.0221 | 16.9443 | 16.8655 | 16.7858 | 16.7059 | 16.3329 | 15.9049 | 15.36 | 16.0465 | 16.0121 | 15.9911 | 15.9634 | 15.9178 | 15.8416 | 15.7655 | 15.6765 | 15.5865 | 15.4954 | 15.4042 | 14.9764 | 14.4974 | 13.9019 | 16.7332 | 16.7189 | 16.7186 | 16.7182 | 16.7175 | 16.7163 | 16.7151 | 16.71 | 16.7042 | 16.6387 | 16.546 | 16.111 | 15.6253 | 15.0231
MANNINGTON GSP | SALISBURY | REDLYNCH | MINIMUM HEADROOM | SU 19073 20576 | NO | YES | 0.61789 | 17.0132 | 16.9644 | 16.9445 | 16.9176 | 16.8852 | 16.7896 | 16.6488 | 16.5129 | 16.377 | 16.2422 | 16.1064 | 15.4107 | 14.5812 | 13.4372 | 14.0911 | 13.9797 | 13.893 | 13.7525 | 13.6053 | 13.455 | 13.2967 | 13.1427 | 12.989 | 12.8368 | 12.6838 | 11.9069 | 10.9963 | 9.773 | 16.1262 | 16.0298 | 15.9528 | 15.8289 | 15.6985 | 15.5648 | 15.4234 | 15.2869 | 15.1504 | 15.0151 | 14.8787 | 14.1803 | 13.3481 | 12.1745
|  | REDLYNCH | CT |  |  |  |  | 17.0132 | 16.9862 | 16.9643 | 16.9365 | 16.9037 | 16.8186 | 16.6784 | 16.5419 | 16.4044 | 16.2699 | 16.1365 | 15.4459 | 14.6305 | 13.6343 | 14.0911 | 14.006 | 13.92 | 13.7824 | 13.6366 | 13.4862 | 13.329 | 13.1742 | 13.0186 | 12.8669 | 12.7165 | 11.9459 | 11.0515 | 9.9777 | 16.1262 | 16.055 | 15.9788 | 15.8572 | 15.728 | 15.5939 | 15.4532 | 15.316 | 15.1779 | 15.0428 | 14.9088 | 14.2156 | 13.3976 | 12.3777
|  | REDLYNCH | LW |  |  |  |  | 17.02 | 16.9644 | 16.9445 | 16.9176 | 16.8852 | 16.7896 | 16.6488 | 16.5129 | 16.377 | 16.2422 | 16.1064 | 15.4107 | 14.5812 | 13.4372 | 14.096 | 13.9797 | 13.893 | 13.7525 | 13.6053 | 13.455 | 13.2967 | 13.1427 | 12.989 | 12.8368 | 12.6838 | 11.9069 | 10.9963 | 9.773 | 16.1316 | 16.0298 | 15.9528 | 15.8289 | 15.6985 | 15.5648 | 15.4234 | 15.2869 | 15.1504 | 15.0151 | 14.8787 | 14.1803 | 13.3481 | 12.1745
|  | REDLYNCH | ST |  |  |  |  | 17.0234 | 17.0225 | 17.0217 | 17.0208 | 17.02 | 17.0192 | 17.0183 | 17.0175 | 17.0166 | 16.9549 | 16.8918 | 16.5895 | 16.2991 | 16.0155 | 14.1847 | 14.1713 | 14.1572 | 14.0815 | 14.0054 | 13.9308 | 13.856 | 13.7756 | 13.6966 | 13.62 | 13.5457 | 13.191 | 12.851 | 12.5192 | 16.2 | 16.1895 | 16.1786 | 16.1208 | 16.0598 | 15.996 | 15.932 | 15.8632 | 15.7957 | 15.7301 | 15.6666 | 15.3626 | 15.0706 | 14.7854
|  | REDLYNCH | FS |  |  |  |  | 17.0233 | 17.015 | 17.0148 | 17.0146 | 17.0142 | 17.0135 | 17.0128 | 17.0098 | 17.0065 | 17.0029 | 16.9989 | 16.8913 | 16.6269 | 16.3035 | 14.1962 | 14.1805 | 14.1725 | 14.1612 | 14.1362 | 14.0893 | 14.0426 | 13.9866 | 13.9306 | 13.8746 | 13.8185 | 13.5504 | 13.2497 | 12.8915 | 16.2087 | 16.1948 | 16.1887 | 16.18 | 16.1608 | 16.125 | 16.0892 | 16.0423 | 15.994 | 15.9456 | 15.8971 | 15.6663 | 15.4007 | 15.0761
NURSLING GSP | SOUTHAMPTON (2 X 90) | REGENTS PARK | MINIMUM HEADROOM | SU 39267 13050 | NO | NO | 0.16842 | 35.8729 | 35.8299 | 35.8153 | 35.7951 | 35.7712 | 35.7433 | 35.7106 | 35.6849 | 35.6576 | 35.6293 | 35.5949 | 35.3567 | 34.9538 | 33.8414 | 33.8747 | 33.8279 | 33.8091 | 33.7821 | 33.7511 | 33.7158 | 33.6756 | 33.642 | 33.6068 | 33.5708 | 33.5331 | 33.3057 | 32.9479 | 32.1393 | 33.915 | 33.872 | 33.8574 | 33.8372 | 33.8134 | 33.7854 | 33.7463 | 33.5911 | 33.4356 | 33.2808 | 33.1247 | 32.3248 | 31.3611 | 30.0752
|  | REGENTS PARK | CT |  |  |  |  | 35.8731 | 35.8586 | 35.8475 | 35.8326 | 35.8144 | 35.792 | 35.7652 | 35.7459 | 35.7249 | 35.7032 | 35.678 | 35.4782 | 35.1309 | 34.2755 | 33.875 | 33.8571 | 33.8421 | 33.8206 | 33.7955 | 33.7661 | 33.7318 | 33.7045 | 33.6756 | 33.6462 | 33.6157 | 33.4265 | 33.1182 | 32.5459 | 33.9152 | 33.9008 | 33.8897 | 33.8747 | 33.8565 | 33.8341 | 33.8073 | 33.6781 | 33.528 | 33.3806 | 33.2341 | 32.4868 | 31.5928 | 30.519
|  | REGENTS PARK | LW |  |  |  |  | 35.873 | 35.8299 | 35.8153 | 35.7951 | 35.7712 | 35.7433 | 35.7106 | 35.6849 | 35.6576 | 35.6293 | 35.5949 | 35.3567 | 34.9538 | 33.8414 | 33.8747 | 33.8279 | 33.8091 | 33.7821 | 33.7511 | 33.7158 | 33.6756 | 33.642 | 33.6068 | 33.5708 | 33.5331 | 33.3057 | 32.9479 | 32.1393 | 33.9151 | 33.872 | 33.8574 | 33.8372 | 33.8134 | 33.7854 | 33.7463 | 33.5911 | 33.4356 | 33.2808 | 33.1247 | 32.3248 | 31.3611 | 30.0752
|  | REGENTS PARK | ST |  |  |  |  | 35.8737 | 35.8737 | 35.8737 | 35.8737 | 35.8737 | 35.8737 | 35.8737 | 35.8737 | 35.8737 | 35.8737 | 35.8737 | 35.8737 | 35.8503 | 35.8199 | 33.8801 | 33.879 | 33.8779 | 33.8735 | 33.869 | 33.8645 | 33.8598 | 33.8547 | 33.8496 | 33.8447 | 33.8398 | 33.816 | 33.7928 | 33.7693 | 33.9158 | 33.9158 | 33.9158 | 33.9158 | 33.9158 | 33.9158 | 33.9158 | 33.9158 | 33.9158 | 33.9158 | 33.9158 | 33.54 | 33.1605 | 32.77
|  | REGENTS PARK | FS |  |  |  |  | 35.8729 | 35.8652 | 35.865 | 35.8648 | 35.8644 | 35.8638 | 35.8631 | 35.8603 | 35.8573 | 35.8539 | 35.8502 | 35.8409 | 35.7874 | 35.6633 | 33.8795 | 33.8712 | 33.8703 | 33.8691 | 33.8671 | 33.8635 | 33.86 | 33.8538 | 33.8474 | 33.8408 | 33.8338 | 33.8083 | 33.7385 | 33.6013 | 33.915 | 33.9073 | 33.9071 | 33.9069 | 33.9065 | 33.9059 | 33.9052 | 33.9024 | 33.8994 | 33.896 | 33.8923 | 33.883 | 33.5952 | 33.2036
COWLEY GSP | WITNEY BSP | RISSINGTON | MINIMUM HEADROOM | SP 19225 19563 | YES | YES | 0.53579 | 9.4505 | 9.3534 | 9.277 | 9.1574 | 9.0312 | 8.9004 | 8.7619 | 8.6261 | 8.4904 | 8.3565 | 8.2224 | 7.5575 | 6.793 | 5.7848 | 11.1432 | 11.1005 | 11.0821 | 11.0563 | 11.0267 | 10.9937 | 10.9401 | 10.785 | 10.63 | 10.4773 | 10.3245 | 9.5734 | 8.7238 | 7.6318 | 9.3966 | 9.2895 | 9.2024 | 9.0655 | 8.9217 | 8.7729 | 8.6157 | 8.4608 | 8.306 | 8.1535 | 8.0011 | 7.251 | 6.4024 | 5.3115
|  | RISSINGTON | CT |  |  |  |  | 9.4505 | 9.3805 | 9.3082 | 9.1937 | 9.0716 | 8.9442 | 8.8078 | 8.6717 | 8.5362 | 8.4043 | 8.2734 | 7.6253 | 6.8905 | 6.0173 | 11.1432 | 11.1217 | 11.1038 | 11.0794 | 11.0509 | 11.0184 | 10.9803 | 10.8343 | 10.6795 | 10.529 | 10.3798 | 9.6475 | 8.8308 | 7.8767 | 9.3966 | 9.3177 | 9.2354 | 9.1043 | 8.965 | 8.8202 | 8.6657 | 8.5101 | 8.3555 | 8.2052 | 8.0563 | 7.3251 | 6.5094 | 5.5563
|  | RISSINGTON | LW |  |  |  |  | 9.4516 | 9.3534 | 9.277 | 9.1574 | 9.0312 | 8.9004 | 8.7619 | 8.6261 | 8.4904 | 8.3565 | 8.2224 | 7.5575 | 6.793 | 5.7848 | 11.1465 | 11.1005 | 11.0821 | 11.0563 | 11.0267 | 10.9937 | 10.9401 | 10.785 | 10.63 | 10.4773 | 10.3245 | 9.5734 | 8.7238 | 7.6318 | 9.3973 | 9.2895 | 9.2024 | 9.0655 | 8.9217 | 8.7729 | 8.6157 | 8.4608 | 8.306 | 8.1535 | 8.0011 | 7.251 | 6.4024 | 5.3115
|  | RISSINGTON | ST |  |  |  |  | 9.5218 | 9.5069 | 9.4906 | 9.4273 | 9.3627 | 9.2982 | 9.2332 | 9.1625 | 9.0928 | 9.0249 | 8.9586 | 8.6438 | 8.3465 | 8.0549 | 11.1516 | 11.1508 | 11.15 | 11.1467 | 11.1433 | 11.14 | 11.1366 | 11.1329 | 11.1293 | 11.1257 | 11.1223 | 10.7729 | 10.4239 | 10.0815 | 9.4795 | 9.462 | 9.4429 | 9.3685 | 9.2926 | 9.2169 | 9.1406 | 9.0576 | 8.9757 | 8.8959 | 8.8181 | 8.449 | 8.1007 | 7.759
|  | RISSINGTON | FS |  |  |  |  | 9.5307 | 9.5151 | 9.5049 | 9.4931 | 9.4707 | 9.4305 | 9.3911 | 9.3442 | 9.2973 | 9.2503 | 9.2032 | 8.9775 | 8.7292 | 8.4317 | 11.1514 | 11.1444 | 11.1437 | 11.1429 | 11.1415 | 11.1389 | 11.1363 | 11.1316 | 11.1267 | 11.1215 | 11.1162 | 11.0969 | 10.8854 | 10.5527 | 9.4901 | 9.473 | 9.461 | 9.4471 | 9.4208 | 9.3737 | 9.3276 | 9.273 | 9.2183 | 9.1636 | 9.1088 | 8.8452 | 8.5612 | 8.2289
BRAMLEY (ANDO-THAT) | THATCHAM BSP | RIVERSIDE | MINIMUM HEADROOM | SU 47846 67187 | NO | NO | 0.46947 | 23.6445 | 23.5908 | 23.563 | 23.522 | 23.4765 | 23.3773 | 23.2148 | 23.0558 | 22.8974 | 22.7414 | 22.5843 | 21.8233 | 20.9668 | 19.8627 | 22.5557 | 22.4722 | 22.4108 | 22.3172 | 22.2167 | 22.1108 | 21.9969 | 21.8877 | 21.7785 | 21.6706 | 21.5614 | 21.0199 | 20.1232 | 18.9151 | 22.8587 | 22.7391 | 22.6371 | 22.4798 | 22.3127 | 22.1385 | 21.953 | 21.7705 | 21.5888 | 21.4101 | 21.2302 | 20.3652 | 19.4061 | 18.2001
|  | RIVERSIDE | CT |  |  |  |  | 23.6452 | 23.6177 | 23.5925 | 23.555 | 23.5128 | 23.4423 | 23.2852 | 23.1279 | 22.9711 | 22.8193 | 22.6699 | 21.9449 | 21.1389 | 20.194 | 22.5582 | 22.5037 | 22.4476 | 22.36 | 22.2652 | 22.1641 | 22.0541 | 21.9472 | 21.8402 | 21.7362 | 21.6334 | 21.1214 | 20.3098 | 19.2655 | 22.8633 | 22.7761 | 22.6828 | 22.5344 | 22.3759 | 22.2091 | 22.0296 | 21.8485 | 21.6681 | 21.4938 | 21.3224 | 20.4965 | 19.5924 | 18.5501
|  | RIVERSIDE | LW |  |  |  |  | 23.6445 | 23.5908 | 23.563 | 23.522 | 23.4765 | 23.3773 | 23.2148 | 23.0558 | 22.8974 | 22.7414 | 22.5843 | 21.8233 | 20.9668 | 19.8627 | 22.5557 | 22.4722 | 22.4108 | 22.3172 | 22.2167 | 22.1108 | 21.9969 | 21.8877 | 21.7785 | 21.6706 | 21.5614 | 21.0199 | 20.1232 | 18.9151 | 22.8587 | 22.7391 | 22.6371 | 22.4798 | 22.3127 | 22.1385 | 21.953 | 21.7705 | 21.5888 | 21.4101 | 21.2302 | 20.3652 | 19.4061 | 18.2001
|  | RIVERSIDE | ST |  |  |  |  | 23.6591 | 23.6554 | 23.6512 | 23.6377 | 23.6238 | 23.6098 | 23.5953 | 23.5796 | 23.564 | 23.4842 | 23.4038 | 23.024 | 22.6663 | 22.3121 | 22.6045 | 22.5917 | 22.5771 | 22.5305 | 22.4826 | 22.4342 | 22.3844 | 22.3301 | 22.2763 | 22.2245 | 22.1738 | 21.9339 | 21.708 | 21.4843 | 22.9489 | 22.9251 | 22.8979 | 22.8113 | 22.7222 | 22.6322 | 22.5396 | 22.4386 | 22.3385 | 22.2422 | 22.1478 | 21.7017 | 21.2816 | 20.8656
|  | RIVERSIDE | FS |  |  |  |  | 23.6607 | 23.6519 | 23.6494 | 23.6462 | 23.641 | 23.6321 | 23.6233 | 23.6116 | 23.5996 | 23.5875 | 23.575 | 23.4588 | 23.177 | 22.8407 | 22.6117 | 22.5974 | 22.589 | 22.5785 | 22.5614 | 22.5322 | 22.503 | 22.4684 | 22.4337 | 22.3988 | 22.3633 | 22.1982 | 22.0038 | 21.7549 | 22.9628 | 22.942 | 22.9264 | 22.9071 | 22.8756 | 22.8217 | 22.7678 | 22.7056 | 22.6432 | 22.5809 | 22.5175 | 22.2173 | 21.8942 | 21.5165
MANNINGTON GSP | MANNINGTON BSP | ROCKBOURNE | MINIMUM HEADROOM | SU 11617 17810 | YES | YES | 0.075789 | 3.7768 | 3.7596 | 3.7477 | 3.7281 | 3.7072 | 3.6853 | 3.663 | 3.6408 | 3.6186 | 3.5964 | 3.5743 | 3.4627 | 3.3325 | 3.1548 | 3.7844 | 3.7676 | 3.7562 | 3.7374 | 3.7173 | 3.6963 | 3.6748 | 3.6535 | 3.6322 | 3.6109 | 3.5896 | 3.482 | 3.3559 | 3.182 | 4.0501 | 4.0329 | 4.021 | 4.0013 | 3.9804 | 3.9585 | 3.9361 | 3.9139 | 3.8916 | 3.8694 | 3.8472 | 3.7354 | 3.5969 | 3.409
|  | ROCKBOURNE | CT |  |  |  |  | 3.7776 | 3.7662 | 3.7545 | 3.7361 | 3.7163 | 3.6955 | 3.6733 | 3.6517 | 3.6301 | 3.6085 | 3.587 | 3.4802 | 3.3573 | 3.208 | 3.7851 | 3.7742 | 3.763 | 3.7453 | 3.7263 | 3.7063 | 3.685 | 3.6642 | 3.6435 | 3.6228 | 3.6022 | 3.4993 | 3.3802 | 3.2346 | 4.0509 | 4.0395 | 4.0278 | 4.0094 | 3.9895 | 3.9687 | 3.9465 | 3.9248 | 3.9031 | 3.8815 | 3.86 | 3.753 | 3.6229 | 3.4638
|  | ROCKBOURNE | LW |  |  |  |  | 3.7768 | 3.7596 | 3.7477 | 3.7281 | 3.7072 | 3.6853 | 3.663 | 3.6408 | 3.6186 | 3.5964 | 3.5743 | 3.4627 | 3.3325 | 3.1548 | 3.7844 | 3.7676 | 3.7562 | 3.7374 | 3.7173 | 3.6963 | 3.6748 | 3.6535 | 3.6322 | 3.6109 | 3.5896 | 3.482 | 3.3559 | 3.182 | 4.0501 | 4.0329 | 4.021 | 4.0013 | 3.9804 | 3.9585 | 3.9361 | 3.9139 | 3.8916 | 3.8694 | 3.8472 | 3.7354 | 3.5969 | 3.409
|  | ROCKBOURNE | ST |  |  |  |  | 3.7891 | 3.788 | 3.7869 | 3.7775 | 3.7674 | 3.7576 | 3.748 | 3.7371 | 3.7264 | 3.7159 | 3.7056 | 3.6559 | 3.61 | 3.5646 | 3.7961 | 3.795 | 3.794 | 3.7851 | 3.7755 | 3.7662 | 3.7571 | 3.7468 | 3.7366 | 3.7267 | 3.7169 | 3.6697 | 3.6262 | 3.5831 | 4.0625 | 4.0614 | 4.0603 | 4.0508 | 4.0407 | 4.0309 | 4.0212 | 4.0103 | 3.9996 | 3.9891 | 3.9788 | 3.9289 | 3.8829 | 3.8373
|  | ROCKBOURNE | FS |  |  |  |  | 3.7903 | 3.7879 | 3.7868 | 3.7854 | 3.7818 | 3.7744 | 3.767 | 3.7585 | 3.7501 | 3.7416 | 3.7331 | 3.6927 | 3.6465 | 3.5908 | 3.7972 | 3.7949 | 3.7938 | 3.7925 | 3.7891 | 3.782 | 3.775 | 3.767 | 3.7589 | 3.7508 | 3.7427 | 3.7044 | 3.66 | 3.6062 | 4.0636 | 4.0613 | 4.0602 | 4.0587 | 4.0552 | 4.0477 | 4.0403 | 4.0318 | 4.0233 | 4.0148 | 4.0063 | 3.9658 | 3.9195 | 3.8637
NURSLING GSP | ROWNHAMS | ROMSEY | MINIMUM HEADROOM | SU 36092 21110 | NO | NO | 0.62947 | 14.2102 | 14.1089 | 14.0607 | 13.9929 | 13.9154 | 13.8296 | 13.7325 | 13.4164 | 13.016 | 12.6241 | 12.2296 | 10.4113 | 8.4428 | 5.9649 | 8.2099 | 7.9051 | 7.6235 | 7.2189 | 6.779 | 6.314 | 5.8047 | 5.3078 | 4.8153 | 4.3339 | 3.85 | 1.6421 | -0.70005 | -3.5468 | 13.2523 | 13.1625 | 13.1318 | 13.0892 | 13.0389 | 12.9814 | 12.8885 | 12.4032 | 11.912 | 11.4319 | 10.9493 | 8.747 | 6.4103 | 3.5689
|  | ROMSEY | CT |  |  |  |  | 14.2102 | 14.1637 | 14.1188 | 14.056 | 13.9827 | 13.8994 | 13.8037 | 13.6069 | 13.2053 | 12.8229 | 12.4488 | 10.7207 | 8.8887 | 6.7702 | 8.2272 | 8.0016 | 7.7512 | 7.3763 | 6.9644 | 6.5215 | 6.0315 | 5.5319 | 5.0365 | 4.5655 | 4.1057 | 2.0044 | -0.17427 | -2.6359 | 13.2523 | 13.2142 | 13.1846 | 13.1452 | 13.0973 | 13.0409 | 12.9747 | 12.624 | 12.1327 | 11.6631 | 11.2044 | 9.1086 | 6.9349 | 4.4783
|  | ROMSEY | LW |  |  |  |  | 14.2111 | 14.1089 | 14.0607 | 13.9929 | 13.9154 | 13.8296 | 13.7325 | 13.4164 | 13.016 | 12.6241 | 12.2296 | 10.4113 | 8.4428 | 5.9649 | 8.2099 | 7.9051 | 7.6235 | 7.2189 | 6.779 | 6.314 | 5.8047 | 5.3078 | 4.8153 | 4.3339 | 3.85 | 1.6421 | -0.70005 | -3.5468 | 13.2532 | 13.1625 | 13.1318 | 13.0892 | 13.0389 | 12.9814 | 12.8885 | 12.4032 | 11.912 | 11.4319 | 10.9493 | 8.747 | 6.4103 | 3.5689
|  | ROMSEY | ST |  |  |  |  | 14.2126 | 14.2126 | 14.2126 | 14.2025 | 14.1867 | 14.1704 | 14.1535 | 14.1349 | 14.1165 | 14.0989 | 14.0817 | 13.3875 | 12.5828 | 11.7834 | 8.408 | 8.326 | 8.2335 | 8.0168 | 7.79 | 7.5566 | 7.313 | 7.0467 | 6.7819 | 6.5297 | 6.2837 | 5.1671 | 4.1483 | 3.1361 | 13.2547 | 13.2547 | 13.2547 | 13.2547 | 13.2547 | 13.2547 | 13.2547 | 13.2547 | 13.2547 | 13.2547 | 13.2547 | 12.2641 | 11.2484 | 10.2393
|  | ROMSEY | FS |  |  |  |  | 14.2112 | 14.1973 | 14.197 | 14.1965 | 14.1959 | 14.1909 | 14.1812 | 14.1666 | 14.1516 | 14.1358 | 14.1195 | 14.0556 | 13.9192 | 13.3135 | 8.463 | 8.4029 | 8.354 | 8.2963 | 8.2126 | 8.0887 | 7.965 | 7.8235 | 7.681 | 7.5365 | 7.3902 | 6.6983 | 5.9906 | 5.169 | 13.2533 | 13.2394 | 13.2391 | 13.2386 | 13.238 | 13.2368 | 13.2357 | 13.2307 | 13.2251 | 13.2191 | 13.2125 | 13.1956 | 13.0744 | 12.2649
LOVEDEAN GSP | CHICHESTER & HUNSTON | ROSE GREEN | MINIMUM HEADROOM | SZ 89974 99335 | NO | YES | 1.5137 | 21.0524 | 20.9644 | 20.9344 | 20.8927 | 20.8434 | 20.7869 | 20.6949 | 20.1576 | 19.6261 | 19.1096 | 18.5859 | 16.2791 | 13.8745 | 10.9347 | 20.4035 | 20.2995 | 20.2513 | 20.1853 | 20.1089 | 20.0233 | 19.9253 | 19.4746 | 18.8743 | 18.2912 | 17.7024 | 15.1256 | 12.4267 | 9.1616 | 20.505 | 20.4171 | 20.387 | 20.2456 | 19.7152 | 19.1425 | 18.4967 | 17.8718 | 17.2542 | 16.6544 | 16.0489 | 13.4019 | 10.6782 | 7.4197
|  | ROSE GREEN | CT |  |  |  |  | 21.0524 | 21.0164 | 20.9885 | 20.9513 | 20.906 | 20.8525 | 20.7893 | 20.4592 | 19.9221 | 19.4189 | 18.9293 | 16.772 | 14.5991 | 12.1207 | 20.4043 | 20.3557 | 20.3125 | 20.2534 | 20.1835 | 20.1029 | 20.0089 | 19.809 | 19.2013 | 18.6327 | 18.0803 | 15.6683 | 13.2476 | 10.4763 | 20.505 | 20.469 | 20.4411 | 20.4039 | 19.991 | 19.4567 | 18.8459 | 18.2144 | 17.589 | 17.004 | 16.4357 | 13.9575 | 11.4971 | 8.7318
|  | ROSE GREEN | LW |  |  |  |  | 21.0533 | 20.9644 | 20.9344 | 20.8927 | 20.8434 | 20.7869 | 20.6949 | 20.1576 | 19.6261 | 19.1096 | 18.5859 | 16.2791 | 13.8745 | 10.9347 | 20.4035 | 20.2995 | 20.2513 | 20.1853 | 20.1089 | 20.0233 | 19.9253 | 19.4746 | 18.8743 | 18.2912 | 17.7024 | 15.1256 | 12.4267 | 9.1616 | 20.5059 | 20.4171 | 20.387 | 20.2456 | 19.7152 | 19.1425 | 18.4967 | 17.8718 | 17.2542 | 16.6544 | 16.0489 | 13.4019 | 10.6782 | 7.4197
|  | ROSE GREEN | ST |  |  |  |  | 21.0547 | 21.0547 | 21.0547 | 21.0547 | 21.0547 | 21.0547 | 21.0547 | 21.0547 | 21.0547 | 21.0547 | 21.0547 | 20.0965 | 19.1068 | 18.1101 | 20.4155 | 20.4084 | 20.4005 | 20.3868 | 20.372 | 20.3565 | 20.3399 | 20.3218 | 20.3037 | 20.2867 | 20.2702 | 19.3495 | 18.2193 | 17.0846 | 20.5074 | 20.5074 | 20.5074 | 20.5074 | 20.5074 | 20.5074 | 20.2756 | 19.9539 | 19.6334 | 19.3314 | 19.038 | 17.7305 | 16.5647 | 15.3942
|  | ROSE GREEN | FS |  |  |  |  | 21.0533 | 21.0392 | 21.0389 | 21.0385 | 21.0378 | 21.0366 | 21.0355 | 21.0304 | 21.0248 | 21.0186 | 21.012 | 20.9949 | 20.8996 | 20.5046 | 20.4186 | 20.4007 | 20.3964 | 20.3916 | 20.3854 | 20.377 | 20.3687 | 20.3559 | 20.3424 | 20.3283 | 20.3135 | 20.2576 | 20.1282 | 19.8691 | 20.5059 | 20.4918 | 20.4915 | 20.4911 | 20.4904 | 20.4893 | 20.4881 | 20.483 | 20.4774 | 20.4713 | 20.4646 | 19.8169 | 19.1157 | 18.2782
COWLEY GSP | COWLEY LOCAL (2 X 90) | ROSE HILL | MINIMUM HEADROOM | SP 53637 03027 | NO | NO | 0.65684 | 24.3101 | 24.2283 | 24.2006 | 24.1621 | 24.1167 | 24.0639 | 24.0026 | 23.9546 | 23.904 | 23.8516 | 23.7965 | 23.4509 | 22.687 | 20.8754 | 22.7973 | 22.7114 | 22.6793 | 22.6335 | 22.5805 | 22.5202 | 22.4512 | 22.395 | 22.3364 | 22.2762 | 22.2132 | 21.83 | 21.2196 | 19.783 | 23.7289 | 23.6422 | 23.6092 | 23.5621 | 23.5077 | 23.446 | 23.3756 | 23.3179 | 23.2578 | 23.1961 | 23.1317 | 22.2341 | 20.8516 | 18.9161
|  | ROSE HILL | CT |  |  |  |  | 24.3103 | 24.2806 | 24.2578 | 24.2271 | 24.1895 | 24.1442 | 24.0902 | 24.0518 | 24.0106 | 23.9681 | 23.9237 | 23.6334 | 22.991 | 21.5131 | 22.7976 | 22.7641 | 22.737 | 22.6991 | 22.6542 | 22.6015 | 22.5399 | 22.4933 | 22.444 | 22.3937 | 22.3416 | 22.0142 | 21.4761 | 20.431 | 23.7291 | 23.6949 | 23.6671 | 23.6278 | 23.5816 | 23.5275 | 23.4645 | 23.4164 | 23.3656 | 23.3139 | 23.2604 | 22.4552 | 21.1647 | 19.5654
|  | ROSE HILL | LW |  |  |  |  | 24.3102 | 24.2283 | 24.2006 | 24.1621 | 24.1167 | 24.0639 | 24.0026 | 23.9546 | 23.904 | 23.8516 | 23.7965 | 23.4509 | 22.687 | 20.8754 | 22.7973 | 22.7114 | 22.6793 | 22.6335 | 22.5805 | 22.5202 | 22.4512 | 22.395 | 22.3364 | 22.2762 | 22.2132 | 21.83 | 21.2196 | 19.783 | 23.7289 | 23.6422 | 23.6092 | 23.5621 | 23.5077 | 23.446 | 23.3756 | 23.3179 | 23.2578 | 23.1961 | 23.1317 | 22.2341 | 20.8516 | 18.9161
|  | ROSE HILL | ST |  |  |  |  | 24.3116 | 24.3116 | 24.3116 | 24.3116 | 24.3116 | 24.3116 | 24.3116 | 24.3116 | 24.3116 | 24.3116 | 24.3116 | 24.3116 | 24.3116 | 24.3116 | 22.8042 | 22.8033 | 22.8024 | 22.7976 | 22.7926 | 22.7878 | 22.7829 | 22.7776 | 22.7723 | 22.7671 | 22.7621 | 22.7378 | 22.7141 | 22.6905 | 23.7326 | 23.7326 | 23.7326 | 23.7289 | 23.723 | 23.7173 | 23.7115 | 23.7052 | 23.6989 | 23.6928 | 23.6869 | 23.658 | 23.5872 | 23.0917
|  | ROSE HILL | FS |  |  |  |  | 24.3101 | 24.2962 | 24.2959 | 24.2955 | 24.2948 | 24.2937 | 24.2925 | 24.2875 | 24.282 | 24.2759 | 24.2693 | 24.2524 | 24.157 | 23.9432 | 22.8029 | 22.7885 | 22.7876 | 22.7864 | 22.784 | 22.7797 | 22.7754 | 22.7667 | 22.7575 | 22.7478 | 22.7376 | 22.703 | 22.5901 | 22.359 | 23.7312 | 23.7173 | 23.717 | 23.7165 | 23.7159 | 23.711 | 23.7061 | 23.6967 | 23.6869 | 23.6765 | 23.6656 | 23.6278 | 23.5117 | 23.2773
MELKSHAM GSP | CHIPPENHAM | ROWDEN | MINIMUM HEADROOM | ST 90805 72608 | NO | YES | 1.5232 | 25.0198 | 24.91 | 24.8722 | 24.82 | 24.7572 | 24.6854 | 24.6024 | 24.5376 | 24.4699 | 24.4002 | 24.3272 | 22.2057 | 19.6192 | 16.3602 | 23.2304 | 23.1205 | 23.0828 | 23.0305 | 22.9678 | 22.8959 | 22.7899 | 22.2802 | 21.6775 | 21.0902 | 20.4979 | 17.7675 | 14.8501 | 11.2615 | 23.7356 | 23.6258 | 23.5848 | 23.507 | 23.2929 | 22.7119 | 22.0666 | 21.4407 | 20.821 | 20.2174 | 19.6087 | 16.8644 | 13.9537 | 10.3717
|  | ROWDEN | CT |  |  |  |  | 25.0198 | 24.975 | 24.9403 | 24.894 | 24.8375 | 24.7707 | 24.6919 | 24.6351 | 24.5753 | 24.514 | 24.4506 | 22.6828 | 20.315 | 17.5687 | 23.2304 | 23.1855 | 23.1508 | 23.1045 | 23.0481 | 22.9812 | 22.89 | 22.6003 | 21.9938 | 21.4213 | 20.8624 | 18.2994 | 15.6289 | 12.5807 | 23.7356 | 23.6908 | 23.6561 | 23.5895 | 23.5073 | 23.0104 | 22.3975 | 21.7677 | 21.144 | 20.5553 | 19.9808 | 17.3952 | 14.7309 | 11.6887
|  | ROWDEN | LW |  |  |  |  | 25.0215 | 24.91 | 24.8722 | 24.82 | 24.7572 | 24.6854 | 24.6024 | 24.5376 | 24.4699 | 24.4002 | 24.3272 | 22.2057 | 19.6192 | 16.3602 | 23.2321 | 23.1205 | 23.0828 | 23.0305 | 22.9678 | 22.8959 | 22.7899 | 22.2802 | 21.6775 | 21.0902 | 20.4979 | 17.7675 | 14.8501 | 11.2615 | 23.7373 | 23.6258 | 23.5848 | 23.507 | 23.2929 | 22.7119 | 22.0666 | 21.4407 | 20.821 | 20.2174 | 19.6087 | 16.8644 | 13.9537 | 10.3717
|  | ROWDEN | ST |  |  |  |  | 25.0242 | 25.0242 | 25.0242 | 25.0242 | 25.0242 | 25.0242 | 25.0242 | 25.0242 | 25.0242 | 25.0242 | 25.0242 | 25.0242 | 25.0208 | 24.0886 | 23.2347 | 23.2347 | 23.2347 | 23.2347 | 23.2347 | 23.2347 | 23.2347 | 23.2347 | 23.2347 | 23.2332 | 23.2199 | 22.1854 | 20.9981 | 19.7829 | 23.74 | 23.74 | 23.74 | 23.74 | 23.7386 | 23.7222 | 23.7049 | 23.6056 | 23.2819 | 22.9755 | 22.6762 | 21.3275 | 20.1028 | 18.8771
|  | ROWDEN | FS |  |  |  |  | 25.0224 | 25.0047 | 25.0042 | 25.0037 | 25.0028 | 25.0014 | 25 | 24.9935 | 24.9865 | 24.9787 | 24.9704 | 24.9488 | 24.8288 | 24.5622 | 23.2329 | 23.2152 | 23.2148 | 23.2142 | 23.2134 | 23.2119 | 23.2105 | 23.2041 | 23.197 | 23.1893 | 23.1809 | 23.1594 | 23.0247 | 22.3535 | 23.7381 | 23.7204 | 23.72 | 23.7195 | 23.7186 | 23.7172 | 23.7157 | 23.7093 | 23.6975 | 23.6806 | 23.663 | 23.2947 | 22.485 | 21.5155
LOVEDEAN GSP | FAREHAM T1B T2B (1X90, 1X60MVA) | ROWNER PARK | MINIMUM HEADROOM | SU 58018 00782 | NO | NO | 0.025263 | 24.1419 | 24.0788 | 24.0549 | 24.0205 | 23.9809 | 23.9361 | 23.8851 | 23.8435 | 23.8 | 23.7555 | 23.7089 | 23.426 | 22.9775 | 22.1278 | 23.4516 | 23.3898 | 23.3674 | 23.3356 | 23.2986 | 23.2564 | 23.208 | 23.1691 | 23.1283 | 23.0864 | 23.0425 | 22.7724 | 22.2883 | 21.0332 | 23.6917 | 23.6294 | 23.6063 | 23.5733 | 23.5352 | 23.4918 | 23.4422 | 23.4021 | 23.3602 | 23.317 | 23.2719 | 22.9961 | 22.4132 | 21.1914
|  | ROWNER PARK | CT |  |  |  |  | 24.1421 | 24.117 | 24.0968 | 24.068 | 24.0341 | 23.9946 | 23.9489 | 23.9141 | 23.8774 | 23.8399 | 23.8012 | 23.5582 | 23.1589 | 22.5366 | 23.4517 | 23.428 | 23.4092 | 23.383 | 23.3516 | 23.3148 | 23.2715 | 23.2395 | 23.2055 | 23.1706 | 23.1345 | 22.9042 | 22.4888 | 21.4672 | 23.6919 | 23.6676 | 23.6481 | 23.6207 | 23.5882 | 23.5502 | 23.5059 | 23.4726 | 23.4374 | 23.4014 | 23.3641 | 23.1281 | 22.6121 | 21.6233
|  | ROWNER PARK | LW |  |  |  |  | 24.1419 | 24.0788 | 24.0549 | 24.0205 | 23.9809 | 23.9361 | 23.8851 | 23.8435 | 23.8 | 23.7555 | 23.7089 | 23.426 | 22.9775 | 22.1278 | 23.4516 | 23.3898 | 23.3674 | 23.3356 | 23.2986 | 23.2564 | 23.208 | 23.1691 | 23.1283 | 23.0864 | 23.0425 | 22.7724 | 22.2883 | 21.0332 | 23.6917 | 23.6294 | 23.6063 | 23.5733 | 23.5352 | 23.4918 | 23.4422 | 23.4021 | 23.3602 | 23.317 | 23.2719 | 22.9961 | 22.4132 | 21.1914
|  | ROWNER PARK | ST |  |  |  |  | 24.148 | 24.1475 | 24.147 | 24.1428 | 24.1386 | 24.1345 | 24.1304 | 24.126 | 24.1216 | 24.1173 | 24.1131 | 24.0929 | 24.0732 | 24.0536 | 23.4556 | 23.4553 | 23.455 | 23.4525 | 23.45 | 23.4476 | 23.4452 | 23.4426 | 23.44 | 23.4375 | 23.435 | 23.4231 | 23.4114 | 23.3998 | 23.6967 | 23.6963 | 23.6959 | 23.6926 | 23.6894 | 23.6862 | 23.683 | 23.6796 | 23.6762 | 23.6729 | 23.6697 | 23.6541 | 23.6388 | 23.6236
|  | ROWNER PARK | FS |  |  |  |  | 24.1469 | 24.1365 | 24.1358 | 24.1349 | 24.133 | 24.1293 | 24.1255 | 24.1185 | 24.1112 | 24.1035 | 24.0954 | 24.067 | 23.9817 | 23.8106 | 23.4545 | 23.4442 | 23.4437 | 23.4431 | 23.4418 | 23.4392 | 23.4367 | 23.431 | 23.425 | 23.4187 | 23.4119 | 23.3902 | 23.3113 | 23.1467 | 23.6956 | 23.6852 | 23.6847 | 23.6839 | 23.6823 | 23.6792 | 23.6761 | 23.6699 | 23.6633 | 23.6563 | 23.649 | 23.6243 | 23.5425 | 23.375
FAWLEY GSP | COWES & WOOTTON COMMON BSP | RYDE | MINIMUM HEADROOM | SZ 59554 91973 | NO | YES | 0.046316 | 36.3174 | 36.1754 | 36.1268 | 36.0587 | 35.9782 | 35.885 | 35.7768 | 35.6919 | 35.4008 | 34.8893 | 34.3717 | 31.8016 | 28.7833 | 24.789 | 34.5661 | 34.4117 | 34.3497 | 34.2616 | 34.1597 | 34.0443 | 33.9122 | 33.7059 | 33.0739 | 32.4527 | 31.8251 | 28.8239 | 25.4546 | 21.1041 | 35.3911 | 35.249 | 35.2005 | 35.1323 | 35.0519 | 34.9587 | 34.8505 | 34.3363 | 33.7041 | 33.0827 | 32.4549 | 29.453 | 26.0842 | 21.7381
|  | RYDE | CT |  |  |  |  | 36.3174 | 36.2644 | 36.2234 | 36.1679 | 36.1003 | 36.0191 | 35.9227 | 35.8536 | 35.7058 | 35.2142 | 34.7281 | 32.3323 | 29.5486 | 26.2204 | 34.5661 | 34.5028 | 34.4499 | 34.3756 | 34.2878 | 34.1854 | 34.066 | 33.9722 | 33.4123 | 32.812 | 32.2196 | 29.3944 | 26.2809 | 22.6164 | 35.3911 | 35.3381 | 35.2971 | 35.2415 | 35.174 | 35.0928 | 34.9964 | 34.6684 | 34.0426 | 33.442 | 32.8495 | 30.0236 | 26.9097 | 23.2494
|  | RYDE | LW |  |  |  |  | 36.3189 | 36.1754 | 36.1268 | 36.0587 | 35.9782 | 35.885 | 35.7768 | 35.6919 | 35.4008 | 34.8893 | 34.3717 | 31.8016 | 28.7833 | 24.789 | 34.5668 | 34.4117 | 34.3497 | 34.2616 | 34.1597 | 34.0443 | 33.9122 | 33.7059 | 33.0739 | 32.4527 | 31.8251 | 28.8239 | 25.4546 | 21.1041 | 35.3926 | 35.249 | 35.2005 | 35.1323 | 35.0519 | 34.9587 | 34.8505 | 34.3363 | 33.7041 | 33.0827 | 32.4549 | 29.453 | 26.0842 | 21.7381
|  | RYDE | ST |  |  |  |  | 36.3221 | 36.3221 | 36.3221 | 36.3221 | 36.3221 | 36.3221 | 36.3221 | 36.3221 | 36.3221 | 36.3221 | 36.3221 | 35.9253 | 34.8242 | 33.6803 | 34.5817 | 34.5777 | 34.5731 | 34.5608 | 34.548 | 34.5348 | 34.5213 | 34.5064 | 34.4916 | 34.4774 | 34.4635 | 33.5477 | 32.1594 | 30.7664 | 35.3958 | 35.3958 | 35.3958 | 35.3958 | 35.3958 | 35.3958 | 35.3958 | 35.3958 | 35.3958 | 35.3958 | 35.3958 | 34.1778 | 32.7891 | 31.3957
|  | RYDE | FS |  |  |  |  | 36.3196 | 36.2953 | 36.2947 | 36.294 | 36.2928 | 36.2908 | 36.2888 | 36.28 | 36.2703 | 36.2597 | 36.2482 | 36.2187 | 36.0518 | 35.3633 | 34.5812 | 34.5545 | 34.5514 | 34.5477 | 34.5418 | 34.5323 | 34.5228 | 34.5057 | 34.4876 | 34.4686 | 34.4486 | 34.3781 | 34.1721 | 33.0068 | 35.3932 | 35.3689 | 35.3684 | 35.3677 | 35.3665 | 35.3645 | 35.3625 | 35.3537 | 35.344 | 35.3334 | 35.3219 | 35.2923 | 34.9057 | 33.6369
MANNINGTON GSP | SALISBURY | SALISBURY CENTRAL | MINIMUM HEADROOM | SU 14215 30481 | NO | YES | 0.69474 | 47.6596 | 47.487 | 47.4148 | 47.3107 | 47.1922 | 47.0606 | 46.9122 | 46.7879 | 46.6602 | 46.5304 | 46.3962 | 44.1141 | 41.2552 | 37.475 | 46.7974 | 46.6424 | 46.5899 | 46.5172 | 46.4312 | 46.3326 | 46.2186 | 46.114 | 45.5198 | 44.933 | 44.3436 | 41.4634 | 38.2151 | 34.0495 | 48.5553 | 48.4003 | 48.3478 | 48.2751 | 48.1891 | 48.0905 | 47.9765 | 47.4475 | 46.868 | 46.2955 | 45.7204 | 42.9064 | 39.7083 | 35.5494
|  | SALISBURY CENTRAL | CT |  |  |  |  | 47.6604 | 47.5827 | 47.517 | 47.4234 | 47.3145 | 47.1905 | 47.0484 | 46.9358 | 46.8195 | 46.7018 | 46.5817 | 44.497 | 41.7946 | 38.5763 | 46.7974 | 46.736 | 46.6888 | 46.6253 | 46.5477 | 46.4557 | 46.347 | 46.2702 | 45.7726 | 45.2012 | 44.6371 | 41.8759 | 38.799 | 35.2092 | 48.5553 | 48.4939 | 48.4466 | 48.3832 | 48.3056 | 48.2136 | 48.1049 | 47.6909 | 47.1178 | 46.5607 | 46.0105 | 43.3139 | 40.2913 | 36.7081
|  | SALISBURY CENTRAL | LW |  |  |  |  | 47.6596 | 47.487 | 47.4148 | 47.3107 | 47.1922 | 47.0606 | 46.9122 | 46.7879 | 46.6602 | 46.5304 | 46.3962 | 44.1141 | 41.2552 | 37.475 | 46.7974 | 46.6424 | 46.5899 | 46.5172 | 46.4312 | 46.3326 | 46.2186 | 46.114 | 45.5198 | 44.933 | 44.3436 | 41.4634 | 38.2151 | 34.0495 | 48.5553 | 48.4003 | 48.3478 | 48.2751 | 48.1891 | 48.0905 | 47.9765 | 47.4475 | 46.868 | 46.2955 | 45.7204 | 42.9064 | 39.7083 | 35.5494
|  | SALISBURY CENTRAL | ST |  |  |  |  | 47.6834 | 47.6785 | 47.673 | 47.6529 | 47.6322 | 47.6116 | 47.5906 | 47.5678 | 47.5453 | 47.5235 | 47.5021 | 47.4012 | 46.9764 | 45.8561 | 46.8 | 46.8 | 46.8 | 46.8 | 46.8 | 46.8 | 46.8 | 46.8 | 46.8 | 46.8 | 46.8 | 45.9655 | 44.5951 | 43.2405 | 48.5579 | 48.5579 | 48.5579 | 48.5579 | 48.5579 | 48.5579 | 48.5579 | 48.5579 | 48.5579 | 48.5579 | 48.5579 | 47.3229 | 45.9926 | 44.6776
|  | SALISBURY CENTRAL | FS |  |  |  |  | 47.6839 | 47.6565 | 47.6527 | 47.6478 | 47.6394 | 47.6248 | 47.6102 | 47.5871 | 47.5632 | 47.5383 | 47.5125 | 47.4133 | 47.1813 | 46.7475 | 46.7974 | 46.7729 | 46.7723 | 46.7716 | 46.7704 | 46.7684 | 46.7664 | 46.7575 | 46.7477 | 46.737 | 46.7254 | 46.6956 | 46.4238 | 45.1221 | 48.5553 | 48.5308 | 48.5302 | 48.5295 | 48.5283 | 48.5263 | 48.5243 | 48.5154 | 48.5056 | 48.4949 | 48.4833 | 48.4535 | 47.7599 | 46.4855
BRAMLEY (FLEE) | CAMBERLEY MAIN | SANDHURST | MINIMUM HEADROOM | SU 83597 60930 | NO | NO | 0.52947 | 36.0042 | 35.8258 | 35.7654 | 35.6817 | 35.5826 | 35.47 | 35.3403 | 35.2396 | 35.1353 | 35.0282 | 34.9164 | 34.2407 | 32.446 | 29.2433 | 34.7615 | 34.5735 | 34.5027 | 34.4013 | 34.2846 | 33.9042 | 33.4749 | 33.0624 | 32.6527 | 32.2478 | 31.8439 | 29.7892 | 27.3418 | 23.9564 | 35.4666 | 35.2785 | 35.2077 | 35.1063 | 34.9894 | 34.6793 | 34.29 | 33.9191 | 33.5501 | 33.1562 | 32.7566 | 30.7222 | 28.2951 | 24.929
|  | SANDHURST | CT |  |  |  |  | 36.0042 | 35.929 | 35.8712 | 35.7936 | 35.6986 | 35.5873 | 35.4565 | 35.3646 | 35.2687 | 35.1711 | 35.0705 | 34.4385 | 32.7667 | 30.0564 | 34.7615 | 34.6772 | 34.6094 | 34.5144 | 34.402 | 34.0511 | 33.6243 | 33.2189 | 32.8158 | 32.4214 | 32.0312 | 30.0373 | 27.6732 | 24.7829 | 35.4666 | 35.3822 | 35.3144 | 35.2193 | 35.1069 | 34.8224 | 34.435 | 34.0714 | 33.7093 | 33.3293 | 32.9435 | 30.9696 | 28.6253 | 25.7541
|  | SANDHURST | LW |  |  |  |  | 36.0044 | 35.8258 | 35.7654 | 35.6817 | 35.5826 | 35.47 | 35.3403 | 35.2396 | 35.1353 | 35.0282 | 34.9164 | 34.2407 | 32.446 | 29.2433 | 34.7615 | 34.5735 | 34.5027 | 34.4013 | 34.2846 | 33.9042 | 33.4749 | 33.0624 | 32.6527 | 32.2478 | 31.8439 | 29.7892 | 27.3418 | 23.9564 | 35.4666 | 35.2785 | 35.2077 | 35.1063 | 34.9894 | 34.6793 | 34.29 | 33.9191 | 33.5501 | 33.1562 | 32.7566 | 30.7222 | 28.2951 | 24.929
|  | SANDHURST | ST |  |  |  |  | 36.0074 | 36.0074 | 36.0074 | 36.0074 | 36.0074 | 36.0074 | 36.0074 | 36.0074 | 36.0074 | 36.0074 | 36.0074 | 36.0074 | 36.0074 | 36.0074 | 34.7774 | 34.776 | 34.7746 | 34.7638 | 34.7521 | 34.7409 | 34.7298 | 34.7177 | 34.6838 | 34.4844 | 34.2911 | 33.3943 | 32.5595 | 31.7631 | 35.4837 | 35.4822 | 35.4805 | 35.4688 | 35.4571 | 35.4458 | 35.4347 | 35.4226 | 35.4108 | 35.2538 | 35.0864 | 34.3002 | 33.4777 | 32.693
|  | SANDHURST | FS |  |  |  |  | 36.0046 | 35.9778 | 35.9772 | 35.9764 | 35.9751 | 35.9729 | 35.9707 | 35.961 | 35.9503 | 35.9387 | 35.926 | 35.8935 | 35.7143 | 35.3197 | 34.7761 | 34.7485 | 34.747 | 34.7448 | 34.7403 | 34.7312 | 34.7217 | 34.7036 | 34.6845 | 34.6644 | 34.6434 | 34.1858 | 33.3479 | 32.3324 | 35.4827 | 35.455 | 35.4533 | 35.4508 | 35.4457 | 35.4362 | 35.4267 | 35.4085 | 35.3894 | 35.3694 | 35.3483 | 34.9799 | 34.2299 | 33.2438
FAWLEY GSP | COWES & WOOTTON COMMON BSP | SANDOWN | MINIMUM HEADROOM | SZ 59877 85052 | NO | YES | 0.037895 | 19.0765 | 18.9967 | 18.9696 | 18.9322 | 18.8879 | 18.8365 | 18.7769 | 18.7302 | 18.6811 | 18.6303 | 18.5768 | 18.2426 | 16.9336 | 14.9709 | 18.4449 | 18.3651 | 18.3381 | 18.3006 | 18.2563 | 18.2049 | 18.1453 | 18.0986 | 18.0495 | 17.9584 | 17.683 | 16.2986 | 14.6831 | 12.5363 | 18.5712 | 18.4914 | 18.4644 | 18.4269 | 18.3826 | 18.3313 | 18.2716 | 18.038 | 17.7634 | 17.4911 | 17.2164 | 15.8351 | 14.2229 | 12.0793
|  | SANDOWN | CT |  |  |  |  | 19.0767 | 19.0473 | 19.0248 | 18.9945 | 18.9574 | 18.9128 | 18.8597 | 18.8219 | 18.7815 | 18.7399 | 18.6965 | 18.4136 | 17.2548 | 15.6212 | 18.4451 | 18.4157 | 18.3932 | 18.3629 | 18.3258 | 18.2812 | 18.2281 | 18.1903 | 18.1499 | 18.1073 | 17.8466 | 16.5366 | 15.0219 | 13.2094 | 18.5714 | 18.5421 | 18.5195 | 18.4892 | 18.4521 | 18.4075 | 18.3544 | 18.1707 | 17.9021 | 17.6399 | 17.3798 | 16.073 | 14.5613 | 12.7521
|  | SANDOWN | LW |  |  |  |  | 19.0766 | 18.9967 | 18.9696 | 18.9322 | 18.8879 | 18.8365 | 18.7769 | 18.7302 | 18.6811 | 18.6303 | 18.5768 | 18.2426 | 16.9336 | 14.9709 | 18.445 | 18.3651 | 18.3381 | 18.3006 | 18.2563 | 18.2049 | 18.1453 | 18.0986 | 18.0495 | 17.9584 | 17.683 | 16.2986 | 14.6831 | 12.5363 | 18.5713 | 18.4914 | 18.4644 | 18.4269 | 18.3826 | 18.3313 | 18.2716 | 18.038 | 17.7634 | 17.4911 | 17.2164 | 15.8351 | 14.2229 | 12.0793
|  | SANDOWN | ST |  |  |  |  | 19.0779 | 19.0779 | 19.0779 | 19.0779 | 19.0779 | 19.0779 | 19.0779 | 19.0779 | 19.0779 | 19.0779 | 19.0779 | 19.0779 | 19.0779 | 19.0779 | 18.4463 | 18.4463 | 18.4463 | 18.4463 | 18.4463 | 18.4463 | 18.4463 | 18.4463 | 18.4463 | 18.4463 | 18.4463 | 18.4463 | 17.8005 | 17.1492 | 18.5726 | 18.5726 | 18.5726 | 18.5726 | 18.5726 | 18.5726 | 18.5726 | 18.5726 | 18.5726 | 18.5726 | 18.5726 | 17.9842 | 17.3351 | 16.6857
|  | SANDOWN | FS |  |  |  |  | 19.0765 | 19.0631 | 19.0628 | 19.0624 | 19.0617 | 19.0606 | 19.0595 | 19.0546 | 19.0493 | 19.0434 | 19.0371 | 19.0207 | 18.9287 | 18.7227 | 18.4449 | 18.4315 | 18.4312 | 18.4308 | 18.4301 | 18.429 | 18.4279 | 18.4231 | 18.4177 | 18.4118 | 18.4055 | 18.3892 | 18.2971 | 17.8976 | 18.5712 | 18.5578 | 18.5575 | 18.5571 | 18.5564 | 18.5553 | 18.5542 | 18.5494 | 18.544 | 18.5382 | 18.5318 | 18.5155 | 18.0966 | 17.4308
LOVEDEAN GSP | CHICHESTER & HUNSTON | SELSEY | MINIMUM HEADROOM | SZ 85667 94289 | NO | YES | 0.58632 | 17.8744 | 17.8047 | 17.7759 | 17.7343 | 17.6869 | 17.6339 | 17.574 | 17.5239 | 17.472 | 17.4191 | 17.3643 | 17.0426 | 16.2045 | 14.6357 | 16.4373 | 16.2802 | 16.1533 | 15.9513 | 15.7385 | 15.5183 | 15.2859 | 15.0563 | 14.8269 | 14.5993 | 14.3707 | 13.2286 | 11.9103 | 10.1882 | 17.5476 | 17.4043 | 17.2927 | 17.1159 | 16.9291 | 16.7352 | 16.5299 | 16.3285 | 16.127 | 15.9268 | 15.7255 | 14.5953 | 13.2796 | 11.5603
|  | SELSEY | CT |  |  |  |  | 17.8747 | 17.8448 | 17.8197 | 17.7835 | 17.7415 | 17.6934 | 17.6381 | 17.5942 | 17.5486 | 17.5024 | 17.4551 | 17.1714 | 16.4454 | 15.1262 | 16.4419 | 16.3298 | 16.2123 | 16.0209 | 15.8186 | 15.6076 | 15.3832 | 15.1581 | 14.9332 | 14.7131 | 14.4955 | 13.4076 | 12.1656 | 10.6973 | 17.5515 | 17.4523 | 17.3494 | 17.1824 | 17.0053 | 16.8198 | 16.622 | 16.4254 | 16.2286 | 16.0358 | 15.845 | 14.7741 | 13.5347 | 12.0691
|  | SELSEY | LW |  |  |  |  | 17.8744 | 17.8047 | 17.7759 | 17.7343 | 17.6869 | 17.6339 | 17.574 | 17.5239 | 17.472 | 17.4191 | 17.3643 | 17.0426 | 16.2045 | 14.6357 | 16.4373 | 16.2802 | 16.1533 | 15.9513 | 15.7385 | 15.5183 | 15.2859 | 15.0563 | 14.8269 | 14.5993 | 14.3707 | 13.2286 | 11.9103 | 10.1882 | 17.5476 | 17.4043 | 17.2927 | 17.1159 | 16.9291 | 16.7352 | 16.5299 | 16.3285 | 16.127 | 15.9268 | 15.7255 | 14.5953 | 13.2796 | 11.5603
|  | SELSEY | ST |  |  |  |  | 17.8837 | 17.882 | 17.8801 | 17.8723 | 17.8644 | 17.8565 | 17.8485 | 17.8397 | 17.831 | 17.8226 | 17.8142 | 17.7745 | 17.7362 | 17.6981 | 16.5579 | 16.5332 | 16.5052 | 16.3939 | 16.2801 | 16.1668 | 16.052 | 15.9261 | 15.8015 | 15.6799 | 15.5605 | 14.9895 | 14.4412 | 13.8939 | 17.6508 | 17.6297 | 17.6057 | 17.5107 | 17.4135 | 17.3168 | 17.2187 | 17.1112 | 17.0048 | 16.9011 | 16.7991 | 16.3115 | 15.8062 | 15.2605
|  | SELSEY | FS |  |  |  |  | 17.8834 | 17.872 | 17.8706 | 17.8687 | 17.8654 | 17.8595 | 17.8536 | 17.8441 | 17.8343 | 17.824 | 17.8134 | 17.7729 | 17.6746 | 17.4885 | 16.568 | 16.5425 | 16.5259 | 16.5037 | 16.4626 | 16.3894 | 16.3163 | 16.2308 | 16.1452 | 16.0587 | 15.972 | 15.5604 | 15.1007 | 14.5551 | 17.6592 | 17.636 | 17.6217 | 17.6027 | 17.5675 | 17.5049 | 17.4423 | 17.3688 | 17.2951 | 17.2206 | 17.1458 | 16.7925 | 16.3896 | 15.9005
MANNINGTON GSP | SHAFTESBURY BSP | SHAFTESBURY | MINIMUM HEADROOM | ST 85605 23325 | NO | YES | 1.3 | 15.3254 | 15.2608 | 15.1581 | 14.9746 | 14.7778 | 14.5732 | 14.354 | 14.14 | 13.927 | 13.716 | 13.5026 | 12.4444 | 11.2054 | 9.5388 | 13.6323 | 13.5631 | 13.5343 | 13.4937 | 13.4462 | 13.3928 | 13.332 | 13.1371 | 12.8944 | 12.6544 | 12.412 | 11.2202 | 9.8477 | 8.0469 | 13.7373 | 13.5737 | 13.4409 | 13.2357 | 13.0163 | 12.7888 | 12.5456 | 12.3068 | 12.0693 | 11.8344 | 11.5971 | 10.4286 | 9.0795 | 7.3034
|  | SHAFTESBURY | CT |  |  |  |  | 15.3254 | 15.2969 | 15.2134 | 15.0394 | 14.8535 | 14.657 | 14.4455 | 14.2347 | 14.0238 | 13.8178 | 13.6146 | 12.6031 | 11.4332 | 10.021 | 13.6323 | 13.5997 | 13.5726 | 13.5357 | 13.4925 | 13.4428 | 13.3853 | 13.2385 | 12.9976 | 12.7627 | 12.5313 | 11.3895 | 10.0916 | 8.5505 | 13.7392 | 13.6213 | 13.4987 | 13.304 | 13.0965 | 12.8777 | 12.6429 | 12.407 | 12.1714 | 11.9415 | 11.7151 | 10.5961 | 9.3206 | 7.803
|  | SHAFTESBURY | LW |  |  |  |  | 15.3288 | 15.2608 | 15.1581 | 14.9746 | 14.7778 | 14.5732 | 14.354 | 14.14 | 13.927 | 13.716 | 13.5026 | 12.4444 | 11.2054 | 9.5388 | 13.6353 | 13.5631 | 13.5343 | 13.4937 | 13.4462 | 13.3928 | 13.332 | 13.1371 | 12.8944 | 12.6544 | 12.412 | 11.2202 | 9.8477 | 8.0469 | 13.7373 | 13.5737 | 13.4409 | 13.2357 | 13.0163 | 12.7888 | 12.5456 | 12.3068 | 12.0693 | 11.8344 | 11.5971 | 10.4286 | 9.0795 | 7.3034
|  | SHAFTESBURY | ST |  |  |  |  | 15.3316 | 15.3316 | 15.3316 | 15.3316 | 15.2858 | 15.1866 | 15.0864 | 14.9758 | 14.8664 | 14.7606 | 14.6575 | 14.1643 | 13.692 | 13.2221 | 13.6434 | 13.6422 | 13.6408 | 13.6357 | 13.6306 | 13.6254 | 13.6202 | 13.6144 | 13.6088 | 13.6032 | 13.5979 | 13.1131 | 12.5599 | 12.0097 | 13.8553 | 13.8284 | 13.7974 | 13.6866 | 13.5733 | 13.4599 | 13.3453 | 13.2188 | 13.0937 | 12.9727 | 12.8548 | 12.2912 | 11.7522 | 11.2161
|  | SHAFTESBURY | FS |  |  |  |  | 15.3304 | 15.3194 | 15.3191 | 15.3188 | 15.3182 | 15.3173 | 15.3164 | 15.2502 | 15.1778 | 15.1045 | 15.031 | 14.6834 | 14.2879 | 13.8015 | 13.6429 | 13.6311 | 13.63 | 13.6286 | 13.6262 | 13.6222 | 13.6181 | 13.6105 | 13.6026 | 13.5942 | 13.5854 | 13.5546 | 13.2789 | 12.7371 | 13.8679 | 13.8404 | 13.8222 | 13.7985 | 13.7581 | 13.6877 | 13.6175 | 13.5354 | 13.4532 | 13.3701 | 13.2868 | 12.8912 | 12.4497 | 11.9176
FAWLEY GSP | COWES & WOOTTON COMMON BSP | SHALFLEET | MINIMUM HEADROOM | SZ 40828 88643 | NO | YES | 0.026316 | 16.3134 | 16.2374 | 16.1729 | 16.0727 | 15.9662 | 15.8554 | 15.7384 | 15.6224 | 15.5069 | 15.3912 | 15.2751 | 14.6865 | 14.0015 | 13.0915 | 14.9561 | 14.8717 | 14.7981 | 14.6833 | 14.5616 | 14.4353 | 14.3025 | 14.17 | 14.0382 | 13.9065 | 13.7744 | 13.1109 | 12.351 | 11.3663 | 15.4561 | 15.3734 | 15.3016 | 15.1895 | 15.0707 | 14.9475 | 14.8177 | 14.6884 | 14.5598 | 14.4312 | 14.3022 | 13.6532 | 12.9077 | 11.9374
|  | SHALFLEET | CT |  |  |  |  | 16.3134 | 16.253 | 16.1898 | 16.0919 | 15.9884 | 15.8795 | 15.7634 | 15.6466 | 15.5293 | 15.4143 | 15.2992 | 14.7162 | 14.0472 | 13.2496 | 14.9561 | 14.8882 | 14.8164 | 14.7044 | 14.5862 | 14.4624 | 14.3309 | 14.1973 | 14.0635 | 13.9326 | 13.8019 | 13.1452 | 12.4037 | 11.5337 | 15.4561 | 15.3897 | 15.3196 | 15.2102 | 15.0949 | 14.974 | 14.8455 | 14.7151 | 14.5845 | 14.4567 | 14.329 | 13.6866 | 12.9591 | 12.1031
|  | SHALFLEET | LW |  |  |  |  | 16.3186 | 16.2374 | 16.1729 | 16.0727 | 15.9662 | 15.8554 | 15.7384 | 15.6224 | 15.5069 | 15.3912 | 15.2751 | 14.6865 | 14.0015 | 13.0915 | 14.961 | 14.8717 | 14.7981 | 14.6833 | 14.5616 | 14.4353 | 14.3025 | 14.17 | 14.0382 | 13.9065 | 13.7744 | 13.1109 | 12.351 | 11.3663 | 15.4611 | 15.3734 | 15.3016 | 15.1895 | 15.0707 | 14.9475 | 14.8177 | 14.6884 | 14.5598 | 14.4312 | 14.3022 | 13.6532 | 12.9077 | 11.9374
|  | SHALFLEET | ST |  |  |  |  | 16.3788 | 16.3658 | 16.3514 | 16.2977 | 16.2426 | 16.1878 | 16.1321 | 16.0712 | 16.0109 | 15.952 | 15.8945 | 15.6166 | 15.3456 | 15.0757 | 15.0313 | 15.0162 | 14.9994 | 14.9363 | 14.8715 | 14.8071 | 14.7417 | 14.6701 | 14.5992 | 14.5299 | 14.4623 | 14.1364 | 13.8192 | 13.5035 | 15.5295 | 15.5147 | 15.4984 | 15.4371 | 15.3742 | 15.3117 | 15.2481 | 15.1786 | 15.1097 | 15.0425 | 14.9768 | 14.6602 | 14.3519 | 14.0451
|  | SHALFLEET | FS |  |  |  |  | 16.3854 | 16.3726 | 16.3635 | 16.3523 | 16.3327 | 16.2983 | 16.2639 | 16.2238 | 16.1836 | 16.1434 | 16.1023 | 15.9045 | 15.6828 | 15.4147 | 15.0391 | 15.0251 | 15.0144 | 15.0012 | 14.9781 | 14.9376 | 14.8973 | 14.8504 | 14.8034 | 14.7564 | 14.7085 | 14.4773 | 14.2237 | 13.9236 | 15.537 | 15.5232 | 15.5128 | 15.5 | 15.4776 | 15.4383 | 15.3991 | 15.3535 | 15.3079 | 15.2622 | 15.2156 | 14.9908 | 14.7434 | 14.4495
FAWLEY GSP | COWES & WOOTTON COMMON BSP | SHANKLIN | MINIMUM HEADROOM | SZ 57809 81912 | NO | YES | 0.067368 | 33.5041 | 33.3171 | 33.1737 | 32.9474 | 32.7076 | 32.4584 | 32.1927 | 31.9322 | 31.6707 | 31.4113 | 31.1484 | 29.8099 | 28.2131 | 26.0308 | 32.2575 | 32.0498 | 31.883 | 31.6186 | 31.3395 | 31.0506 | 30.7438 | 30.4404 | 30.1364 | 29.8353 | 29.5307 | 27.9943 | 26.196 | 23.8115 | 32.5189 | 32.3143 | 32.1511 | 31.8925 | 31.6194 | 31.3365 | 31.036 | 30.7391 | 30.4416 | 30.1469 | 29.8486 | 28.3423 | 26.5628 | 24.178
|  | SHANKLIN | CT |  |  |  |  | 33.5053 | 33.3771 | 33.244 | 33.0311 | 32.8042 | 32.5659 | 32.3111 | 32.0576 | 31.803 | 31.5531 | 31.3037 | 30.0318 | 28.5311 | 26.7023 | 32.2598 | 32.1119 | 31.9569 | 31.7073 | 31.4423 | 31.1653 | 30.8701 | 30.5734 | 30.2759 | 29.9846 | 29.6943 | 28.228 | 26.5319 | 24.5064 | 32.5209 | 32.3761 | 32.2244 | 31.9804 | 31.7212 | 31.4501 | 31.1611 | 30.871 | 30.58 | 30.295 | 30.0109 | 28.5743 | 26.8987 | 24.8728
|  | SHANKLIN | LW |  |  |  |  | 33.5041 | 33.3171 | 33.1737 | 32.9474 | 32.7076 | 32.4584 | 32.1927 | 31.9322 | 31.6707 | 31.4113 | 31.1484 | 29.8099 | 28.2131 | 26.0308 | 32.2575 | 32.0498 | 31.883 | 31.6186 | 31.3395 | 31.0506 | 30.7438 | 30.4404 | 30.1364 | 29.8353 | 29.5307 | 27.9943 | 26.196 | 23.8115 | 32.5189 | 32.3143 | 32.1511 | 31.8925 | 31.6194 | 31.3365 | 31.036 | 30.7391 | 30.4416 | 30.1469 | 29.8486 | 28.3423 | 26.5628 | 24.178
|  | SHANKLIN | ST |  |  |  |  | 33.6349 | 33.6085 | 33.5794 | 33.4589 | 33.336 | 33.2132 | 33.0876 | 32.9506 | 32.8148 | 32.6824 | 32.5518 | 31.9234 | 31.3138 | 30.6998 | 32.4147 | 32.3829 | 32.3479 | 32.2026 | 32.0546 | 31.9065 | 31.7553 | 31.5904 | 31.4269 | 31.2675 | 31.1104 | 30.3539 | 29.6201 | 28.8817 | 32.672 | 32.6411 | 32.6069 | 32.4654 | 32.3212 | 32.177 | 32.0297 | 31.869 | 31.7098 | 31.5545 | 31.4014 | 30.6644 | 29.9495 | 29.2301
|  | SHANKLIN | FS |  |  |  |  | 33.6446 | 33.6133 | 33.5949 | 33.5703 | 33.526 | 33.4456 | 33.3654 | 33.2709 | 33.1763 | 33.0806 | 32.9855 | 32.5331 | 32.004 | 31.3462 | 32.4265 | 32.3918 | 32.3697 | 32.3402 | 32.2869 | 32.1903 | 32.0939 | 31.9811 | 31.8682 | 31.7542 | 31.641 | 31.0994 | 30.4824 | 29.7363 | 32.6835 | 32.6493 | 32.6278 | 32.599 | 32.5471 | 32.453 | 32.359 | 32.249 | 32.1389 | 32.0277 | 31.9173 | 31.3893 | 30.7857 | 30.053
AXMINSTER | YEOVIL BSP | SHERBORNE | MINIMUM HEADROOM | ST 63978 18163 | NO | YES | 0.14 | 18.02 | 17.973 | 17.9548 | 17.9291 | 17.899 | 17.7851 | 17.5939 | 17.4065 | 17.2198 | 17.0355 | 16.8488 | 15.9441 | 14.8566 | 13.4206 | 14.6443 | 14.4968 | 14.3681 | 14.1767 | 13.9706 | 13.7538 | 13.5191 | 13.2871 | 13.0564 | 12.8293 | 12.5996 | 11.5013 | 10.2753 | 8.7104 | 17.4306 | 17.3835 | 17.3654 | 17.3252 | 17.1448 | 16.9547 | 16.7485 | 16.5456 | 16.3437 | 16.1447 | 15.9431 | 14.9716 | 13.8256 | 12.3154
|  | SHERBORNE | CT |  |  |  |  | 18.02 | 17.9975 | 17.9793 | 17.9561 | 17.9285 | 17.8614 | 17.6769 | 17.491 | 17.3047 | 17.1248 | 16.9465 | 16.0802 | 15.0651 | 13.8416 | 14.6475 | 14.5395 | 14.4219 | 14.243 | 14.0494 | 13.8429 | 13.6166 | 13.3854 | 13.1546 | 12.9322 | 12.7124 | 11.659 | 10.5055 | 9.1601 | 17.4306 | 17.408 | 17.3899 | 17.3667 | 17.2164 | 17.0354 | 16.8364 | 16.6349 | 16.4332 | 16.2387 | 16.046 | 15.1152 | 14.0449 | 12.7595
|  | SHERBORNE | LW |  |  |  |  | 18.025 | 17.973 | 17.9548 | 17.9291 | 17.899 | 17.7851 | 17.5939 | 17.4065 | 17.2198 | 17.0355 | 16.8488 | 15.9441 | 14.8566 | 13.4206 | 14.6443 | 14.4968 | 14.3681 | 14.1767 | 13.9706 | 13.7538 | 13.5191 | 13.2871 | 13.0564 | 12.8293 | 12.5996 | 11.5013 | 10.2753 | 8.7104 | 17.4356 | 17.3835 | 17.3654 | 17.3252 | 17.1448 | 16.9547 | 16.7485 | 16.5456 | 16.3437 | 16.1447 | 15.9431 | 14.9716 | 13.8256 | 12.3154
|  | SHERBORNE | ST |  |  |  |  | 18.0276 | 18.0276 | 18.0276 | 18.0267 | 18.0259 | 18.0251 | 18.0242 | 18.0234 | 18.0117 | 17.9203 | 17.8304 | 17.41 | 17.0109 | 16.6117 | 14.7481 | 14.7148 | 14.6781 | 14.575 | 14.4674 | 14.3581 | 14.2452 | 14.1221 | 14.0001 | 13.8826 | 13.7671 | 13.2275 | 12.7161 | 12.2046 | 17.4381 | 17.4381 | 17.4381 | 17.4373 | 17.4364 | 17.4356 | 17.3976 | 17.2923 | 17.188 | 17.0876 | 16.9889 | 16.5274 | 16.0895 | 15.6515
|  | SHERBORNE | FS |  |  |  |  | 18.0275 | 18.0191 | 18.0189 | 18.0186 | 18.0182 | 18.0175 | 18.0168 | 18.0137 | 18.0104 | 18.0067 | 18.0026 | 17.9106 | 17.5963 | 17.2091 | 14.7647 | 14.738 | 14.7173 | 14.6926 | 14.6538 | 14.5904 | 14.5272 | 14.455 | 14.3819 | 14.3087 | 14.2345 | 13.8794 | 13.4926 | 13.0325 | 17.4381 | 17.4296 | 17.4294 | 17.4291 | 17.4287 | 17.428 | 17.4273 | 17.4243 | 17.4209 | 17.4172 | 17.3853 | 17.0802 | 16.7409 | 16.3285
MINETY GSP | CIRENCESTER BSP | SHIPTON OLIFFE | MINIMUM HEADROOM | SP 03884 19102 | NO | YES | 0.065263 | 5.0187 | 5.0053 | 5.0008 | 4.9945 | 4.987 | 4.9785 | 4.9485 | 4.9096 | 4.8707 | 4.8326 | 4.7943 | 4.5936 | 4.3649 | 4.0598 | 4.028 | 3.9948 | 3.9679 | 3.9259 | 3.8822 | 3.8366 | 3.7885 | 3.7408 | 3.6931 | 3.6465 | 3.5999 | 3.3715 | 3.1168 | 2.786 | 4.7571 | 4.7243 | 4.6981 | 4.657 | 4.6142 | 4.5696 | 4.5225 | 4.4758 | 4.4291 | 4.3835 | 4.3379 | 4.1142 | 3.8639 | 3.5374
|  | SHIPTON OLIFFE | CT |  |  |  |  | 5.0187 | 5.0133 | 5.0091 | 5.0034 | 4.9965 | 4.9884 | 4.965 | 4.927 | 4.8889 | 4.8517 | 4.8153 | 4.6241 | 4.4072 | 4.1477 | 4.029 | 4.0045 | 3.9799 | 3.9403 | 3.8981 | 3.8537 | 3.8068 | 3.7599 | 3.7131 | 3.6675 | 3.6228 | 3.4041 | 3.1622 | 2.8781 | 4.758 | 4.7341 | 4.7099 | 4.6713 | 4.63 | 4.5865 | 4.5406 | 4.4948 | 4.449 | 4.4043 | 4.3606 | 4.1464 | 3.9087 | 3.6288
|  | SHIPTON OLIFFE | LW |  |  |  |  | 5.0187 | 5.0053 | 5.0008 | 4.9945 | 4.987 | 4.9785 | 4.9485 | 4.9096 | 4.8707 | 4.8326 | 4.7943 | 4.5936 | 4.3649 | 4.0598 | 4.028 | 3.9948 | 3.9679 | 3.9259 | 3.8822 | 3.8366 | 3.7885 | 3.7408 | 3.6931 | 3.6465 | 3.5999 | 3.3715 | 3.1168 | 2.786 | 4.7571 | 4.7243 | 4.6981 | 4.657 | 4.6142 | 4.5696 | 4.5225 | 4.4758 | 4.4291 | 4.3835 | 4.3379 | 4.1142 | 3.8639 | 3.5374
|  | SHIPTON OLIFFE | ST |  |  |  |  | 5.0189 | 5.0189 | 5.0189 | 5.0189 | 5.0189 | 5.0189 | 5.0189 | 5.0189 | 5.0189 | 5.0189 | 5.0085 | 4.9226 | 4.8386 | 4.7511 | 4.0529 | 4.0477 | 4.0416 | 4.019 | 3.9964 | 3.9735 | 3.9501 | 3.9249 | 3.9 | 3.8755 | 3.8513 | 3.741 | 3.6363 | 3.5331 | 4.7813 | 4.7762 | 4.7704 | 4.7483 | 4.7263 | 4.704 | 4.6812 | 4.6566 | 4.6324 | 4.6085 | 4.5849 | 4.4775 | 4.3755 | 4.275
|  | SHIPTON OLIFFE | FS |  |  |  |  | 5.0187 | 5.0167 | 5.0166 | 5.0165 | 5.0164 | 5.0163 | 5.0161 | 5.0154 | 5.0145 | 5.0136 | 5.0126 | 5.0101 | 4.9442 | 4.8588 | 4.0573 | 4.052 | 4.0487 | 4.0447 | 4.0373 | 4.0239 | 4.0104 | 3.9933 | 3.9762 | 3.9591 | 3.9419 | 3.8616 | 3.7752 | 3.6744 | 4.7856 | 4.7804 | 4.7771 | 4.7733 | 4.7661 | 4.753 | 4.7399 | 4.7232 | 4.7065 | 4.6898 | 4.6731 | 4.5947 | 4.5102 | 4.4112
NURSLING GSP | SOUTHAMPTON (2 X 90) | SHIRLEY | MINIMUM HEADROOM | SU 39988 13808 | NO | NO | 0.011579 | 35.4368 | 35.3035 | 35.2494 | 35.1715 | 35.0823 | 34.9825 | 34.8692 | 34.775 | 34.6775 | 34.5779 | 34.4603 | 32.8445 | 30.8955 | 28.1564 | 33.9311 | 33.8012 | 33.751 | 33.6792 | 33.5965 | 33.5031 | 33.3967 | 33.3094 | 33.1306 | 32.7862 | 32.439 | 30.6922 | 28.6111 | 25.7403 | 34.9732 | 34.8432 | 34.793 | 34.7212 | 34.6384 | 34.545 | 34.4384 | 34.3511 | 34.2604 | 34.1676 | 34.0709 | 32.2666 | 30.1221 | 27.188
|  | SHIRLEY | CT |  |  |  |  | 35.4375 | 35.3813 | 35.3343 | 35.2672 | 35.1888 | 35.0987 | 34.9947 | 34.9129 | 34.8276 | 34.7413 | 34.6528 | 33.1708 | 31.3583 | 29.1042 | 33.9316 | 33.8786 | 33.8352 | 33.7741 | 33.7019 | 33.6181 | 33.5207 | 33.4459 | 33.3299 | 33.0004 | 32.6736 | 31.028 | 29.0884 | 26.7072 | 34.9737 | 34.9206 | 34.8772 | 34.816 | 34.7438 | 34.6599 | 34.5624 | 34.4876 | 34.4092 | 34.3296 | 34.2476 | 32.607 | 30.6064 | 28.164
|  | SHIRLEY | LW |  |  |  |  | 35.4368 | 35.3035 | 35.2494 | 35.1715 | 35.0823 | 34.9825 | 34.8692 | 34.775 | 34.6775 | 34.5779 | 34.4603 | 32.8445 | 30.8955 | 28.1564 | 33.9311 | 33.8012 | 33.751 | 33.6792 | 33.5965 | 33.5031 | 33.3967 | 33.3094 | 33.1306 | 32.7862 | 32.439 | 30.6922 | 28.6111 | 25.7403 | 34.9732 | 34.8432 | 34.793 | 34.7212 | 34.6384 | 34.545 | 34.4384 | 34.3511 | 34.2604 | 34.1676 | 34.0709 | 32.2666 | 30.1221 | 27.188
|  | SHIRLEY | ST |  |  |  |  | 35.4531 | 35.4502 | 35.447 | 35.4338 | 35.4203 | 35.4068 | 35.3931 | 35.3781 | 35.3633 | 35.349 | 35.335 | 35.2687 | 34.8913 | 34.2242 | 33.9431 | 33.9411 | 33.9388 | 33.9296 | 33.9201 | 33.9107 | 33.9011 | 33.8906 | 33.8802 | 33.8701 | 33.8603 | 33.5809 | 32.831 | 32.0853 | 34.9852 | 34.9832 | 34.9809 | 34.9716 | 34.9621 | 34.9527 | 34.943 | 34.9325 | 34.922 | 34.9119 | 34.9021 | 34.8555 | 34.4496 | 33.6662
|  | SHIRLEY | FS |  |  |  |  | 35.4524 | 35.4304 | 35.428 | 35.4249 | 35.4191 | 35.4088 | 35.3987 | 35.3818 | 35.3641 | 35.3457 | 35.3265 | 35.2552 | 35.0721 | 34.7185 | 33.942 | 33.9206 | 33.9187 | 33.9164 | 33.912 | 33.9043 | 33.8967 | 33.8827 | 33.8679 | 33.8523 | 33.836 | 33.7787 | 33.6089 | 32.8441 | 34.9841 | 34.9626 | 34.9608 | 34.9584 | 34.954 | 34.9464 | 34.9387 | 34.9246 | 34.9098 | 34.8943 | 34.8779 | 34.8205 | 34.6507 | 34.3104
MINETY GSP | STRATTON (2 X 60) | SHRIVENHAM | MINIMUM HEADROOM | SU 23782 87902 | NO | YES | 0.20211 | 17.3342 | 17.3028 | 17.2922 | 17.2775 | 17.2601 | 17.2403 | 17.2175 | 17.1999 | 17.1816 | 17.1629 | 17.1433 | 17.0254 | 16.8385 | 16.4031 | 16.3894 | 16.3133 | 16.2509 | 16.1552 | 16.0533 | 15.9488 | 15.8377 | 15.7306 | 15.6247 | 15.5204 | 15.4164 | 14.9132 | 14.3538 | 13.6324 | 16.9868 | 16.9555 | 16.9448 | 16.9301 | 16.9127 | 16.8929 | 16.8702 | 16.8525 | 16.8343 | 16.8155 | 16.7959 | 16.678 | 16.4912 | 16.0687
|  | SHRIVENHAM | CT |  |  |  |  | 17.3342 | 17.3209 | 17.3106 | 17.2968 | 17.28 | 17.2603 | 17.2372 | 17.2209 | 17.204 | 17.1868 | 17.1691 | 17.0586 | 16.8814 | 16.5799 | 16.393 | 16.3377 | 16.2803 | 16.1883 | 16.0906 | 15.9889 | 15.8802 | 15.7726 | 15.6663 | 15.5636 | 15.4631 | 14.978 | 14.4441 | 13.8186 | 16.9868 | 16.9735 | 16.9632 | 16.9495 | 16.9326 | 16.9129 | 16.8898 | 16.8736 | 16.8566 | 16.8394 | 16.8217 | 16.7113 | 16.5341 | 16.2539
|  | SHRIVENHAM | LW |  |  |  |  | 17.3342 | 17.3028 | 17.2922 | 17.2775 | 17.2601 | 17.2403 | 17.2175 | 17.1999 | 17.1816 | 17.1629 | 17.1433 | 17.0254 | 16.8385 | 16.4031 | 16.3894 | 16.3133 | 16.2509 | 16.1552 | 16.0533 | 15.9488 | 15.8377 | 15.7306 | 15.6247 | 15.5204 | 15.4164 | 14.9132 | 14.3538 | 13.6324 | 16.9869 | 16.9555 | 16.9448 | 16.9301 | 16.9127 | 16.8929 | 16.8702 | 16.8525 | 16.8343 | 16.8155 | 16.7959 | 16.678 | 16.4912 | 16.0687
|  | SHRIVENHAM | ST |  |  |  |  | 17.3347 | 17.3347 | 17.3347 | 17.3347 | 17.3347 | 17.3347 | 17.3347 | 17.3347 | 17.3347 | 17.3347 | 17.3347 | 17.3347 | 17.3347 | 17.3347 | 16.4452 | 16.4327 | 16.4194 | 16.368 | 16.3159 | 16.2637 | 16.2116 | 16.1546 | 16.0986 | 16.0444 | 15.9921 | 15.7497 | 15.5245 | 15.3059 | 16.9874 | 16.9874 | 16.9874 | 16.9874 | 16.9874 | 16.9874 | 16.9874 | 16.9874 | 16.9874 | 16.9874 | 16.9874 | 16.9874 | 16.9874 | 16.9874
|  | SHRIVENHAM | FS |  |  |  |  | 17.3342 | 17.3296 | 17.3295 | 17.3293 | 17.3291 | 17.3287 | 17.3283 | 17.3267 | 17.3248 | 17.3228 | 17.3206 | 17.3149 | 17.2837 | 17.2151 | 16.4542 | 16.442 | 16.4341 | 16.424 | 16.407 | 16.3753 | 16.3437 | 16.3078 | 16.271 | 16.2342 | 16.1974 | 16.0229 | 15.8357 | 15.6178 | 16.9869 | 16.9822 | 16.9821 | 16.982 | 16.9817 | 16.9814 | 16.981 | 16.9793 | 16.9774 | 16.9754 | 16.9732 | 16.9675 | 16.9363 | 16.8677
MANNINGTON GSP | SHAFTESBURY BSP | SHROTON | MINIMUM HEADROOM | ST 85356 13659 | NO | YES | 0.42211 | 26.944 | 26.8134 | 26.7182 | 26.5669 | 26.4083 | 26.245 | 26.0725 | 25.9058 | 25.7381 | 25.5722 | 25.4049 | 24.5579 | 23.549 | 22.1569 | 25.9032 | 25.7608 | 25.6529 | 25.4804 | 25.3002 | 25.1155 | 24.921 | 24.7316 | 24.5414 | 24.3534 | 24.1643 | 23.2146 | 22.1029 | 20.6097 | 25.1782 | 25.0359 | 24.9282 | 24.7559 | 24.5761 | 24.3916 | 24.1974 | 24.0083 | 23.8183 | 23.6307 | 23.4418 | 22.4935 | 21.383 | 19.8911
|  | SHROTON | CT |  |  |  |  | 26.944 | 26.8551 | 26.7643 | 26.6199 | 26.4669 | 26.3077 | 26.1387 | 25.9738 | 25.8092 | 25.6484 | 25.4876 | 24.6708 | 23.706 | 22.525 | 25.9034 | 25.8037 | 25.7006 | 25.5356 | 25.3617 | 25.1815 | 24.991 | 24.803 | 24.6158 | 24.4331 | 24.2508 | 23.3332 | 22.2683 | 20.9887 | 25.1784 | 25.0788 | 24.9759 | 24.8111 | 24.6375 | 24.4575 | 24.2673 | 24.0796 | 23.8927 | 23.7103 | 23.5283 | 22.6119 | 21.5483 | 20.27
|  | SHROTON | LW |  |  |  |  | 26.9442 | 26.8134 | 26.7182 | 26.5669 | 26.4083 | 26.245 | 26.0725 | 25.9058 | 25.7381 | 25.5722 | 25.4049 | 24.5579 | 23.549 | 22.1569 | 25.9032 | 25.7608 | 25.6529 | 25.4804 | 25.3002 | 25.1155 | 24.921 | 24.7316 | 24.5414 | 24.3534 | 24.1643 | 23.2146 | 22.1029 | 20.6097 | 25.1782 | 25.0359 | 24.9282 | 24.7559 | 24.5761 | 24.3916 | 24.1974 | 24.0083 | 23.8183 | 23.6307 | 23.4418 | 22.4935 | 21.383 | 19.8911
|  | SHROTON | ST |  |  |  |  | 27.0354 | 27.0212 | 27.005 | 26.9274 | 26.8487 | 26.7708 | 26.6927 | 26.6077 | 26.5239 | 26.4431 | 26.3637 | 25.9865 | 25.6282 | 25.2757 | 26.0101 | 25.9935 | 25.9743 | 25.8831 | 25.7904 | 25.6988 | 25.6069 | 25.5068 | 25.4083 | 25.3133 | 25.2198 | 24.7765 | 24.3557 | 23.9416 | 25.2849 | 25.2683 | 25.2492 | 25.1581 | 25.0656 | 24.9741 | 24.8825 | 24.7826 | 24.6843 | 24.5894 | 24.4961 | 24.0537 | 23.6336 | 23.2203
|  | SHROTON | FS |  |  |  |  | 27.0433 | 27.0242 | 27.0138 | 26.9995 | 26.9718 | 26.921 | 26.8703 | 26.8101 | 26.7499 | 26.6895 | 26.6282 | 26.341 | 26.0108 | 25.6038 | 26.0196 | 25.9989 | 25.9868 | 25.97 | 25.9375 | 25.8779 | 25.8184 | 25.7482 | 25.678 | 25.6077 | 25.5364 | 25.2007 | 24.8245 | 24.3726 | 25.2944 | 25.2737 | 25.2616 | 25.2448 | 25.2124 | 25.1529 | 25.0935 | 25.0235 | 24.9534 | 24.8832 | 24.8121 | 24.477 | 24.1013 | 23.65
LALEHAM | STAINES | SIDNEY ROAD | MINIMUM HEADROOM | TQ 04100 71760 | NO | YES | 0.16316 | 34.5827 | 34.4951 | 34.4654 | 34.4243 | 34.3757 | 34.3203 | 34.2563 | 34.2066 | 34.155 | 34.1019 | 34.0464 | 33.7091 | 33.1695 | 31.6645 | 33.088 | 33.0004 | 32.9707 | 32.9296 | 32.881 | 32.8255 | 32.7616 | 32.7119 | 32.6602 | 32.6071 | 32.5517 | 32.1743 | 30.7889 | 28.8134 | 33.5128 | 33.4185 | 33.3813 | 33.3283 | 33.2673 | 33.1995 | 33.1225 | 33.0595 | 32.9948 | 32.9291 | 32.7894 | 31.5417 | 30.1122 | 28.1492
|  | SIDNEY ROAD | CT |  |  |  |  | 34.5827 | 34.5466 | 34.5188 | 34.4814 | 34.4358 | 34.3821 | 34.3188 | 34.2743 | 34.2277 | 34.1802 | 34.131 | 33.8222 | 33.3194 | 32.2132 | 33.088 | 33.0518 | 33.024 | 32.9867 | 32.941 | 32.8873 | 32.8241 | 32.7796 | 32.733 | 32.6854 | 32.6363 | 32.2916 | 31.0723 | 29.3882 | 33.5131 | 33.4708 | 33.4361 | 33.3874 | 33.3299 | 33.2642 | 33.1884 | 33.1305 | 33.0707 | 33.0106 | 32.9306 | 31.7371 | 30.3864 | 28.7248
|  | SIDNEY ROAD | LW |  |  |  |  | 34.5828 | 34.4951 | 34.4654 | 34.4243 | 34.3757 | 34.3203 | 34.2563 | 34.2066 | 34.155 | 34.1019 | 34.0464 | 33.7091 | 33.1695 | 31.6645 | 33.088 | 33.0004 | 32.9707 | 32.9296 | 32.881 | 32.8255 | 32.7616 | 32.7119 | 32.6602 | 32.6071 | 32.5517 | 32.1743 | 30.7889 | 28.8134 | 33.5128 | 33.4185 | 33.3813 | 33.3283 | 33.2673 | 33.1995 | 33.1225 | 33.0595 | 32.9948 | 32.9291 | 32.7894 | 31.5417 | 30.1122 | 28.1492
|  | SIDNEY ROAD | ST |  |  |  |  | 34.5842 | 34.5842 | 34.5842 | 34.5842 | 34.5842 | 34.5842 | 34.5842 | 34.5842 | 34.5842 | 34.5842 | 34.5842 | 34.5842 | 34.5842 | 34.5842 | 33.0895 | 33.0895 | 33.0895 | 33.0895 | 33.0895 | 33.0895 | 33.0895 | 33.0895 | 33.0895 | 33.0895 | 33.0895 | 33.0895 | 33.0867 | 33.0603 | 33.5223 | 33.5205 | 33.5185 | 33.511 | 33.5034 | 33.4958 | 33.488 | 33.4797 | 33.4714 | 33.4634 | 33.4557 | 33.4201 | 33.1417 | 32.6296
|  | SIDNEY ROAD | FS |  |  |  |  | 34.5828 | 34.5694 | 34.5691 | 34.5687 | 34.5681 | 34.567 | 34.5659 | 34.561 | 34.5557 | 34.5498 | 34.5435 | 34.5272 | 34.4371 | 34.2382 | 33.0881 | 33.0747 | 33.0744 | 33.074 | 33.0733 | 33.0722 | 33.0711 | 33.0663 | 33.0609 | 33.0551 | 33.0488 | 33.0325 | 32.9424 | 32.7435 | 33.5223 | 33.5079 | 33.5064 | 33.5045 | 33.5012 | 33.4956 | 33.4899 | 33.48 | 33.4695 | 33.4586 | 33.4472 | 33.4061 | 33.2931 | 33.072
NURSLING GSP | ROWNHAMS | SILKSTEAD | MINIMUM HEADROOM | SU 44578 24565 | NO | NO | 0.053684 | 12.3581 | 12.3141 | 12.2958 | 12.2711 | 12.2422 | 12.2087 | 12.1706 | 12.1405 | 12.1086 | 12.0759 | 12.036 | 11.5106 | 10.8599 | 9.9376 | 10.583 | 10.4916 | 10.4229 | 10.3132 | 10.1983 | 10.0816 | 9.9605 | 9.8435 | 9.7262 | 9.6106 | 9.4945 | 8.9053 | 8.2043 | 7.2423 | 11.1816 | 11.0893 | 11.0194 | 10.9077 | 10.7908 | 10.6723 | 10.5492 | 10.4302 | 10.3109 | 10.1934 | 10.0755 | 9.4775 | 8.7678 | 7.7974
|  | SILKSTEAD | CT |  |  |  |  | 12.3581 | 12.333 | 12.3127 | 12.2869 | 12.2563 | 12.2212 | 12.1799 | 12.1495 | 12.1171 | 12.0834 | 12.0489 | 11.5273 | 10.8835 | 10.0773 | 10.583 | 10.5131 | 10.4442 | 10.3342 | 10.2194 | 10.102 | 9.9785 | 9.8611 | 9.7434 | 9.6277 | 9.5127 | 8.9248 | 8.2308 | 7.3855 | 11.1816 | 11.1108 | 11.0408 | 10.9289 | 10.8121 | 10.6928 | 10.5674 | 10.448 | 10.3283 | 10.2107 | 10.0939 | 9.4974 | 8.7949 | 7.9415
|  | SILKSTEAD | LW |  |  |  |  | 12.364 | 12.3141 | 12.2958 | 12.2711 | 12.2422 | 12.2087 | 12.1706 | 12.1405 | 12.1086 | 12.0759 | 12.036 | 11.5106 | 10.8599 | 9.9376 | 10.5881 | 10.4916 | 10.4229 | 10.3132 | 10.1983 | 10.0816 | 9.9605 | 9.8435 | 9.7262 | 9.6106 | 9.4945 | 8.9053 | 8.2043 | 7.2423 | 11.1868 | 11.0893 | 11.0194 | 10.9077 | 10.7908 | 10.6723 | 10.5492 | 10.4302 | 10.3109 | 10.1934 | 10.0755 | 9.4775 | 8.7678 | 7.7974
|  | SILKSTEAD | ST |  |  |  |  | 12.3665 | 12.3657 | 12.3648 | 12.364 | 12.3632 | 12.3623 | 12.3615 | 12.3606 | 12.3598 | 12.3589 | 12.3581 | 12.3514 | 12.2506 | 12.0567 | 10.6582 | 10.6499 | 10.64 | 10.5827 | 10.5251 | 10.4691 | 10.4137 | 10.3543 | 10.2963 | 10.2397 | 10.1855 | 9.93 | 9.6915 | 9.461 | 11.2502 | 11.2426 | 11.2336 | 11.1813 | 11.1224 | 11.0651 | 11.0085 | 10.9477 | 10.8884 | 10.8305 | 10.7751 | 10.5138 | 10.27 | 10.0345
|  | SILKSTEAD | FS |  |  |  |  | 12.3666 | 12.3593 | 12.3592 | 12.3589 | 12.3586 | 12.358 | 12.3574 | 12.3548 | 12.3518 | 12.3487 | 12.3452 | 12.333 | 12.2801 | 12.1689 | 10.6669 | 10.6545 | 10.6488 | 10.6402 | 10.622 | 10.5861 | 10.5503 | 10.5073 | 10.4642 | 10.421 | 10.3779 | 10.169 | 9.9349 | 9.654 | 11.258 | 11.2461 | 11.241 | 11.2332 | 11.2168 | 11.1844 | 11.1483 | 11.1043 | 11.0603 | 11.0163 | 10.9722 | 10.7588 | 10.5205 | 10.2357
BRAMLEY (FLEE) | READING BSP | SILVER STREET | MINIMUM HEADROOM | SU 71957 72821 | NO | NO | 0.26211 | 32.4623 | 32.3538 | 32.3171 | 32.2661 | 32.2059 | 32.1363 | 32.0556 | 31.9924 | 31.9262 | 31.8578 | 31.7859 | 31.3385 | 30.6043 | 29.1674 | 30.9886 | 30.8801 | 30.8434 | 30.7924 | 30.7322 | 30.6626 | 30.5819 | 30.5188 | 30.4525 | 30.3841 | 30.232 | 28.6136 | 26.6966 | 24.0832 | 32.1263 | 32.0101 | 31.9647 | 31.8998 | 31.8252 | 31.7412 | 31.6455 | 31.567 | 31.4157 | 31.1164 | 30.8013 | 29.2025 | 27.3052 | 24.7115
|  | SILVER STREET | CT |  |  |  |  | 32.4625 | 32.4217 | 32.3903 | 32.3481 | 32.2965 | 32.2348 | 32.1614 | 32.1093 | 32.0539 | 31.9969 | 31.9375 | 31.5533 | 30.9006 | 29.8572 | 30.9888 | 30.948 | 30.9166 | 30.8744 | 30.8229 | 30.7611 | 30.6877 | 30.6357 | 30.5802 | 30.5232 | 30.4339 | 28.9033 | 27.1043 | 24.9174 | 32.1267 | 32.0787 | 32.0393 | 31.9836 | 31.9181 | 31.8423 | 31.7544 | 31.6867 | 31.5847 | 31.2991 | 31.0024 | 29.4909 | 27.7111 | 25.5432
|  | SILVER STREET | LW |  |  |  |  | 32.4624 | 32.3538 | 32.3171 | 32.2661 | 32.2059 | 32.1363 | 32.0556 | 31.9924 | 31.9262 | 31.8578 | 31.7859 | 31.3385 | 30.6043 | 29.1674 | 30.9887 | 30.8801 | 30.8434 | 30.7924 | 30.7322 | 30.6626 | 30.5819 | 30.5188 | 30.4525 | 30.3841 | 30.232 | 28.6136 | 26.6966 | 24.0832 | 32.1263 | 32.0101 | 31.9647 | 31.8998 | 31.8252 | 31.7412 | 31.6455 | 31.567 | 31.4157 | 31.1164 | 30.8013 | 29.2025 | 27.3052 | 24.7115
|  | SILVER STREET | ST |  |  |  |  | 32.4642 | 32.4642 | 32.4642 | 32.4642 | 32.4642 | 32.4642 | 32.4642 | 32.4642 | 32.4642 | 32.4642 | 32.4642 | 32.4642 | 32.4642 | 32.4642 | 30.9905 | 30.9905 | 30.9905 | 30.9905 | 30.9905 | 30.9905 | 30.9905 | 30.9905 | 30.9905 | 30.9905 | 30.9905 | 30.9905 | 30.5126 | 29.8023 | 32.138 | 32.1362 | 32.1342 | 32.1251 | 32.1159 | 32.1067 | 32.0975 | 32.0874 | 32.0774 | 32.0677 | 32.0581 | 31.7926 | 31.0886 | 30.3902
|  | SILVER STREET | FS |  |  |  |  | 32.4623 | 32.4444 | 32.444 | 32.4435 | 32.4426 | 32.4411 | 32.4396 | 32.4331 | 32.426 | 32.4182 | 32.4097 | 32.3879 | 32.2653 | 31.9917 | 30.9886 | 30.9707 | 30.9703 | 30.9698 | 30.9689 | 30.9674 | 30.966 | 30.9595 | 30.9523 | 30.9445 | 30.936 | 30.9142 | 30.7916 | 30.518 | 32.137 | 32.118 | 32.1163 | 32.1141 | 32.1101 | 32.1027 | 32.0955 | 32.0823 | 32.0685 | 32.0541 | 32.039 | 31.9851 | 31.8314 | 31.098
MANNINGTON GSP | CHRISTCHURCH BSP | SOMERFORD | MINIMUM HEADROOM | SZ 18262 93590 | NO | YES | 0.35474 | 25.861 | 25.6964 | 25.6399 | 25.5616 | 25.4689 | 25.3627 | 25.2401 | 25.1438 | 25.0435 | 24.9402 | 24.8312 | 24.1658 | 23.0979 | 21.0322 | 24.6399 | 24.4754 | 24.4189 | 24.3405 | 24.2478 | 24.1417 | 24.0191 | 23.9227 | 23.7248 | 23.3684 | 23.0097 | 21.1235 | 18.8118 | 15.5331 | 25.5662 | 25.4017 | 25.3452 | 25.2668 | 25.1741 | 25.068 | 24.9454 | 24.8491 | 24.7487 | 24.6454 | 24.4594 | 22.5677 | 20.2504 | 16.9663
|  | SOMERFORD | CT |  |  |  |  | 25.861 | 25.7923 | 25.739 | 25.6681 | 25.5818 | 25.4799 | 25.36 | 25.275 | 25.1855 | 25.0941 | 24.9995 | 24.3982 | 23.413 | 21.8604 | 24.6399 | 24.5712 | 24.518 | 24.4471 | 24.3607 | 24.2589 | 24.139 | 24.0539 | 23.873 | 23.5285 | 23.185 | 21.368 | 19.1458 | 16.3828 | 25.5662 | 25.4975 | 25.4443 | 25.3734 | 25.287 | 25.1852 | 25.0653 | 24.9802 | 24.8908 | 24.7994 | 24.6348 | 22.8123 | 20.5845 | 17.816
|  | SOMERFORD | LW |  |  |  |  | 25.8636 | 25.6964 | 25.6399 | 25.5616 | 25.4689 | 25.3627 | 25.2401 | 25.1438 | 25.0435 | 24.9402 | 24.8312 | 24.1658 | 23.0979 | 21.0322 | 24.6425 | 24.4754 | 24.4189 | 24.3405 | 24.2478 | 24.1417 | 24.0191 | 23.9227 | 23.7248 | 23.3684 | 23.0097 | 21.1235 | 18.8118 | 15.5331 | 25.5688 | 25.4017 | 25.3452 | 25.2668 | 25.1741 | 25.068 | 24.9454 | 24.8491 | 24.7487 | 24.6454 | 24.4594 | 22.5677 | 20.2504 | 16.9663
|  | SOMERFORD | ST |  |  |  |  | 25.8663 | 25.8663 | 25.8663 | 25.8663 | 25.8663 | 25.8663 | 25.8663 | 25.8663 | 25.8663 | 25.8663 | 25.8663 | 25.8663 | 25.8663 | 25.8663 | 24.6453 | 24.6453 | 24.6453 | 24.6453 | 24.6453 | 24.6453 | 24.6453 | 24.6453 | 24.6453 | 24.6453 | 24.6453 | 24.3625 | 23.5871 | 22.8359 | 25.5716 | 25.5716 | 25.5716 | 25.5716 | 25.5716 | 25.5716 | 25.5716 | 25.5716 | 25.5716 | 25.5716 | 25.5716 | 25.5716 | 25.0348 | 24.2801
|  | SOMERFORD | FS |  |  |  |  | 25.8636 | 25.8374 | 25.8368 | 25.836 | 25.8347 | 25.8326 | 25.8305 | 25.821 | 25.8106 | 25.7991 | 25.7868 | 25.755 | 25.5781 | 25.1861 | 24.6425 | 24.6164 | 24.6158 | 24.615 | 24.6137 | 24.6116 | 24.6094 | 24.6 | 24.5895 | 24.5781 | 24.5657 | 24.5339 | 24.1633 | 23.1697 | 25.5688 | 25.5427 | 25.5421 | 25.5413 | 25.54 | 25.5379 | 25.5358 | 25.5263 | 25.5158 | 25.5044 | 25.492 | 25.4602 | 25.2833 | 24.6186
LOVEDEAN GSP | CHICHESTER & HUNSTON | SOUTH BERSTED | MINIMUM HEADROOM | SU 94025 00705 | NO | YES | 0.46105 | 24.6195 | 24.4986 | 24.4574 | 24.4003 | 24.3328 | 24.254 | 24.1628 | 24.0914 | 24.0164 | 23.9391 | 23.8578 | 23.3541 | 22.4751 | 19.8551 | 23.4283 | 23.2876 | 23.225 | 23.1336 | 23.0304 | 22.7165 | 22.3331 | 21.9613 | 21.5902 | 21.2236 | 20.8535 | 19.009 | 16.8389 | 13.8925 | 24.1867 | 24.0568 | 24.006 | 23.9335 | 23.8499 | 23.7549 | 23.5549 | 23.1919 | 22.8295 | 22.4713 | 22.1097 | 20.3043 | 18.1735 | 15.2662
|  | SOUTH BERSTED | CT |  |  |  |  | 24.6195 | 24.5727 | 24.5365 | 24.4881 | 24.4292 | 24.3588 | 24.2754 | 24.216 | 24.1521 | 24.0864 | 24.0181 | 23.5791 | 22.797 | 20.763 | 23.4285 | 23.364 | 23.308 | 23.2268 | 23.1335 | 22.8833 | 22.516 | 22.1526 | 21.7889 | 21.4357 | 21.086 | 19.34 | 17.3106 | 14.8445 | 24.1867 | 24.132 | 24.0869 | 24.0237 | 23.9493 | 23.8633 | 23.7358 | 23.3813 | 23.0263 | 22.6816 | 22.34 | 20.6323 | 18.6405 | 16.2121
|  | SOUTH BERSTED | LW |  |  |  |  | 24.6203 | 24.4986 | 24.4574 | 24.4003 | 24.3328 | 24.254 | 24.1628 | 24.0914 | 24.0164 | 23.9391 | 23.8578 | 23.3541 | 22.4751 | 19.8551 | 23.4283 | 23.2876 | 23.225 | 23.1336 | 23.0304 | 22.7165 | 22.3331 | 21.9613 | 21.5902 | 21.2236 | 20.8535 | 19.009 | 16.8389 | 13.8925 | 24.1871 | 24.0568 | 24.006 | 23.9335 | 23.8499 | 23.7549 | 23.5549 | 23.1919 | 22.8295 | 22.4713 | 22.1097 | 20.3043 | 18.1735 | 15.2662
|  | SOUTH BERSTED | ST |  |  |  |  | 24.6232 | 24.6232 | 24.6232 | 24.6232 | 24.6232 | 24.6232 | 24.6232 | 24.6232 | 24.6232 | 24.6232 | 24.6232 | 24.6232 | 24.6215 | 24.6173 | 23.4546 | 23.4495 | 23.444 | 23.4222 | 23.4 | 23.3778 | 23.3553 | 23.3305 | 23.2525 | 23.0696 | 22.89 | 22.0453 | 21.2415 | 20.4413 | 24.2005 | 24.1982 | 24.1957 | 24.1859 | 24.1759 | 24.1659 | 24.1558 | 24.1447 | 24.1337 | 24.1231 | 24.109 | 23.289 | 22.5087 | 21.7317
|  | SOUTH BERSTED | FS |  |  |  |  | 24.6211 | 24.6011 | 24.6006 | 24.6 | 24.599 | 24.5974 | 24.5957 | 24.5885 | 24.5805 | 24.5718 | 24.5623 | 24.538 | 24.4013 | 24.0965 | 23.4551 | 23.4321 | 23.4282 | 23.4233 | 23.4145 | 23.399 | 23.3835 | 23.3606 | 23.337 | 23.3126 | 23.2876 | 22.905 | 22.2033 | 21.3361 | 24.1995 | 24.1782 | 24.1762 | 24.1737 | 24.1692 | 24.1613 | 24.1534 | 24.1391 | 24.1241 | 24.1083 | 24.0919 | 24.0333 | 23.4359 | 22.5852
MANNINGTON GSP | CHRISTCHURCH BSP | SOUTHBOURNE | MINIMUM HEADROOM | SZ 13563 92074 | NO | YES | 0.091579 | 18.601 | 18.4729 | 18.4295 | 18.3694 | 18.2983 | 18.2163 | 18.1214 | 18.0472 | 17.9696 | 17.8893 | 17.8051 | 16.8375 | 15.2007 | 12.7122 | 17.5725 | 17.4394 | 17.3908 | 17.3212 | 17.2407 | 17.1497 | 17.0459 | 16.9624 | 16.8754 | 16.7471 | 16.4725 | 14.9971 | 13.156 | 10.5162 | 17.9904 | 17.8623 | 17.819 | 17.7589 | 17.6878 | 17.6058 | 17.5109 | 17.4367 | 17.2037 | 16.9587 | 16.712 | 15.3192 | 13.507 | 10.8957
|  | SOUTHBOURNE | CT |  |  |  |  | 18.6011 | 18.5521 | 18.5144 | 18.4637 | 18.4018 | 18.3279 | 18.2402 | 18.1781 | 18.1122 | 18.0445 | 17.9742 | 17.0767 | 15.5294 | 13.4832 | 17.5725 | 17.5186 | 17.4757 | 17.4156 | 17.3442 | 17.2612 | 17.1648 | 17.0933 | 17.0181 | 16.9023 | 16.6416 | 15.2367 | 13.4852 | 11.2868 | 17.9906 | 17.9416 | 17.9039 | 17.8532 | 17.7913 | 17.7174 | 17.6297 | 17.5676 | 17.3464 | 17.1139 | 16.881 | 15.5587 | 13.8361 | 11.6663
|  | SOUTHBOURNE | LW |  |  |  |  | 18.601 | 18.4729 | 18.4295 | 18.3694 | 18.2983 | 18.2163 | 18.1214 | 18.0472 | 17.9696 | 17.8893 | 17.8051 | 16.8375 | 15.2007 | 12.7122 | 17.5725 | 17.4394 | 17.3908 | 17.3212 | 17.2407 | 17.1497 | 17.0459 | 16.9624 | 16.8754 | 16.7471 | 16.4725 | 14.9971 | 13.156 | 10.5162 | 17.9905 | 17.8623 | 17.819 | 17.7589 | 17.6878 | 17.6058 | 17.5109 | 17.4367 | 17.2037 | 16.9587 | 16.712 | 15.3192 | 13.507 | 10.8957
|  | SOUTHBOURNE | ST |  |  |  |  | 18.6032 | 18.6032 | 18.6032 | 18.6032 | 18.6032 | 18.6032 | 18.6032 | 18.6032 | 18.6032 | 18.6032 | 18.6032 | 18.6032 | 18.5774 | 18.0943 | 17.5827 | 17.5822 | 17.5817 | 17.5753 | 17.5688 | 17.5626 | 17.5565 | 17.5499 | 17.5434 | 17.537 | 17.5307 | 17.4726 | 16.8487 | 16.2371 | 17.9926 | 17.9926 | 17.9926 | 17.9926 | 17.9926 | 17.9926 | 17.9926 | 17.9926 | 17.9926 | 17.9926 | 17.9926 | 17.6826 | 17.1499 | 16.5616
|  | SOUTHBOURNE | FS |  |  |  |  | 18.601 | 18.5801 | 18.5796 | 18.579 | 18.578 | 18.5763 | 18.5746 | 18.567 | 18.5587 | 18.5495 | 18.5397 | 18.5143 | 18.372 | 18.0549 | 17.5807 | 17.5594 | 17.5584 | 17.557 | 17.5539 | 17.5477 | 17.5416 | 17.5289 | 17.5154 | 17.5013 | 17.4863 | 17.4362 | 17.2509 | 16.4389 | 17.9904 | 17.9696 | 17.9691 | 17.9685 | 17.9674 | 17.9657 | 17.964 | 17.9565 | 17.9481 | 17.939 | 17.9291 | 17.9038 | 17.4595 | 16.7198
BRAMLEY (FLEE) | BURGHFIELD RESERVE | SOUTHCOTE | MINIMUM HEADROOM | SU 68199 71325 | NO | NO | 0.30526 | 17.5988 | 17.5292 | 17.5056 | 17.4729 | 17.4342 | 17.3897 | 17.3382 | 17.298 | 17.2559 | 17.2125 | 17.167 | 16.8854 | 16.4003 | 15.1767 | 16.8515 | 16.7818 | 16.7582 | 16.7255 | 16.6869 | 16.6424 | 16.5909 | 16.5506 | 16.5086 | 16.4651 | 16.4196 | 15.7632 | 14.8307 | 13.4617 | 17.1041 | 17.0344 | 17.0108 | 16.9782 | 16.8787 | 16.7345 | 16.5835 | 16.4389 | 16.2948 | 16.1517 | 16.0079 | 15.2489 | 14.3054 | 12.9347
|  | SOUTHCOTE | CT |  |  |  |  | 17.5989 | 17.5719 | 17.5512 | 17.5234 | 17.4894 | 17.4488 | 17.4008 | 17.3668 | 17.3308 | 17.2939 | 17.2555 | 17.0093 | 16.5836 | 15.6054 | 16.8515 | 16.8246 | 16.8039 | 16.776 | 16.742 | 16.7015 | 16.6535 | 16.6195 | 16.5835 | 16.5465 | 16.5082 | 15.9029 | 15.0225 | 13.8942 | 17.1041 | 17.0772 | 17.0565 | 17.0287 | 16.9418 | 16.8024 | 16.6567 | 16.5184 | 16.3794 | 16.2428 | 16.1063 | 15.3889 | 14.4978 | 13.3666
|  | SOUTHCOTE | LW |  |  |  |  | 17.5989 | 17.5292 | 17.5056 | 17.4729 | 17.4342 | 17.3897 | 17.3382 | 17.298 | 17.2559 | 17.2125 | 17.167 | 16.8854 | 16.4003 | 15.1767 | 16.8515 | 16.7818 | 16.7582 | 16.7255 | 16.6869 | 16.6424 | 16.5909 | 16.5506 | 16.5086 | 16.4651 | 16.4196 | 15.7632 | 14.8307 | 13.4617 | 17.1041 | 17.0344 | 17.0108 | 16.9782 | 16.8787 | 16.7345 | 16.5835 | 16.4389 | 16.2948 | 16.1517 | 16.0079 | 15.2489 | 14.3054 | 12.9347
|  | SOUTHCOTE | ST |  |  |  |  | 17.6 | 17.6 | 17.6 | 17.6 | 17.6 | 17.6 | 17.6 | 17.6 | 17.6 | 17.6 | 17.6 | 17.6 | 17.6 | 17.6 | 16.8526 | 16.8526 | 16.8526 | 16.8526 | 16.8526 | 16.8526 | 16.8526 | 16.8526 | 16.8526 | 16.8526 | 16.8526 | 16.8526 | 16.7933 | 16.5108 | 17.1053 | 17.1053 | 17.1053 | 17.1053 | 17.1053 | 17.1053 | 17.1053 | 17.0906 | 17.0216 | 16.9549 | 16.8897 | 16.5827 | 16.2863 | 15.9972
|  | SOUTHCOTE | FS |  |  |  |  | 17.5988 | 17.5876 | 17.5873 | 17.587 | 17.5864 | 17.5855 | 17.5846 | 17.5805 | 17.576 | 17.5711 | 17.5658 | 17.5521 | 17.4755 | 17.305 | 16.8515 | 16.8402 | 16.8399 | 16.8396 | 16.839 | 16.8381 | 16.8372 | 16.8331 | 16.8286 | 16.8237 | 16.8184 | 16.8047 | 16.7281 | 16.5576 | 17.1041 | 17.0928 | 17.0926 | 17.0922 | 17.0917 | 17.0908 | 17.0898 | 17.0858 | 17.0813 | 17.0764 | 17.071 | 16.8146 | 16.5015 | 16.0985
EALING GSP |  | SOUTHFIELD ROAD | MINIMUM HEADROOM | TQ 20533 79746 | NO | YES | 0.36 | 49.0881 | 68.8117 | 68.7182 | 68.5887 | 68.4354 | 68.2616 | 68.0615 | 67.9064 | 67.746 | 67.5815 | 67.41 | 64.9806 | 61.2103 | 56.0093 | 47.7723 | 67.4959 | 67.4025 | 67.2729 | 67.1196 | 66.9458 | 66.7457 | 66.5791 | 66.2818 | 65.5945 | 64.9069 | 61.4638 | 57.4253 | 51.8727 | 48.5361 | 68.2432 | 68.1312 | 67.9709 | 67.7864 | 67.5818 | 67.3505 | 67.163 | 66.9034 | 66.204 | 65.5045 | 62.0058 | 57.8735 | 52.3106
|  | SOUTHFIELD ROAD | CT |  |  |  |  | 49.0882 | 68.9824 | 68.9011 | 68.7919 | 68.6582 | 68.5015 | 68.3172 | 68.1877 | 68.0525 | 67.9148 | 67.7727 | 65.6024 | 62.0889 | 57.813 | 47.7724 | 67.6667 | 67.5853 | 67.4761 | 67.3424 | 67.1857 | 67.0015 | 66.8644 | 66.6638 | 66.0051 | 65.3555 | 62.0992 | 58.3337 | 53.7147 | 48.5368 | 68.4152 | 68.3162 | 68.177 | 68.013 | 67.8261 | 67.6112 | 67.4491 | 67.2819 | 66.6163 | 65.9551 | 62.6443 | 58.7828 | 54.1537
|  | SOUTHFIELD ROAD | LW |  |  |  |  | 49.0881 | 68.8117 | 68.7182 | 68.5887 | 68.4354 | 68.2616 | 68.0615 | 67.9064 | 67.746 | 67.5815 | 67.41 | 64.9806 | 61.2103 | 56.0093 | 47.7723 | 67.4959 | 67.4025 | 67.2729 | 67.1196 | 66.9458 | 66.7457 | 66.5791 | 66.2818 | 65.5945 | 64.9069 | 61.4638 | 57.4253 | 51.8727 | 48.5361 | 68.2432 | 68.1312 | 67.9709 | 67.7864 | 67.5818 | 67.3505 | 67.163 | 66.9034 | 66.204 | 65.5045 | 62.0058 | 57.8735 | 52.3106
|  | SOUTHFIELD ROAD | ST |  |  |  |  | 49.0926 | 69.0926 | 69.0926 | 69.0926 | 69.0926 | 69.0926 | 69.0926 | 69.0926 | 69.0926 | 69.0926 | 69.0926 | 69.0926 | 69.0926 | 67.9658 | 47.7768 | 67.7768 | 67.7768 | 67.7768 | 67.7768 | 67.7768 | 67.7768 | 67.7768 | 67.7768 | 67.7768 | 67.7768 | 67.3533 | 65.8928 | 64.4809 | 48.5558 | 68.5558 | 68.5558 | 68.5363 | 68.516 | 68.4962 | 68.4764 | 68.455 | 68.4339 | 68.4135 | 68.3937 | 67.9685 | 66.4743 | 65.0299
|  | SOUTHFIELD ROAD | FS |  |  |  |  | 49.0886 | 69.0507 | 69.0498 | 69.0486 | 69.0468 | 69.0437 | 69.0406 | 69.0268 | 69.0116 | 68.9951 | 68.9771 | 68.9309 | 68.676 | 68.1145 | 47.7729 | 67.7349 | 67.734 | 67.7329 | 67.731 | 67.7279 | 67.7248 | 67.711 | 67.6958 | 67.6793 | 67.6613 | 67.6151 | 67.3377 | 65.9234 | 48.5518 | 68.5138 | 68.5129 | 68.5118 | 68.5065 | 68.4908 | 68.4752 | 68.4471 | 68.4177 | 68.3868 | 68.3546 | 68.2389 | 67.9195 | 66.5281
AXMINSTER | YEOVIL BSP | SPARKFORD | MINIMUM HEADROOM | ST 60767 25496 | NO | YES | 0.043158 | 5.543 | 5.5113 | 5.4882 | 5.4515 | 5.4125 | 5.3719 | 5.3296 | 5.2881 | 5.2465 | 5.2058 | 5.1649 | 4.9543 | 4.7038 | 4.3568 | 5.2775 | 5.2427 | 5.216 | 5.1733 | 5.1286 | 5.0827 | 5.0351 | 4.988 | 4.9409 | 4.8948 | 4.8486 | 4.6127 | 4.3367 | 3.9647 | 5.3296 | 5.2952 | 5.2691 | 5.2273 | 5.1836 | 5.1386 | 5.0919 | 5.0458 | 4.9997 | 4.9545 | 4.9092 | 4.6777 | 4.4062 | 4.0386
|  | SPARKFORD | CT |  |  |  |  | 5.5437 | 5.5226 | 5.5016 | 5.4666 | 5.4295 | 5.3904 | 5.3487 | 5.3085 | 5.2682 | 5.2288 | 5.1895 | 4.9888 | 4.7517 | 4.4605 | 5.2785 | 5.2543 | 5.2301 | 5.1892 | 5.1464 | 5.1022 | 5.0551 | 5.0094 | 4.9635 | 4.9188 | 4.8742 | 4.6485 | 4.3867 | 4.0711 | 5.3305 | 5.3068 | 5.2831 | 5.2431 | 5.2012 | 5.1579 | 5.1118 | 5.067 | 5.0221 | 4.9783 | 4.9346 | 4.7133 | 4.4558 | 4.1445
|  | SPARKFORD | LW |  |  |  |  | 5.543 | 5.5113 | 5.4882 | 5.4515 | 5.4125 | 5.3719 | 5.3296 | 5.2881 | 5.2465 | 5.2058 | 5.1649 | 4.9543 | 4.7038 | 4.3568 | 5.2775 | 5.2427 | 5.216 | 5.1733 | 5.1286 | 5.0827 | 5.0351 | 4.988 | 4.9409 | 4.8948 | 4.8486 | 4.6127 | 4.3367 | 3.9647 | 5.3296 | 5.2952 | 5.2691 | 5.2273 | 5.1836 | 5.1386 | 5.0919 | 5.0458 | 4.9997 | 4.9545 | 4.9092 | 4.6777 | 4.4062 | 4.0386
|  | SPARKFORD | ST |  |  |  |  | 5.5651 | 5.5614 | 5.5578 | 5.5396 | 5.5206 | 5.5023 | 5.4835 | 5.4629 | 5.4422 | 5.4218 | 5.4018 | 5.3081 | 5.2174 | 5.1278 | 5.3041 | 5.2997 | 5.2954 | 5.2734 | 5.2506 | 5.2285 | 5.2058 | 5.1811 | 5.1568 | 5.1328 | 5.1093 | 4.9993 | 4.8928 | 4.7877 | 5.3555 | 5.3512 | 5.347 | 5.3256 | 5.3034 | 5.2818 | 5.2598 | 5.2357 | 5.212 | 5.1887 | 5.1657 | 5.0586 | 4.9549 | 4.8524
|  | SPARKFORD | FS |  |  |  |  | 5.5676 | 5.563 | 5.5609 | 5.5574 | 5.5506 | 5.5381 | 5.5255 | 5.5102 | 5.4949 | 5.4796 | 5.4643 | 5.3906 | 5.3076 | 5.2038 | 5.3072 | 5.3023 | 5.2997 | 5.2955 | 5.2874 | 5.2723 | 5.2572 | 5.239 | 5.2208 | 5.2025 | 5.1842 | 5.0981 | 5.0037 | 4.8885 | 5.3585 | 5.3536 | 5.3511 | 5.347 | 5.3391 | 5.3244 | 5.3097 | 5.2919 | 5.2742 | 5.2564 | 5.2385 | 5.1546 | 5.0621 | 4.949
MELKSHAM GSP | NORRINGTON | SPRING QUARRY WEST | MINIMUM HEADROOM | ST 84368 68717 | NO | YES | 0.24737 | 31.727 | 31.6346 | 31.5625 | 31.453 | 31.3358 | 31.2134 | 31.0813 | 30.9538 | 30.8269 | 30.7025 | 30.5771 | 29.9645 | 29.264 | 28.3251 | 29.9504 | 29.8455 | 29.7589 | 29.6274 | 29.4871 | 29.3411 | 29.1841 | 29.031 | 28.8791 | 28.7303 | 28.5806 | 27.8584 | 27.0508 | 26.0065 | 30.3264 | 30.2207 | 30.1333 | 30.0004 | 29.8587 | 29.7113 | 29.5528 | 29.3982 | 29.2448 | 29.0945 | 28.9434 | 28.2147 | 27.4007 | 26.35
|  | SPRING QUARRY WEST | CT |  |  |  |  | 31.7282 | 31.6646 | 31.5977 | 31.4937 | 31.3816 | 31.2631 | 31.1344 | 31.0073 | 30.8808 | 30.7591 | 30.6381 | 30.0497 | 29.3836 | 28.5842 | 29.9523 | 29.8774 | 29.7974 | 29.6724 | 29.5383 | 29.397 | 29.2443 | 29.0913 | 28.9394 | 28.7935 | 28.649 | 27.9543 | 27.1864 | 26.2868 | 30.3283 | 30.2527 | 30.1719 | 30.0456 | 29.9103 | 29.7676 | 29.6135 | 29.4589 | 29.3055 | 29.1581 | 29.0122 | 28.3111 | 27.5372 | 26.6316
|  | SPRING QUARRY WEST | LW |  |  |  |  | 31.727 | 31.6346 | 31.5625 | 31.453 | 31.3358 | 31.2134 | 31.0813 | 30.9538 | 30.8269 | 30.7025 | 30.5771 | 29.9645 | 29.264 | 28.3251 | 29.9504 | 29.8455 | 29.7589 | 29.6274 | 29.4871 | 29.3411 | 29.1841 | 29.031 | 28.8791 | 28.7303 | 28.5806 | 27.8584 | 27.0508 | 26.0065 | 30.3264 | 30.2207 | 30.1333 | 30.0004 | 29.8587 | 29.7113 | 29.5528 | 29.3982 | 29.2448 | 29.0945 | 28.9434 | 28.2147 | 27.4007 | 26.35
|  | SPRING QUARRY WEST | ST |  |  |  |  | 31.7868 | 31.7708 | 31.7535 | 31.6979 | 31.6405 | 31.5824 | 31.523 | 31.4592 | 31.3956 | 31.335 | 31.276 | 31.0006 | 30.7421 | 30.488 | 30.0246 | 30.0047 | 29.9831 | 29.9138 | 29.8421 | 29.7696 | 29.6956 | 29.616 | 29.5366 | 29.461 | 29.3874 | 29.0443 | 28.7228 | 28.4069 | 30.4014 | 30.3812 | 30.3594 | 30.2893 | 30.2167 | 30.1434 | 30.0685 | 29.988 | 29.9077 | 29.8312 | 29.7567 | 29.4095 | 29.0842 | 28.7647
|  | SPRING QUARRY WEST | FS |  |  |  |  | 31.7966 | 31.7811 | 31.7716 | 31.7592 | 31.7392 | 31.705 | 31.6709 | 31.6312 | 31.5914 | 31.5508 | 31.5101 | 31.319 | 31.1052 | 30.8432 | 30.037 | 30.0193 | 30.0075 | 29.992 | 29.9672 | 29.9246 | 29.8822 | 29.8332 | 29.7842 | 29.7343 | 29.6843 | 29.4479 | 29.1918 | 28.8886 | 30.414 | 30.3961 | 30.3842 | 30.3685 | 30.3434 | 30.3003 | 30.2574 | 30.2079 | 30.1584 | 30.1079 | 30.0573 | 29.8182 | 29.5596 | 29.2539
NORTH HYDE GSP | NORTH HYDE 22kV | SPRINGFIELD ROAD | MINIMUM HEADROOM | TQ 11409 80620 | NO | NO | 0.17579 | 26.9281 | 26.8592 | 26.8358 | 26.8033 | 26.7649 | 26.7197 | 26.6667 | 26.6249 | 26.5804 | 26.534 | 26.4848 | 26.1688 | 25.6322 | 23.8513 | 26.8439 | 26.7749 | 26.7515 | 26.7191 | 26.6807 | 26.6355 | 26.5825 | 26.5407 | 26.4962 | 26.4497 | 26.4006 | 25.8271 | 24.2982 | 22.2155 | 27.0595 | 26.9848 | 26.9551 | 26.9126 | 26.8635 | 26.8073 | 26.7428 | 26.6891 | 26.6327 | 26.5747 | 26.5138 | 26.1422 | 24.6842 | 22.63
|  | SPRINGFIELD ROAD | CT |  |  |  |  | 26.9286 | 26.9067 | 26.8899 | 26.8674 | 26.8398 | 26.8055 | 26.7641 | 26.7342 | 26.7013 | 26.667 | 26.6307 | 26.3843 | 25.9375 | 24.6228 | 26.8443 | 26.8225 | 26.8057 | 26.7832 | 26.7556 | 26.7213 | 26.6799 | 26.65 | 26.6171 | 26.5828 | 26.5465 | 26.1204 | 24.7202 | 23.0103 | 27.0601 | 27.0332 | 27.0106 | 26.9784 | 26.9407 | 26.8958 | 26.8431 | 26.8012 | 26.7563 | 26.7104 | 26.6628 | 26.3622 | 25.103 | 23.4205
|  | SPRINGFIELD ROAD | LW |  |  |  |  | 26.9283 | 26.8592 | 26.8358 | 26.8033 | 26.7649 | 26.7197 | 26.6667 | 26.6249 | 26.5804 | 26.534 | 26.4848 | 26.1688 | 25.6322 | 23.8513 | 26.8441 | 26.7749 | 26.7515 | 26.7191 | 26.6807 | 26.6355 | 26.5825 | 26.5407 | 26.4962 | 26.4497 | 26.4006 | 25.8271 | 24.2982 | 22.2155 | 27.0595 | 26.9848 | 26.9551 | 26.9126 | 26.8635 | 26.8073 | 26.7428 | 26.6891 | 26.6327 | 26.5747 | 26.5138 | 26.1422 | 24.6842 | 22.63
|  | SPRINGFIELD ROAD | ST |  |  |  |  | 26.9295 | 26.9295 | 26.9295 | 26.9295 | 26.9295 | 26.9295 | 26.9295 | 26.9295 | 26.9295 | 26.9295 | 26.9295 | 26.9295 | 26.9295 | 26.9295 | 26.8453 | 26.8453 | 26.8453 | 26.8453 | 26.8453 | 26.8453 | 26.8453 | 26.8453 | 26.8453 | 26.8453 | 26.8453 | 26.8453 | 26.8453 | 26.5585 | 27.0671 | 27.0655 | 27.0635 | 27.0571 | 27.0505 | 27.0438 | 27.0369 | 27.0293 | 27.0217 | 27.0144 | 27.0071 | 26.9716 | 26.9367 | 26.9011
|  | SPRINGFIELD ROAD | FS |  |  |  |  | 26.9281 | 26.9153 | 26.915 | 26.9146 | 26.914 | 26.9129 | 26.9119 | 26.9072 | 26.9021 | 26.8965 | 26.8904 | 26.8748 | 26.7852 | 26.5824 | 26.8439 | 26.8311 | 26.8308 | 26.8304 | 26.8298 | 26.8287 | 26.8277 | 26.823 | 26.8179 | 26.8123 | 26.8062 | 26.7906 | 26.701 | 26.4982 | 27.066 | 27.0521 | 27.0507 | 27.0488 | 27.0457 | 27.0403 | 27.0349 | 27.0254 | 27.0154 | 27.005 | 26.9941 | 26.9548 | 26.8412 | 26.6137
NURSLING GSP | WINCHESTER | ST CROSS | MINIMUM HEADROOM | SU 47287 28156 | NO | NO | 1.1368 | 13.2291 | 13.0167 | 12.8712 | 12.6354 | 12.3895 | 12.1384 | 11.8756 | 11.6243 | 11.3732 | 11.1245 | 10.8738 | 9.5866 | 8.0225 | 5.8103 | 13.1167 | 12.8872 | 12.7228 | 12.4549 | 12.1768 | 11.8942 | 11.5999 | 11.3157 | 11.0322 | 10.752 | 10.47 | 9.0351 | 7.3225 | 4.9661 | 19.3639 | 19.2498 | 19.2098 | 19.1546 | 18.8863 | 18.6044 | 18.3107 | 18.0272 | 17.7444 | 17.4647 | 17.1834 | 15.7515 | 14.0419 | 11.6884
|  | ST CROSS | CT |  |  |  |  | 13.2296 | 13.088 | 12.9474 | 12.7201 | 12.4807 | 12.2339 | 11.9742 | 11.7278 | 11.4822 | 11.2403 | 10.9999 | 9.7587 | 8.2569 | 6.3899 | 13.1176 | 12.9595 | 12.8007 | 12.5419 | 12.2709 | 11.9931 | 11.7022 | 11.4227 | 11.1445 | 10.8712 | 10.6 | 9.213 | 7.5656 | 5.5567 | 19.3639 | 19.3148 | 19.2767 | 19.226 | 18.9804 | 18.7032 | 18.413 | 18.1341 | 17.8566 | 17.5839 | 17.3133 | 15.9292 | 14.2848 | 12.2787
|  | ST CROSS | LW |  |  |  |  | 13.2291 | 13.0167 | 12.8712 | 12.6354 | 12.3895 | 12.1384 | 11.8756 | 11.6243 | 11.3732 | 11.1245 | 10.8738 | 9.5866 | 8.0225 | 5.8103 | 13.1167 | 12.8872 | 12.7228 | 12.4549 | 12.1768 | 11.8942 | 11.5999 | 11.3157 | 11.0322 | 10.752 | 10.47 | 9.0351 | 7.3225 | 4.9661 | 19.3657 | 19.2498 | 19.2098 | 19.1546 | 18.8863 | 18.6044 | 18.3107 | 18.0272 | 17.7444 | 17.4647 | 17.1834 | 15.7515 | 14.0419 | 11.6884
|  | ST CROSS | ST |  |  |  |  | 13.3742 | 13.3579 | 13.3397 | 13.2211 | 13.1017 | 12.9854 | 12.8704 | 12.7454 | 12.623 | 12.5049 | 12.3895 | 11.8468 | 11.3343 | 10.838 | 13.2872 | 13.268 | 13.2465 | 13.1068 | 12.9661 | 12.8291 | 12.6936 | 12.5464 | 12.4023 | 12.2631 | 12.1271 | 11.4883 | 10.8854 | 10.3014 | 19.3684 | 19.3684 | 19.3684 | 19.3684 | 19.3684 | 19.3684 | 19.3684 | 19.2557 | 19.112 | 18.9733 | 18.8377 | 18.2007 | 17.5997 | 17.0175
|  | ST CROSS | FS |  |  |  |  | 13.3874 | 13.3591 | 13.3468 | 13.3284 | 13.2885 | 13.2107 | 13.1331 | 13.0398 | 12.9463 | 12.8526 | 12.758 | 12.3163 | 11.8024 | 11.1608 | 13.3031 | 13.2729 | 13.2584 | 13.2369 | 13.1901 | 13.0987 | 13.0075 | 12.8987 | 12.7899 | 12.6809 | 12.5709 | 12.0545 | 11.4704 | 10.7619 | 19.3666 | 19.3487 | 19.3483 | 19.3478 | 19.3469 | 19.3455 | 19.344 | 19.3376 | 19.3304 | 19.3227 | 19.2799 | 18.765 | 18.1824 | 17.4752
COWLEY GSP | OXFORD BSP | ST EBBES | MINIMUM HEADROOM | SP 51259 05741 | NO | NO | 0.15789 | 36.3991 | 36.3445 | 36.326 | 36.3004 | 36.2701 | 36.2355 | 36.1955 | 36.1645 | 36.1322 | 36.0989 | 36.0502 | 34.9391 | 33.6934 | 32.1384 | 35.1031 | 35.0433 | 35.019 | 34.984 | 34.944 | 34.8996 | 34.8495 | 34.8079 | 34.7652 | 34.7217 | 34.6768 | 34.4175 | 34.0304 | 33.3269 | 36.0306 | 35.976 | 35.9576 | 35.9319 | 35.9016 | 35.867 | 35.8271 | 35.796 | 35.7529 | 35.7067 | 35.6589 | 35.3866 | 34.927 | 33.212
|  | ST EBBES | CT |  |  |  |  | 36.3991 | 36.3768 | 36.3596 | 36.3365 | 36.3084 | 36.2751 | 36.236 | 36.2084 | 36.1795 | 36.15 | 36.1194 | 35.0706 | 33.8795 | 32.5138 | 35.1033 | 35.0761 | 35.0535 | 35.0214 | 34.9838 | 34.9411 | 34.892 | 34.8538 | 34.8143 | 34.7746 | 34.7341 | 34.495 | 34.1343 | 33.5927 | 36.0306 | 36.0083 | 35.9912 | 35.9681 | 35.9399 | 35.9067 | 35.8676 | 35.84 | 35.8026 | 35.7601 | 35.7168 | 35.4649 | 35.0916 | 33.6076
|  | ST EBBES | LW |  |  |  |  | 36.3991 | 36.3445 | 36.326 | 36.3004 | 36.2701 | 36.2355 | 36.1955 | 36.1645 | 36.1322 | 36.0989 | 36.0502 | 34.9391 | 33.6934 | 32.1384 | 35.1031 | 35.0433 | 35.019 | 34.984 | 34.944 | 34.8996 | 34.8495 | 34.8079 | 34.7652 | 34.7217 | 34.6768 | 34.4175 | 34.0304 | 33.3269 | 36.0307 | 35.976 | 35.9576 | 35.9319 | 35.9016 | 35.867 | 35.8271 | 35.796 | 35.7529 | 35.7067 | 35.6589 | 35.3866 | 34.927 | 33.212
|  | ST EBBES | ST |  |  |  |  | 36.4 | 36.4 | 36.4 | 36.4 | 36.4 | 36.4 | 36.4 | 36.4 | 36.4 | 36.4 | 36.4 | 36.4 | 36.0537 | 35.4949 | 35.1105 | 35.109 | 35.1074 | 35.1013 | 35.095 | 35.0887 | 35.0824 | 35.0755 | 35.0687 | 35.0621 | 35.0555 | 35.0244 | 34.9948 | 34.9656 | 36.0316 | 36.0316 | 36.0316 | 36.0316 | 36.0316 | 36.0316 | 36.0316 | 36.0316 | 36.0316 | 36.0316 | 36.0316 | 36.0098 | 35.972 | 35.9348
|  | ST EBBES | FS |  |  |  |  | 36.3991 | 36.3907 | 36.3905 | 36.3903 | 36.3898 | 36.3892 | 36.3885 | 36.3854 | 36.3821 | 36.3784 | 36.3744 | 36.3642 | 36.3074 | 36.182 | 35.1105 | 35.1012 | 35.1 | 35.0985 | 35.0959 | 35.0914 | 35.0868 | 35.0795 | 35.0718 | 35.0639 | 35.0556 | 35.0241 | 34.9472 | 34.8019 | 36.0307 | 36.0223 | 36.0221 | 36.0218 | 36.0214 | 36.0207 | 36.0201 | 36.017 | 36.0136 | 36.01 | 36.006 | 35.9958 | 35.9369 | 35.786
BRAMLEY (ANDO-THAT) | THATCHAM BSP | ST JOHNS | MINIMUM HEADROOM | SU 47113 66363 | NO | NO | 0.53684 | 18.3555 | 18.2167 | 18.1697 | 18.1045 | 18.0275 | 17.9398 | 17.8387 | 17.7602 | 17.6788 | 17.5724 | 17.4558 | 16.7978 | 15.0939 | 12.0907 | 15.8906 | 15.7412 | 15.6822 | 15.5992 | 15.5031 | 15.3959 | 15.2739 | 15.1743 | 15.0722 | 14.9686 | 14.8613 | 12.9093 | 10.2847 | 6.9138 | 16.9055 | 16.7542 | 16.693 | 16.6066 | 16.507 | 16.1604 | 15.6331 | 15.1242 | 14.6199 | 14.1273 | 13.6324 | 11.3062 | 8.7336 | 5.4138
|  | ST JOHNS | CT |  |  |  |  | 18.3555 | 18.2987 | 18.255 | 18.1963 | 18.1245 | 18.0402 | 17.9409 | 17.8712 | 17.7982 | 17.7107 | 17.6057 | 17.0004 | 15.6106 | 13.0934 | 15.8912 | 15.8251 | 15.7706 | 15.6951 | 15.6054 | 15.5024 | 15.3832 | 15.292 | 15.198 | 15.1039 | 15.0078 | 13.3188 | 10.8723 | 8.011 | 16.9062 | 16.8384 | 16.7819 | 16.7033 | 16.6103 | 16.3876 | 15.8791 | 15.3718 | 14.8689 | 14.3891 | 13.9189 | 11.7091 | 9.3113 | 6.4979
|  | ST JOHNS | LW |  |  |  |  | 18.3556 | 18.2167 | 18.1697 | 18.1045 | 18.0275 | 17.9398 | 17.8387 | 17.7602 | 17.6788 | 17.5724 | 17.4558 | 16.7978 | 15.0939 | 12.0907 | 15.8906 | 15.7412 | 15.6822 | 15.5992 | 15.5031 | 15.3959 | 15.2739 | 15.1743 | 15.0722 | 14.9686 | 14.8613 | 12.9093 | 10.2847 | 6.9138 | 16.9055 | 16.7542 | 16.693 | 16.6066 | 16.507 | 16.1604 | 15.6331 | 15.1242 | 14.6199 | 14.1273 | 13.6324 | 11.3062 | 8.7336 | 5.4138
|  | ST JOHNS | ST |  |  |  |  | 18.3579 | 18.3579 | 18.3579 | 18.3579 | 18.3579 | 18.3579 | 18.3579 | 18.3579 | 18.3579 | 18.3579 | 18.3579 | 18.3579 | 18.2879 | 18.2179 | 15.9038 | 15.9003 | 15.8964 | 15.8854 | 15.8741 | 15.8626 | 15.8508 | 15.8379 | 15.8252 | 15.813 | 15.8012 | 15.7478 | 15.6991 | 14.8778 | 16.9207 | 16.9165 | 16.9119 | 16.8989 | 16.8855 | 16.8719 | 16.8578 | 16.8426 | 16.8034 | 16.5594 | 16.3181 | 15.2262 | 14.2322 | 13.2574
|  | ST JOHNS | FS |  |  |  |  | 18.3557 | 18.335 | 18.3345 | 18.3339 | 18.3329 | 18.3312 | 18.3295 | 18.322 | 18.3138 | 18.3047 | 18.2949 | 18.2698 | 18.1308 | 17.8242 | 15.9042 | 15.8816 | 15.879 | 15.8758 | 15.8709 | 15.8628 | 15.8548 | 15.8402 | 15.8248 | 15.8086 | 15.7916 | 15.7318 | 15.5613 | 15.2237 | 16.9216 | 16.8986 | 16.8956 | 16.8919 | 16.8863 | 16.877 | 16.8678 | 16.8519 | 16.8352 | 16.8178 | 16.7994 | 16.6116 | 15.8289 | 14.8881
COWLEY GSP | WITNEY BSP | STANDLAKE | MINIMUM HEADROOM | SP 38923 02349 | NO | YES | 0.11053 | 6.6049 | 6.5827 | 6.5752 | 6.5648 | 6.5524 | 6.5383 | 6.5221 | 6.5094 | 6.4962 | 6.4826 | 6.4684 | 6.3384 | 5.9944 | 5.523 | 6.1815 | 6.1336 | 6.0969 | 6.0389 | 5.9778 | 5.9155 | 5.8496 | 5.7859 | 5.7222 | 5.6586 | 5.595 | 5.2759 | 4.9033 | 4.404 | 6.1155 | 6.0655 | 6.0266 | 5.9648 | 5.8999 | 5.8339 | 5.764 | 5.6963 | 5.6287 | 5.5612 | 5.4937 | 5.1565 | 4.7656 | 4.2484
|  | STANDLAKE | CT |  |  |  |  | 6.6049 | 6.5959 | 6.589 | 6.5798 | 6.5685 | 6.5551 | 6.5393 | 6.5282 | 6.5165 | 6.5046 | 6.4922 | 6.3805 | 6.0534 | 5.654 | 6.1823 | 6.1484 | 6.1141 | 6.058 | 5.9996 | 5.9388 | 5.8742 | 5.8112 | 5.7482 | 5.6871 | 5.6261 | 5.3193 | 4.9645 | 4.5377 | 6.1164 | 6.0805 | 6.044 | 5.9843 | 5.9222 | 5.8577 | 5.7893 | 5.7222 | 5.6552 | 5.5902 | 5.5255 | 5.2007 | 4.8282 | 4.3839
|  | STANDLAKE | LW |  |  |  |  | 6.6049 | 6.5827 | 6.5752 | 6.5648 | 6.5524 | 6.5383 | 6.5221 | 6.5094 | 6.4962 | 6.4826 | 6.4684 | 6.3384 | 5.9944 | 5.523 | 6.1815 | 6.1336 | 6.0969 | 6.0389 | 5.9778 | 5.9155 | 5.8496 | 5.7859 | 5.7222 | 5.6586 | 5.595 | 5.2759 | 4.9033 | 4.404 | 6.1155 | 6.0655 | 6.0266 | 5.9648 | 5.8999 | 5.8339 | 5.764 | 5.6963 | 5.6287 | 5.5612 | 5.4937 | 5.1565 | 4.7656 | 4.2484
|  | STANDLAKE | ST |  |  |  |  | 6.6053 | 6.6053 | 6.6053 | 6.6053 | 6.6053 | 6.6053 | 6.6053 | 6.6053 | 6.6053 | 6.6053 | 6.6053 | 6.6053 | 6.6053 | 6.5692 | 6.2174 | 6.2115 | 6.2049 | 6.1733 | 6.1418 | 6.1105 | 6.0788 | 6.0441 | 6.0099 | 5.9771 | 5.9447 | 5.7936 | 5.649 | 5.5077 | 6.1542 | 6.1478 | 6.1407 | 6.1066 | 6.0727 | 6.0389 | 6.0047 | 5.9673 | 5.9304 | 5.895 | 5.8601 | 5.6972 | 5.5412 | 5.3888
|  | STANDLAKE | FS |  |  |  |  | 6.6049 | 6.6014 | 6.6014 | 6.6013 | 6.6011 | 6.6008 | 6.6005 | 6.5993 | 6.5979 | 6.5964 | 6.5947 | 6.5905 | 6.5672 | 6.5154 | 6.2217 | 6.215 | 6.2108 | 6.2048 | 6.1934 | 6.1731 | 6.1528 | 6.1288 | 6.1048 | 6.0807 | 6.0566 | 5.9427 | 5.8167 | 5.6643 | 6.1588 | 6.1519 | 6.1473 | 6.1409 | 6.1287 | 6.1067 | 6.0848 | 6.0591 | 6.0333 | 6.0075 | 5.9816 | 5.8591 | 5.7251 | 5.5647
MINETY GSP | STRATTON (2 X 60) | STANTON FITZWARREN | MINIMUM HEADROOM | SU 17585 90987 | NO | YES | 4.0768 | 20.3731 | 20.0656 | 19.7685 | 19.3625 | 18.9106 | 18.4257 | 17.8824 | 17.3561 | 16.8348 | 16.3281 | 15.8175 | 13.5678 | 11.2473 | 8.4745 | 18.0864 | 17.7475 | 17.4132 | 16.9563 | 16.4481 | 15.9032 | 15.2929 | 14.7002 | 14.1135 | 13.5436 | 12.9695 | 10.4044 | 7.7608 | 4.6665 | 17.3119 | 16.9745 | 16.6421 | 16.1877 | 15.6823 | 15.1404 | 14.5335 | 13.9442 | 13.3607 | 12.794 | 12.2231 | 9.7194 | 7.1601 | 4.1498
|  | STANTON FITZWARREN | CT |  |  |  |  | 20.3946 | 20.1697 | 19.913 | 19.5451 | 19.1306 | 18.6742 | 18.1561 | 17.6219 | 17.0933 | 16.597 | 16.1152 | 13.9897 | 11.8638 | 9.4822 | 18.1112 | 17.8601 | 17.5716 | 17.1577 | 16.6919 | 16.1793 | 15.5978 | 14.9957 | 14.4001 | 13.8415 | 13.2996 | 10.8867 | 8.4679 | 5.7952 | 17.3365 | 17.0866 | 16.7997 | 16.3882 | 15.9249 | 15.4152 | 14.8368 | 14.2381 | 13.6459 | 13.0904 | 12.5515 | 10.1859 | 7.8436 | 5.2469
|  | STANTON FITZWARREN | LW |  |  |  |  | 20.3731 | 20.0656 | 19.7685 | 19.3625 | 18.9106 | 18.4257 | 17.8824 | 17.3561 | 16.8348 | 16.3281 | 15.8175 | 13.5678 | 11.2473 | 8.4745 | 18.0864 | 17.7475 | 17.4132 | 16.9563 | 16.4481 | 15.9032 | 15.2929 | 14.7002 | 14.1135 | 13.5436 | 12.9695 | 10.4044 | 7.7608 | 4.6665 | 17.3119 | 16.9745 | 16.6421 | 16.1877 | 15.6823 | 15.1404 | 14.5335 | 13.9442 | 13.3607 | 12.794 | 12.2231 | 9.7194 | 7.1601 | 4.1498
|  | STANTON FITZWARREN | ST |  |  |  |  | 20.5417 | 20.4392 | 20.3237 | 20.1132 | 19.8878 | 19.651 | 19.3999 | 19.1263 | 18.8537 | 18.5964 | 18.3455 | 17.2217 | 16.2166 | 15.2108 | 18.2781 | 18.1613 | 18.0299 | 17.7902 | 17.5336 | 17.264 | 16.9781 | 16.6666 | 16.3564 | 16.0633 | 15.7778 | 14.4988 | 13.3552 | 12.1955 | 17.5023 | 17.3863 | 17.2557 | 17.0174 | 16.7624 | 16.4944 | 16.2103 | 15.9007 | 15.5923 | 15.3011 | 15.0173 | 13.7461 | 12.6094 | 11.4718
|  | STANTON FITZWARREN | FS |  |  |  |  | 20.6082 | 20.5393 | 20.4803 | 20.4135 | 20.3293 | 20.2168 | 20.1053 | 19.9809 | 19.8548 | 19.7262 | 19.596 | 18.9831 | 18.3727 | 17.6519 | 18.354 | 18.2772 | 18.21 | 18.134 | 18.0382 | 17.9103 | 17.7835 | 17.6425 | 17.4996 | 17.354 | 17.2065 | 16.5108 | 15.8273 | 15.0319 | 17.5777 | 17.5014 | 17.4346 | 17.3591 | 17.2639 | 17.1367 | 17.0107 | 16.8705 | 16.7284 | 16.5837 | 16.4371 | 15.7455 | 15.0657 | 14.274
LALEHAM | STAINES | STANWELL | MINIMUM HEADROOM | TQ 06003 72766 | NO | YES | 0.076842 | 33.8276 | 33.7827 | 33.7675 | 33.7464 | 33.7215 | 33.6926 | 33.6591 | 33.6329 | 33.6054 | 33.5769 | 33.5469 | 33.3598 | 32.6165 | 31.5019 | 32.7482 | 32.7002 | 32.6815 | 32.6553 | 32.6247 | 32.59 | 32.5503 | 32.5177 | 32.4839 | 32.4493 | 32.4132 | 32.1989 | 31.8502 | 30.6756 | 33.2171 | 33.1722 | 33.157 | 33.1359 | 33.111 | 33.0821 | 33.0486 | 33.0224 | 32.9948 | 32.9663 | 32.9364 | 32.5515 | 31.648 | 30.4527
|  | STANWELL | CT |  |  |  |  | 33.8277 | 33.8111 | 33.7983 | 33.7811 | 33.7601 | 33.7348 | 33.7048 | 33.6835 | 33.6607 | 33.6372 | 33.6127 | 33.4536 | 32.8427 | 31.9274 | 32.7485 | 32.7292 | 32.7133 | 32.6913 | 32.665 | 32.6342 | 32.5982 | 32.5703 | 32.5412 | 32.5117 | 32.4813 | 32.2961 | 31.999 | 31.1161 | 33.2172 | 33.2006 | 33.1878 | 33.1706 | 33.1496 | 33.1243 | 33.0943 | 33.0729 | 33.0501 | 33.0267 | 33.0022 | 32.7205 | 31.8895 | 30.8984
|  | STANWELL | LW |  |  |  |  | 33.8277 | 33.7827 | 33.7675 | 33.7464 | 33.7215 | 33.6926 | 33.6591 | 33.6329 | 33.6054 | 33.5769 | 33.5469 | 33.3598 | 32.6165 | 31.5019 | 32.7482 | 32.7002 | 32.6815 | 32.6553 | 32.6247 | 32.59 | 32.5503 | 32.5177 | 32.4839 | 32.4493 | 32.4132 | 32.1989 | 31.8502 | 30.6756 | 33.2172 | 33.1722 | 33.157 | 33.1359 | 33.111 | 33.0821 | 33.0486 | 33.0224 | 32.9948 | 32.9663 | 32.9364 | 32.5515 | 31.648 | 30.4527
|  | STANWELL | ST |  |  |  |  | 33.8284 | 33.8284 | 33.8284 | 33.8284 | 33.8284 | 33.8284 | 33.8284 | 33.8284 | 33.8284 | 33.8284 | 33.8284 | 33.8284 | 33.8284 | 33.8284 | 32.752 | 32.7509 | 32.7497 | 32.7466 | 32.7433 | 32.7399 | 32.7365 | 32.7327 | 32.7289 | 32.7253 | 32.7218 | 32.7055 | 32.6903 | 32.6751 | 33.2179 | 33.2179 | 33.2179 | 33.2179 | 33.2179 | 33.2179 | 33.2179 | 33.2179 | 33.2179 | 33.2179 | 33.2179 | 33.2179 | 33.2179 | 33.1896
|  | STANWELL | FS |  |  |  |  | 33.8276 | 33.8201 | 33.82 | 33.8197 | 33.8194 | 33.8187 | 33.8181 | 33.8154 | 33.8124 | 33.8091 | 33.8056 | 33.7965 | 33.745 | 33.63 | 32.7518 | 32.7437 | 32.7428 | 32.7418 | 32.7403 | 32.7378 | 32.7353 | 32.7305 | 32.7254 | 32.72 | 32.7144 | 32.695 | 32.6339 | 32.5092 | 33.2171 | 33.2096 | 33.2094 | 33.2092 | 33.2088 | 33.2082 | 33.2076 | 33.2049 | 33.2019 | 33.1986 | 33.1951 | 33.1859 | 33.1345 | 33.0195
MANNINGTON GSP | SALISBURY | STAPLEFORD | MINIMUM HEADROOM | SU 06871 37078 | NO | YES | 0.47474 | 16.4689 | 16.4359 | 16.4208 | 16.3994 | 16.3743 | 16.3172 | 16.2394 | 16.1653 | 16.0901 | 16.0157 | 15.941 | 15.5581 | 15.0955 | 14.4387 | 15.7298 | 15.6605 | 15.6061 | 15.5213 | 15.431 | 15.3385 | 15.2408 | 15.1462 | 15.0508 | 14.9565 | 14.8623 | 14.3888 | 13.8368 | 13.0924 | 15.852 | 15.8026 | 15.7697 | 15.7196 | 15.665 | 15.6079 | 15.5467 | 15.4897 | 15.4315 | 15.3735 | 15.3151 | 14.9006 | 14.3448 | 13.5966
|  | STAPLEFORD | CT |  |  |  |  | 16.4689 | 16.4506 | 16.435 | 16.413 | 16.3879 | 16.3396 | 16.2622 | 16.1872 | 16.1126 | 16.0396 | 15.9664 | 15.59 | 15.1392 | 14.5764 | 15.7298 | 15.6794 | 15.627 | 15.544 | 15.4562 | 15.3649 | 15.2681 | 15.1723 | 15.0775 | 14.9849 | 14.8926 | 14.4278 | 13.8907 | 13.2426 | 15.852 | 15.8192 | 15.7869 | 15.7373 | 15.6838 | 15.6271 | 15.5658 | 15.5081 | 15.4504 | 15.3937 | 15.3363 | 14.9399 | 14.3991 | 13.7474
|  | STAPLEFORD | LW |  |  |  |  | 16.4721 | 16.4359 | 16.4208 | 16.3994 | 16.3743 | 16.3172 | 16.2394 | 16.1653 | 16.0901 | 16.0157 | 15.941 | 15.5581 | 15.0955 | 14.4387 | 15.7314 | 15.6605 | 15.6061 | 15.5213 | 15.431 | 15.3385 | 15.2408 | 15.1462 | 15.0508 | 14.9565 | 14.8623 | 14.3888 | 13.8368 | 13.0924 | 15.8545 | 15.8026 | 15.7697 | 15.7196 | 15.665 | 15.6079 | 15.5467 | 15.4897 | 15.4315 | 15.3735 | 15.3151 | 14.9006 | 14.3448 | 13.5966
|  | STAPLEFORD | ST |  |  |  |  | 16.4781 | 16.4775 | 16.4767 | 16.4734 | 16.4692 | 16.4651 | 16.4609 | 16.4563 | 16.4519 | 16.42 | 16.3872 | 16.2321 | 16.0833 | 15.9369 | 15.783 | 15.7743 | 15.764 | 15.7207 | 15.6759 | 15.6317 | 15.5865 | 15.5373 | 15.4888 | 15.4422 | 15.3972 | 15.1845 | 14.9819 | 14.7829 | 15.8812 | 15.8768 | 15.8717 | 15.8503 | 15.8278 | 15.8055 | 15.7827 | 15.758 | 15.7336 | 15.7101 | 15.6875 | 15.5802 | 15.4762 | 15.2954
|  | STAPLEFORD | FS |  |  |  |  | 16.4788 | 16.4733 | 16.4727 | 16.4719 | 16.4706 | 16.468 | 16.4655 | 16.4613 | 16.457 | 16.4525 | 16.4477 | 16.3867 | 16.2462 | 16.0668 | 15.7881 | 15.7774 | 15.7714 | 15.7631 | 15.7479 | 15.7196 | 15.6915 | 15.6589 | 15.6263 | 15.5937 | 15.5601 | 15.4025 | 15.2231 | 15.0059 | 15.8838 | 15.876 | 15.8729 | 15.8687 | 15.8611 | 15.8469 | 15.8328 | 15.8158 | 15.7986 | 15.7814 | 15.7636 | 15.6821 | 15.574 | 15.426
COWLEY GSP | HIGH WYCOMBE BSP | STOKENCHURCH | MINIMUM HEADROOM | SU 77124 94355 | NO | YES | 0.20947 | 10.616 | 10.5648 | 10.5475 | 10.5235 | 10.4952 | 10.4627 | 10.4251 | 10.3958 | 10.3653 | 10.3339 | 10.301 | 10.0994 | 9.4424 | 8.4586 | 9.3751 | 9.3219 | 9.3024 | 9.2744 | 9.242 | 9.2056 | 9.1643 | 9.131 | 9.0966 | 9.0613 | 9.0246 | 8.704 | 7.9826 | 6.9639 | 9.8324 | 9.7459 | 9.6894 | 9.5964 | 9.4992 | 9.3999 | 9.2966 | 9.1848 | 9.0717 | 8.9598 | 8.8468 | 8.2589 | 7.5394 | 6.5225
|  | STOKENCHURCH | CT |  |  |  |  | 10.616 | 10.5955 | 10.5798 | 10.5587 | 10.5329 | 10.5023 | 10.4662 | 10.4407 | 10.4139 | 10.3865 | 10.358 | 10.1775 | 9.562 | 8.7399 | 9.3752 | 9.3527 | 9.3348 | 9.3098 | 9.28 | 9.2456 | 9.2057 | 9.1762 | 9.1454 | 9.1141 | 9.0819 | 8.7931 | 8.1035 | 7.2468 | 9.8331 | 9.778 | 9.7245 | 9.6357 | 9.5418 | 9.4451 | 9.3433 | 9.2364 | 9.127 | 9.0191 | 8.9114 | 8.3479 | 7.6603 | 6.8054
|  | STOKENCHURCH | LW |  |  |  |  | 10.616 | 10.5648 | 10.5475 | 10.5235 | 10.4952 | 10.4627 | 10.4251 | 10.3958 | 10.3653 | 10.3339 | 10.301 | 10.0994 | 9.4424 | 8.4586 | 9.3751 | 9.3219 | 9.3024 | 9.2744 | 9.242 | 9.2056 | 9.1643 | 9.131 | 9.0966 | 9.0613 | 9.0246 | 8.704 | 7.9826 | 6.9639 | 9.8324 | 9.7459 | 9.6894 | 9.5964 | 9.4992 | 9.3999 | 9.2966 | 9.1848 | 9.0717 | 8.9598 | 8.8468 | 8.2589 | 7.5394 | 6.5225
|  | STOKENCHURCH | ST |  |  |  |  | 10.6168 | 10.6168 | 10.6168 | 10.6168 | 10.6168 | 10.6168 | 10.6168 | 10.6168 | 10.6168 | 10.6168 | 10.6168 | 10.6168 | 10.6168 | 10.6168 | 9.3792 | 9.3789 | 9.3786 | 9.376 | 9.3733 | 9.3708 | 9.3683 | 9.3655 | 9.3627 | 9.3601 | 9.3576 | 9.3455 | 9.3339 | 9.2374 | 9.8887 | 9.8835 | 9.8783 | 9.8328 | 9.7875 | 9.7432 | 9.6999 | 9.6518 | 9.6047 | 9.5592 | 9.5154 | 9.2691 | 9.027 | 8.7922
|  | STOKENCHURCH | FS |  |  |  |  | 10.616 | 10.608 | 10.6078 | 10.6075 | 10.6071 | 10.6065 | 10.6058 | 10.6029 | 10.5997 | 10.5962 | 10.5924 | 10.5827 | 10.5283 | 10.4078 | 9.3786 | 9.3703 | 9.3699 | 9.3693 | 9.3681 | 9.3657 | 9.3633 | 9.3584 | 9.3532 | 9.3478 | 9.3421 | 9.3228 | 9.2594 | 9.1302 | 9.8915 | 9.88 | 9.8753 | 9.8689 | 9.8539 | 9.8234 | 9.7931 | 9.7562 | 9.7191 | 9.682 | 9.6447 | 9.4709 | 9.233 | 8.9296
MINETY GSP | STRATTON (2 X 60) | STRATTON | MINIMUM HEADROOM | SU 16998 88837 | NO | YES | 7.201 | 28.7847 | 28.693 | 28.6521 | 28.5948 | 28.5289 | 28.4547 | 28.3703 | 28.299 | 28.226 | 28.1523 | 28.0761 | 27.6504 | 26.1617 | 24.0108 | 26.9853 | 26.74 | 26.5192 | 26.2044 | 25.8599 | 25.4941 | 25.0912 | 24.7003 | 24.3129 | 23.9342 | 23.5532 | 21.8031 | 19.9089 | 17.5283 | 27.4214 | 27.1881 | 26.9814 | 26.6868 | 26.3642 | 26.0212 | 25.6433 | 25.2774 | 24.9147 | 24.5599 | 24.2028 | 22.5566 | 20.762 | 18.4804
|  | STRATTON | CT |  |  |  |  | 28.7847 | 28.742 | 28.7048 | 28.6531 | 28.5925 | 28.5231 | 28.4427 | 28.3774 | 28.3103 | 28.2427 | 28.1742 | 27.7851 | 26.5733 | 24.784 | 26.9981 | 26.8229 | 26.6287 | 26.3398 | 26.0209 | 25.676 | 25.2916 | 24.9007 | 24.5123 | 24.1432 | 23.7825 | 22.1296 | 20.385 | 18.3646 | 27.4332 | 27.2683 | 27.0864 | 26.8162 | 26.5175 | 26.1942 | 25.8336 | 25.4683 | 25.1051 | 24.7596 | 24.4218 | 22.868 | 21.2154 | 19.2865
|  | STRATTON | LW |  |  |  |  | 28.7854 | 28.693 | 28.6521 | 28.5948 | 28.5289 | 28.4547 | 28.3703 | 28.299 | 28.226 | 28.1523 | 28.0761 | 27.6504 | 26.1617 | 24.0108 | 26.9853 | 26.74 | 26.5192 | 26.2044 | 25.8599 | 25.4941 | 25.0912 | 24.7003 | 24.3129 | 23.9342 | 23.5532 | 21.8031 | 19.9089 | 17.5283 | 27.4214 | 27.1881 | 26.9814 | 26.6868 | 26.3642 | 26.0212 | 25.6433 | 25.2774 | 24.9147 | 24.5599 | 24.2028 | 22.5566 | 20.762 | 18.4804
|  | STRATTON | ST |  |  |  |  | 28.7971 | 28.7926 | 28.7875 | 28.776 | 28.764 | 28.7516 | 28.7386 | 28.7243 | 28.7102 | 28.6968 | 28.6838 | 28.6245 | 28.5703 | 28.513 | 27.133 | 27.069 | 26.9973 | 26.8336 | 26.6611 | 26.484 | 26.2979 | 26.0942 | 25.8925 | 25.7009 | 25.5139 | 24.6657 | 23.8908 | 23.1164 | 27.5599 | 27.4999 | 27.4327 | 27.2808 | 27.121 | 26.9568 | 26.7843 | 26.5954 | 26.4084 | 26.2307 | 26.0574 | 25.2711 | 24.5527 | 23.8345
|  | STRATTON | FS |  |  |  |  | 28.7986 | 28.7833 | 28.7803 | 28.7768 | 28.7718 | 28.7642 | 28.7567 | 28.7449 | 28.7326 | 28.7198 | 28.7064 | 28.6555 | 28.5363 | 28.3106 | 27.1718 | 27.1238 | 27.0859 | 27.0417 | 26.9791 | 26.8845 | 26.7909 | 26.6845 | 26.577 | 26.4676 | 26.3572 | 25.8376 | 25.2915 | 24.6348 | 27.5963 | 27.5504 | 27.5149 | 27.4734 | 27.4147 | 27.3269 | 27.24 | 27.141 | 27.041 | 26.9392 | 26.8364 | 26.3535 | 25.8408 | 25.2179
LALEHAM | STAINES | SUNBURY CROSS | MINIMUM HEADROOM | TQ 10053 69996 | NO | YES | 0.36105 | 68.0459 | 67.8302 | 67.7572 | 67.6561 | 67.5364 | 67.3993 | 67.2407 | 67.1172 | 66.9883 | 66.8555 | 66.7164 | 65.8625 | 64.4816 | 61.8008 | 66.8534 | 66.6263 | 66.5405 | 66.4186 | 66.2775 | 66.119 | 65.9385 | 65.7921 | 65.6409 | 65.4863 | 65.3256 | 62.7022 | 59.2271 | 54.4875 | 44.3183 | 44.0573 | 43.8071 | 43.4179 | 43.0015 | 42.5681 | 42.1055 | 41.6668 | 41.1022 | 40.5182 | 39.9315 | 36.9987 | 33.5516 | 28.8396
|  | SUNBURY CROSS | CT |  |  |  |  | 68.0459 | 67.9602 | 67.8943 | 67.8057 | 67.6974 | 67.5691 | 67.4175 | 67.3105 | 67.1977 | 67.0823 | 66.9626 | 66.2013 | 64.9401 | 62.9427 | 66.8539 | 66.7575 | 66.6795 | 66.5709 | 66.4419 | 66.2929 | 66.1199 | 65.9899 | 65.8546 | 65.7175 | 65.5767 | 63.191 | 59.9102 | 55.9204 | 44.3192 | 44.2041 | 43.9718 | 43.6054 | 43.2106 | 42.7944 | 42.3461 | 41.9215 | 41.3997 | 40.8358 | 40.2783 | 37.4855 | 34.2316 | 30.2685
|  | SUNBURY CROSS | LW |  |  |  |  | 68.0459 | 67.8302 | 67.7572 | 67.6561 | 67.5364 | 67.3993 | 67.2407 | 67.1172 | 66.9883 | 66.8555 | 66.7164 | 65.8625 | 64.4816 | 61.8008 | 66.8534 | 66.6263 | 66.5405 | 66.4186 | 66.2775 | 66.119 | 65.9385 | 65.7921 | 65.6409 | 65.4863 | 65.3256 | 62.7022 | 59.2271 | 54.4875 | 44.3183 | 44.0573 | 43.8071 | 43.4179 | 43.0015 | 42.5681 | 42.1055 | 41.6668 | 41.1022 | 40.5182 | 39.9315 | 36.9987 | 33.5516 | 28.8396
|  | SUNBURY CROSS | ST |  |  |  |  | 68.0495 | 68.0495 | 68.0495 | 68.0495 | 68.0495 | 68.0495 | 68.0495 | 68.0495 | 68.0495 | 68.0495 | 68.0495 | 68.0495 | 68.0495 | 68.0495 | 66.8718 | 66.8691 | 66.8662 | 66.8529 | 66.8393 | 66.8259 | 66.8124 | 66.7977 | 66.7833 | 66.7694 | 66.7558 | 66.6922 | 66.4512 | 65.2245 | 44.35 | 44.3449 | 44.3393 | 44.3141 | 44.1901 | 44.0046 | 43.8178 | 43.6143 | 43.4143 | 43.2214 | 43.0326 | 41.9593 | 40.7268 | 39.5165
|  | SUNBURY CROSS | FS |  |  |  |  | 68.0459 | 68.0119 | 68.0111 | 68.0101 | 68.0084 | 68.0056 | 68.0029 | 67.9905 | 67.9769 | 67.9621 | 67.946 | 67.9046 | 67.674 | 67.1626 | 66.8702 | 66.8346 | 66.832 | 66.8286 | 66.8223 | 66.8111 | 66.7999 | 66.7781 | 66.755 | 66.7306 | 66.705 | 66.6174 | 66.3434 | 65.7896 | 44.3502 | 44.313 | 44.3088 | 44.3033 | 44.2929 | 44.2742 | 44.2436 | 44.0993 | 43.9543 | 43.8076 | 43.6603 | 42.9786 | 42.1349 | 40.7463
BRAMLEY (FLEE) | BRACKNELL RESERVE | SUNNINGHILL | MINIMUM HEADROOM | SU 93757 67606 | NO | NO | 0.19684 | 27.9071 | 27.8291 | 27.8027 | 27.7662 | 27.7229 | 27.6743 | 27.6186 | 27.5756 | 27.5316 | 27.4866 | 27.4399 | 27.1643 | 26.4375 | 25.0928 | 27.232 | 27.1497 | 27.1186 | 27.0745 | 27.0235 | 26.9672 | 26.9028 | 26.8503 | 26.7969 | 26.7428 | 26.6029 | 25.616 | 24.5081 | 23.0525 | 27.4699 | 27.3869 | 27.3549 | 27.3093 | 27.2569 | 27.1992 | 27.1342 | 27.0816 | 27.0282 | 26.8764 | 26.6829 | 25.7479 | 24.6898 | 23.2407
|  | SUNNINGHILL | CT |  |  |  |  | 27.9071 | 27.8753 | 27.8509 | 27.818 | 27.7779 | 27.7313 | 27.677 | 27.6389 | 27.5998 | 27.5601 | 27.5194 | 27.2706 | 26.6541 | 25.5375 | 27.2321 | 27.1964 | 27.1676 | 27.1274 | 27.0798 | 27.0258 | 26.9633 | 26.9156 | 26.867 | 26.8184 | 26.7216 | 25.7808 | 24.7396 | 23.5167 | 27.4701 | 27.4337 | 27.404 | 27.3625 | 27.3135 | 27.2582 | 27.1946 | 27.1469 | 27.0983 | 26.9828 | 26.7988 | 25.9084 | 24.9149 | 23.7049
|  | SUNNINGHILL | LW |  |  |  |  | 27.9071 | 27.8291 | 27.8027 | 27.7662 | 27.7229 | 27.6743 | 27.6186 | 27.5756 | 27.5316 | 27.4866 | 27.4399 | 27.1643 | 26.4375 | 25.0928 | 27.232 | 27.1497 | 27.1186 | 27.0745 | 27.0235 | 26.9672 | 26.9028 | 26.8503 | 26.7969 | 26.7428 | 26.6029 | 25.616 | 24.5081 | 23.0525 | 27.4699 | 27.3869 | 27.3549 | 27.3093 | 27.2569 | 27.1992 | 27.1342 | 27.0816 | 27.0282 | 26.8764 | 26.6829 | 25.7479 | 24.6898 | 23.2407
|  | SUNNINGHILL | ST |  |  |  |  | 27.9084 | 27.9084 | 27.9084 | 27.9084 | 27.9084 | 27.9084 | 27.9084 | 27.9084 | 27.9084 | 27.9084 | 27.9084 | 27.9084 | 27.9084 | 27.9084 | 27.2387 | 27.2377 | 27.2366 | 27.2317 | 27.2268 | 27.222 | 27.2172 | 27.2119 | 27.2068 | 27.202 | 27.1971 | 27.172 | 26.9552 | 26.5714 | 27.4777 | 27.4765 | 27.4751 | 27.4694 | 27.4636 | 27.4578 | 27.4521 | 27.4459 | 27.4399 | 27.4341 | 27.4285 | 27.4033 | 27.0437 | 26.6878
|  | SUNNINGHILL | FS |  |  |  |  | 27.9074 | 27.8974 | 27.8972 | 27.8969 | 27.8964 | 27.8956 | 27.8948 | 27.8912 | 27.8872 | 27.8828 | 27.8781 | 27.866 | 27.8002 | 27.6569 | 27.2388 | 27.2283 | 27.2274 | 27.2262 | 27.2242 | 27.2205 | 27.2169 | 27.2101 | 27.2029 | 27.1954 | 27.1874 | 27.1597 | 27.0784 | 26.9199 | 27.478 | 27.4673 | 27.4663 | 27.465 | 27.4627 | 27.4585 | 27.4543 | 27.4469 | 27.4391 | 27.431 | 27.4225 | 27.3919 | 27.3098 | 27.1511
MELKSHAM GSP | CHIPPENHAM | SUTTON BENGER | MINIMUM HEADROOM | ST 93394 80051 | NO | YES | 2.0421 | 7.6245 | 7.607 | 7.6008 | 7.5922 | 7.582 | 7.5705 | 7.5572 | 7.5469 | 7.5354 | 7.5236 | 7.5114 | 7.4385 | 7.3256 | 7.113 | 6.4154 | 6.3758 | 6.3458 | 6.298 | 6.2475 | 6.1962 | 6.1425 | 6.0905 | 6.038 | 5.9858 | 5.9337 | 5.6769 | 5.3852 | 4.999 | 6.572 | 6.5335 | 6.5047 | 6.459 | 6.4106 | 6.3613 | 6.3097 | 6.2599 | 6.2095 | 6.1594 | 6.1094 | 5.8622 | 5.5798 | 5.2027
|  | SUTTON BENGER | CT |  |  |  |  | 7.6245 | 7.6158 | 7.609 | 7.6001 | 7.5893 | 7.5769 | 7.5625 | 7.5522 | 7.5414 | 7.5305 | 7.5193 | 7.4497 | 7.338 | 7.1682 | 6.4155 | 6.3864 | 6.3575 | 6.3103 | 6.261 | 6.2098 | 6.1557 | 6.1029 | 6.0511 | 6.0007 | 5.9505 | 5.7008 | 5.4157 | 5.0787 | 6.572 | 6.544 | 6.5162 | 6.471 | 6.4237 | 6.3745 | 6.3225 | 6.2719 | 6.2223 | 6.1739 | 6.1258 | 5.8854 | 5.6093 | 5.2811
|  | SUTTON BENGER | LW |  |  |  |  | 7.6254 | 7.607 | 7.6008 | 7.5922 | 7.582 | 7.5705 | 7.5572 | 7.5469 | 7.5354 | 7.5236 | 7.5114 | 7.4385 | 7.3256 | 7.113 | 6.4154 | 6.3758 | 6.3458 | 6.298 | 6.2475 | 6.1962 | 6.1425 | 6.0905 | 6.038 | 5.9858 | 5.9337 | 5.6769 | 5.3852 | 4.999 | 6.572 | 6.5335 | 6.5047 | 6.459 | 6.4106 | 6.3613 | 6.3097 | 6.2599 | 6.2095 | 6.1594 | 6.1094 | 5.8622 | 5.5798 | 5.2027
|  | SUTTON BENGER | ST |  |  |  |  | 7.6257 | 7.6257 | 7.6257 | 7.6257 | 7.6257 | 7.6257 | 7.6257 | 7.6257 | 7.6257 | 7.6257 | 7.6257 | 7.6257 | 7.6257 | 7.6257 | 6.4461 | 6.4417 | 6.4365 | 6.4114 | 6.3857 | 6.3609 | 6.3358 | 6.3086 | 6.282 | 6.2559 | 6.2303 | 6.1119 | 6.003 | 5.8977 | 6.601 | 6.5969 | 6.5919 | 6.5682 | 6.5438 | 6.5203 | 6.4965 | 6.4707 | 6.4455 | 6.4208 | 6.3965 | 6.2843 | 6.1811 | 6.0812
|  | SUTTON BENGER | FS |  |  |  |  | 7.6254 | 7.6227 | 7.6226 | 7.6225 | 7.6224 | 7.6222 | 7.6219 | 7.621 | 7.6199 | 7.6187 | 7.6174 | 7.6141 | 7.596 | 7.5561 | 6.4499 | 6.4439 | 6.4404 | 6.4361 | 6.4276 | 6.4117 | 6.3957 | 6.3765 | 6.3572 | 6.3379 | 6.3187 | 6.2268 | 6.1253 | 6.0066 | 6.6046 | 6.5988 | 6.5955 | 6.5914 | 6.5834 | 6.5682 | 6.5531 | 6.5348 | 6.5165 | 6.4982 | 6.4798 | 6.3926 | 6.2954 | 6.1808
IVER 132KV | UPTON BSP | SUTTON LANE | MINIMUM HEADROOM | TQ 02185 78595 | NO | NO | 1.2242 | 25.9069 | 25.843 | 25.8123 | 25.7658 | 25.7146 | 25.6594 | 25.5988 | 25.5453 | 25.4909 | 25.4359 | 25.3795 | 25.058 | 24.5963 | 23.6068 | 25.7567 | 25.6743 | 25.6232 | 25.5214 | 25.4125 | 25.301 | 25.1836 | 25.0703 | 24.9572 | 24.8447 | 24.7315 | 24.1329 | 23.386 | 22.3055 | 25.4333 | 25.3414 | 25.2798 | 25.181 | 25.0768 | 24.97 | 24.8572 | 24.7488 | 24.6405 | 24.5328 | 24.4243 | 23.8484 | 23.1249 | 22.0677
|  | SUTTON LANE | CT |  |  |  |  | 25.9074 | 25.8764 | 25.8487 | 25.8068 | 25.7602 | 25.7089 | 25.6521 | 25.604 | 25.5544 | 25.5048 | 25.4546 | 25.1641 | 24.7425 | 23.9545 | 25.7579 | 25.7092 | 25.6618 | 25.5672 | 25.464 | 25.357 | 25.2447 | 25.1366 | 25.0278 | 24.9208 | 24.8143 | 24.2496 | 23.5466 | 22.656 | 25.4349 | 25.377 | 25.3195 | 25.2264 | 25.1279 | 25.0255 | 24.9177 | 24.8145 | 24.7106 | 24.6083 | 24.5064 | 23.9642 | 23.2844 | 22.4169
|  | SUTTON LANE | LW |  |  |  |  | 25.9069 | 25.843 | 25.8123 | 25.7658 | 25.7146 | 25.6594 | 25.5988 | 25.5453 | 25.4909 | 25.4359 | 25.3795 | 25.058 | 24.5963 | 23.6068 | 25.7567 | 25.6743 | 25.6232 | 25.5214 | 25.4125 | 25.301 | 25.1836 | 25.0703 | 24.9572 | 24.8447 | 24.7315 | 24.1329 | 23.386 | 22.3055 | 25.4333 | 25.3414 | 25.2798 | 25.181 | 25.0768 | 24.97 | 24.8572 | 24.7488 | 24.6405 | 24.5328 | 24.4243 | 23.8484 | 23.1249 | 22.0677
|  | SUTTON LANE | ST |  |  |  |  | 25.925 | 25.9233 | 25.9212 | 25.9067 | 25.8921 | 25.8779 | 25.8638 | 25.8483 | 25.833 | 25.8183 | 25.8037 | 25.7337 | 25.6657 | 25.5983 | 25.8018 | 25.7974 | 25.792 | 25.7549 | 25.7173 | 25.6775 | 25.6269 | 25.5711 | 25.5163 | 25.4633 | 25.4112 | 25.1597 | 24.9158 | 24.6739 | 25.4924 | 25.4866 | 25.4794 | 25.4307 | 25.3813 | 25.3335 | 25.2859 | 25.2334 | 25.1819 | 25.132 | 25.083 | 24.8464 | 24.6169 | 24.3893
|  | SUTTON LANE | FS |  |  |  |  | 25.9247 | 25.9147 | 25.9131 | 25.9105 | 25.905 | 25.8946 | 25.8843 | 25.8699 | 25.8552 | 25.8402 | 25.8251 | 25.76 | 25.6477 | 25.4643 | 25.8024 | 25.7903 | 25.7863 | 25.7802 | 25.7667 | 25.7412 | 25.7157 | 25.6836 | 25.6432 | 25.5993 | 25.5553 | 25.3491 | 25.0978 | 24.7788 | 25.4935 | 25.4802 | 25.4751 | 25.4671 | 25.4495 | 25.4161 | 25.3829 | 25.3416 | 25.3002 | 25.2586 | 25.217 | 25.0224 | 24.7825 | 24.4746
MANNINGTON GSP | WAREHAM | SWANAGE | MINIMUM HEADROOM | SZ 02010 79296 | NO | YES | 0.12211 | 13.8803 | 13.7836 | 43.7447 | 43.6883 | 43.624 | 43.5524 | 43.4716 | 43.4045 | 43.3353 | 43.2646 | 43.1234 | 41.8739 | 40.3878 | 38.361 | 12.7088 | 12.6136 | 42.5765 | 42.5229 | 42.4615 | 42.3928 | 42.1683 | 41.8913 | 41.614 | 41.3386 | 41.0626 | 39.6534 | 38.0048 | 35.8176 | 13.4552 | 13.3598 | 43.3225 | 43.2685 | 43.1996 | 42.9288 | 42.6455 | 42.3676 | 42.0892 | 41.813 | 41.536 | 40.1259 | 38.4769 | 36.2894
|  | SWANAGE | CT |  |  |  |  | 13.8806 | 13.8386 | 43.8036 | 43.7535 | 43.6953 | 43.6288 | 43.5525 | 43.4931 | 43.4314 | 43.3689 | 43.2616 | 42.0682 | 40.6588 | 38.9473 | 12.709 | 12.6685 | 42.6352 | 42.5879 | 42.5325 | 42.4689 | 42.278 | 42.0069 | 41.7362 | 41.4699 | 41.2056 | 39.8546 | 38.2864 | 36.4174 | 13.4554 | 13.4147 | 43.3812 | 43.3336 | 43.2779 | 43.0306 | 42.7553 | 42.4833 | 42.2116 | 41.9444 | 41.6791 | 40.3272 | 38.7586 | 36.8893
|  | SWANAGE | LW |  |  |  |  | 13.8803 | 13.7836 | 43.7447 | 43.6883 | 43.624 | 43.5524 | 43.4716 | 43.4045 | 43.3353 | 43.2646 | 43.1234 | 41.8739 | 40.3878 | 38.361 | 12.7088 | 12.6136 | 42.5765 | 42.5229 | 42.4615 | 42.3928 | 42.1683 | 41.8913 | 41.614 | 41.3386 | 41.0626 | 39.6534 | 38.0048 | 35.8176 | 13.4552 | 13.3598 | 43.3225 | 43.2685 | 43.1996 | 42.9288 | 42.6455 | 42.3676 | 42.0892 | 41.813 | 41.536 | 40.1259 | 38.4769 | 36.2894
|  | SWANAGE | ST |  |  |  |  | 13.8928 | 13.891 | 43.8891 | 43.8793 | 43.8694 | 43.8597 | 43.8499 | 43.8392 | 43.8287 | 43.8185 | 43.8084 | 43.7602 | 43.3248 | 42.7704 | 12.7191 | 12.7177 | 42.7161 | 42.7083 | 42.7003 | 42.6924 | 42.6846 | 42.676 | 42.6675 | 42.6593 | 42.5515 | 41.8643 | 41.2017 | 40.5476 | 13.4658 | 13.4644 | 43.4627 | 43.4547 | 43.4464 | 43.4383 | 43.4302 | 43.4214 | 43.3193 | 43.1726 | 43.0289 | 42.3388 | 41.6744 | 41.0201
|  | SWANAGE | FS |  |  |  |  | 13.8923 | 13.8769 | 43.8753 | 43.8732 | 43.8691 | 43.8615 | 43.854 | 43.8416 | 43.8286 | 43.8151 | 43.8012 | 43.7484 | 43.6171 | 43.288 | 12.7185 | 12.7033 | 42.7019 | 42.7001 | 42.6967 | 42.6904 | 42.6841 | 42.6731 | 42.6615 | 42.6495 | 42.6369 | 42.5028 | 41.9196 | 41.225 | 13.4652 | 13.45 | 43.4486 | 43.4468 | 43.4432 | 43.4368 | 43.4303 | 43.4191 | 43.4074 | 43.3951 | 43.3824 | 42.9803 | 42.3949 | 41.6983
MINETY GSP | SWINDON BSP | SWINDON | MINIMUM HEADROOM | SU 12449 86967 | NO | YES | 3.542 | 66.6111 | 66.3725 | 66.2915 | 66.1629 | 65.9975 | 65.8124 | 65.6024 | 65.4301 | 65.0507 | 64.5245 | 63.9944 | 61.3081 | 58.0385 | 53.3331 | 64.87 | 64.6167 | 64.52 | 64.0972 | 63.503 | 62.8892 | 62.2361 | 61.6078 | 60.9817 | 60.3622 | 59.7394 | 56.6258 | 52.9314 | 47.808 | 65.3795 | 65.141 | 65.06 | 64.9477 | 64.4154 | 63.8083 | 63.1623 | 62.5412 | 61.9222 | 61.3096 | 60.6937 | 57.6118 | 53.9489 | 48.8565
|  | SWINDON | CT |  |  |  |  | 66.6111 | 66.5161 | 66.4429 | 66.3331 | 66.1818 | 66.0081 | 65.8075 | 65.6535 | 65.3628 | 64.86 | 64.3612 | 61.826 | 58.7621 | 54.8901 | 64.87 | 64.762 | 64.674 | 64.3284 | 63.7634 | 63.1735 | 62.5416 | 61.9265 | 61.3132 | 60.7177 | 60.1285 | 57.176 | 53.7038 | 49.4282 | 65.3795 | 65.2845 | 65.2113 | 65.1132 | 64.6746 | 64.0913 | 63.4662 | 62.8584 | 62.2522 | 61.6636 | 61.0811 | 58.1596 | 54.7177 | 50.472
|  | SWINDON | LW |  |  |  |  | 66.6119 | 66.3725 | 66.2915 | 66.1629 | 65.9975 | 65.8124 | 65.6024 | 65.4301 | 65.0507 | 64.5245 | 63.9944 | 61.3081 | 58.0385 | 53.3331 | 64.8702 | 64.6167 | 64.52 | 64.0972 | 63.503 | 62.8892 | 62.2361 | 61.6078 | 60.9817 | 60.3622 | 59.7394 | 56.6258 | 52.9314 | 47.808 | 65.3804 | 65.141 | 65.06 | 64.9477 | 64.4154 | 63.8083 | 63.1623 | 62.5412 | 61.9222 | 61.3096 | 60.6937 | 57.6118 | 53.9489 | 48.8565
|  | SWINDON | ST |  |  |  |  | 66.6159 | 66.6159 | 66.6159 | 66.6159 | 66.6159 | 66.6159 | 66.6007 | 66.5784 | 66.5565 | 66.5355 | 66.515 | 66.0943 | 65.0818 | 64.0887 | 64.8922 | 64.8889 | 64.8851 | 64.869 | 64.8525 | 64.8362 | 64.5504 | 64.2357 | 63.9258 | 63.6286 | 63.3388 | 61.9917 | 60.7287 | 59.4898 | 65.3843 | 65.3843 | 65.3843 | 65.3843 | 65.3843 | 65.3843 | 65.3843 | 65.1457 | 64.8403 | 64.5475 | 64.2619 | 62.9347 | 61.6902 | 60.4695
|  | SWINDON | FS |  |  |  |  | 66.6119 | 66.5738 | 66.5729 | 66.5718 | 66.5699 | 66.5668 | 66.5637 | 66.5499 | 66.5347 | 66.5114 | 66.479 | 66.3632 | 66.0394 | 64.8362 | 64.8905 | 64.8504 | 64.8473 | 64.8432 | 64.8357 | 64.8224 | 64.8091 | 64.7837 | 64.757 | 64.5735 | 64.3528 | 63.3241 | 62.1434 | 60.6687 | 65.3803 | 65.3422 | 65.3413 | 65.3402 | 65.3383 | 65.3352 | 65.3321 | 65.3183 | 65.3031 | 65.2865 | 65.2593 | 64.2451 | 63.0779 | 61.6165
BRAMLEY (ANDO-THAT) | THATCHAM BSP | TADLEY | MINIMUM HEADROOM | SU 57753 62717 | NO | NO | 0.32632 | 24.7097 | 24.635 | 24.6059 | 24.564 | 24.5161 | 24.463 | 24.4031 | 24.3542 | 24.304 | 24.2528 | 24.2 | 23.6671 | 22.727 | 21.4018 | 24.2262 | 24.1564 | 24.1328 | 24.1001 | 24.0094 | 23.8359 | 23.6558 | 23.4816 | 23.3079 | 23.1362 | 22.9647 | 22.0955 | 21.0641 | 19.6508 | 24.6262 | 24.5564 | 24.5328 | 24.5001 | 24.4614 | 24.4173 | 24.3665 | 24.2744 | 24.1012 | 23.9298 | 23.7588 | 22.8914 | 21.8619 | 20.4503
|  | TADLEY | CT |  |  |  |  | 24.7098 | 24.6761 | 24.6485 | 24.6097 | 24.5641 | 24.5123 | 24.4528 | 24.4078 | 24.3613 | 24.3145 | 24.2649 | 23.7686 | 22.8607 | 21.7387 | 24.2262 | 24.1972 | 24.1749 | 24.145 | 24.0701 | 23.8996 | 23.7216 | 23.5504 | 23.3805 | 23.2139 | 23.0474 | 22.2014 | 21.2043 | 19.9956 | 24.6262 | 24.5972 | 24.5749 | 24.545 | 24.5085 | 24.4655 | 24.4149 | 24.3432 | 24.1738 | 24.0076 | 23.8414 | 22.9972 | 22.0019 | 20.7949
|  | TADLEY | LW |  |  |  |  | 24.7097 | 24.635 | 24.6059 | 24.564 | 24.5161 | 24.463 | 24.4031 | 24.3542 | 24.304 | 24.2528 | 24.2 | 23.6671 | 22.727 | 21.4018 | 24.2262 | 24.1564 | 24.1328 | 24.1001 | 24.0094 | 23.8359 | 23.6558 | 23.4816 | 23.3079 | 23.1362 | 22.9647 | 22.0955 | 21.0641 | 19.6508 | 24.6262 | 24.5564 | 24.5328 | 24.5001 | 24.4614 | 24.4173 | 24.3665 | 24.2744 | 24.1012 | 23.9298 | 23.7588 | 22.8914 | 21.8619 | 20.4503
|  | TADLEY | ST |  |  |  |  | 24.7182 | 24.7173 | 24.7163 | 24.7103 | 24.7043 | 24.6984 | 24.6927 | 24.6863 | 24.6801 | 24.6741 | 24.6683 | 24.6409 | 24.6153 | 24.4229 | 24.2274 | 24.2274 | 24.2274 | 24.2274 | 24.2274 | 24.2274 | 24.2274 | 24.2274 | 24.1474 | 24.0611 | 23.9777 | 23.585 | 23.2168 | 22.8621 | 24.6274 | 24.6274 | 24.6274 | 24.6274 | 24.6274 | 24.6274 | 24.6274 | 24.6274 | 24.6274 | 24.6274 | 24.6274 | 24.3785 | 24.0114 | 23.6578
|  | TADLEY | FS |  |  |  |  | 24.7179 | 24.7068 | 24.7059 | 24.7048 | 24.7023 | 24.6976 | 24.6929 | 24.6847 | 24.6761 | 24.6672 | 24.6578 | 24.6236 | 24.5326 | 24.3568 | 24.2263 | 24.2157 | 24.2154 | 24.2151 | 24.2146 | 24.2137 | 24.2129 | 24.209 | 24.2048 | 24.2002 | 24.1952 | 23.9383 | 23.5823 | 23.1537 | 24.6263 | 24.6157 | 24.6154 | 24.6151 | 24.6146 | 24.6137 | 24.6129 | 24.609 | 24.6048 | 24.6002 | 24.5952 | 24.5823 | 24.3754 | 23.9477
IVER 132KV | SLOUGH | TAPLOW | MINIMUM HEADROOM | SU 91721 81234 | NO | NO | 0.26737 | 35.108 | 34.9993 | 34.9622 | 34.9108 | 34.85 | 34.78 | 34.6995 | 34.6369 | 34.572 | 34.5054 | 34.4359 | 34.0167 | 32.8893 | 31.0459 | 33.4343 | 33.3256 | 33.2885 | 33.2371 | 33.1763 | 33.1063 | 33.0259 | 32.9632 | 32.8983 | 32.8317 | 32.7622 | 32.3068 | 31.5174 | 29.4485 | 34.1845 | 34.0701 | 34.0269 | 33.965 | 33.8938 | 33.8136 | 33.7229 | 33.6497 | 33.5744 | 33.4977 | 33.4183 | 32.9523 | 31.7794 | 29.731
|  | TAPLOW | CT |  |  |  |  | 35.108 | 35.0628 | 35.0278 | 34.981 | 34.9241 | 34.8574 | 34.7791 | 34.7238 | 34.6652 | 34.6056 | 34.5441 | 34.1612 | 33.1233 | 31.6041 | 33.4343 | 33.3891 | 33.3541 | 33.3074 | 33.2504 | 33.1837 | 33.1054 | 33.0501 | 32.9915 | 32.9319 | 32.8704 | 32.453 | 31.7668 | 30.0265 | 34.1845 | 34.1339 | 34.093 | 34.036 | 33.9687 | 33.892 | 33.8038 | 33.7378 | 33.6688 | 33.5991 | 33.5278 | 33.0989 | 32.0273 | 30.3072
|  | TAPLOW | LW |  |  |  |  | 35.1089 | 34.9993 | 34.9622 | 34.9108 | 34.85 | 34.78 | 34.6995 | 34.6369 | 34.572 | 34.5054 | 34.4359 | 34.0167 | 32.8893 | 31.0459 | 33.4352 | 33.3256 | 33.2885 | 33.2371 | 33.1763 | 33.1063 | 33.0259 | 32.9632 | 32.8983 | 32.8317 | 32.7622 | 32.3068 | 31.5174 | 29.4485 | 34.1853 | 34.0701 | 34.0269 | 33.965 | 33.8938 | 33.8136 | 33.7229 | 33.6497 | 33.5744 | 33.4977 | 33.4183 | 32.9523 | 31.7794 | 29.731
|  | TAPLOW | ST |  |  |  |  | 35.1116 | 35.1116 | 35.1116 | 35.1116 | 35.1116 | 35.1116 | 35.1116 | 35.1116 | 35.1116 | 35.1116 | 35.1116 | 35.1116 | 35.1091 | 35.1048 | 33.4379 | 33.4379 | 33.4379 | 33.4379 | 33.4379 | 33.4379 | 33.4379 | 33.4379 | 33.4379 | 33.4379 | 33.4379 | 33.4379 | 33.428 | 33.4012 | 34.1962 | 34.1952 | 34.1941 | 34.1873 | 34.1803 | 34.1737 | 34.1671 | 34.1599 | 34.1529 | 34.1462 | 34.1397 | 34.1095 | 34.0789 | 34.0479
|  | TAPLOW | FS |  |  |  |  | 35.1099 | 35.0939 | 35.0935 | 35.093 | 35.0922 | 35.0909 | 35.0896 | 35.0838 | 35.0774 | 35.0704 | 35.0628 | 35.0433 | 34.9356 | 34.6982 | 33.4362 | 33.4202 | 33.4198 | 33.4193 | 33.4185 | 33.4172 | 33.4159 | 33.4101 | 33.4037 | 33.3967 | 33.3891 | 33.3696 | 33.2619 | 33.0245 | 34.1955 | 34.1788 | 34.1778 | 34.1763 | 34.1733 | 34.1676 | 34.162 | 34.1512 | 34.1399 | 34.128 | 34.1155 | 34.0721 | 33.9423 | 33.684
MANNINGTON GSP | SHAFTESBURY BSP | TARRANT RUSHTON | MINIMUM HEADROOM | ST 94510 07307 | NO | YES | 0.035789 | 6.7482 | 6.7364 | 6.7324 | 6.7269 | 6.7203 | 6.7129 | 6.7042 | 6.6975 | 6.6905 | 6.6833 | 6.6758 | 6.6298 | 6.5559 | 6.413 | 6.2043 | 6.1606 | 6.1183 | 6.0609 | 5.9969 | 5.9282 | 5.8507 | 5.7753 | 5.7006 | 5.6282 | 5.5549 | 5.234 | 4.902 | 4.5017 | 6.6484 | 6.6001 | 6.552 | 6.4828 | 6.4057 | 6.323 | 6.23 | 6.1389 | 6.0488 | 5.9616 | 5.8734 | 5.49 | 5.0993 | 4.6405
|  | TARRANT RUSHTON | CT |  |  |  |  | 6.7482 | 6.7434 | 6.7397 | 6.7348 | 6.7287 | 6.7216 | 6.7132 | 6.7072 | 6.701 | 6.6946 | 6.688 | 6.6464 | 6.5781 | 6.4705 | 6.208 | 6.1764 | 6.1403 | 6.0886 | 6.0301 | 5.9654 | 5.8919 | 5.8158 | 5.7404 | 5.6695 | 5.6008 | 5.2991 | 4.9976 | 4.6571 | 6.6526 | 6.6171 | 6.5764 | 6.5149 | 6.4446 | 6.3668 | 6.2784 | 6.1864 | 6.0953 | 6.0097 | 5.927 | 5.5661 | 5.2117 | 4.8182
|  | TARRANT RUSHTON | LW |  |  |  |  | 6.7482 | 6.7364 | 6.7324 | 6.7269 | 6.7203 | 6.7129 | 6.7042 | 6.6975 | 6.6905 | 6.6833 | 6.6758 | 6.6298 | 6.5559 | 6.413 | 6.2043 | 6.1606 | 6.1183 | 6.0609 | 5.9969 | 5.9282 | 5.8507 | 5.7753 | 5.7006 | 5.6282 | 5.5549 | 5.234 | 4.902 | 4.5017 | 6.6484 | 6.6001 | 6.552 | 6.4828 | 6.4057 | 6.323 | 6.23 | 6.1389 | 6.0488 | 5.9616 | 5.8734 | 5.49 | 5.0993 | 4.6405
|  | TARRANT RUSHTON | ST |  |  |  |  | 6.7484 | 6.7484 | 6.7484 | 6.7484 | 6.7484 | 6.7484 | 6.7484 | 6.7484 | 6.7484 | 6.7484 | 6.7484 | 6.7484 | 6.7484 | 6.7484 | 6.2279 | 6.2128 | 6.1963 | 6.1668 | 6.1351 | 6.1017 | 6.0663 | 6.0274 | 5.9887 | 5.9525 | 5.9172 | 5.7587 | 5.6167 | 5.4743 | 6.6753 | 6.6581 | 6.6392 | 6.6054 | 6.5689 | 6.5279 | 6.4845 | 6.4368 | 6.3893 | 6.3448 | 6.3015 | 6.1069 | 5.9327 | 5.7579
|  | TARRANT RUSHTON | FS |  |  |  |  | 6.7482 | 6.7464 | 6.7464 | 6.7463 | 6.7462 | 6.7461 | 6.7459 | 6.7453 | 6.7445 | 6.7437 | 6.7429 | 6.7406 | 6.7283 | 6.701 | 6.2372 | 6.2277 | 6.2192 | 6.2095 | 6.1981 | 6.1829 | 6.1677 | 6.1504 | 6.1323 | 6.1142 | 6.0954 | 6.0084 | 5.9205 | 5.8166 | 6.686 | 6.6754 | 6.6657 | 6.6546 | 6.6416 | 6.6242 | 6.6068 | 6.5871 | 6.5664 | 6.5443 | 6.5214 | 6.4152 | 6.3101 | 6.1888
MANNINGTON GSP | SALISBURY | TEFFONT | MINIMUM HEADROOM | ST 99837 30994 | NO | YES | 0.14842 | 4.8422 | 4.8222 | 4.8127 | 4.7985 | 4.7827 | 4.7655 | 4.7466 | 4.7301 | 4.7131 | 4.6961 | 4.6787 | 4.5814 | 4.4448 | 4.2106 | 5.1833 | 5.1433 | 5.1125 | 5.0631 | 5.0109 | 4.9575 | 4.9015 | 4.8461 | 4.7907 | 4.7363 | 4.6818 | 4.409 | 4.0987 | 3.6917 | 5.5275 | 5.4906 | 5.463 | 5.419 | 5.3723 | 5.3245 | 5.2742 | 5.2247 | 5.1751 | 5.1264 | 5.0776 | 4.8277 | 4.5166 | 4.1089
|  | TEFFONT | CT |  |  |  |  | 4.8423 | 4.8324 | 4.8236 | 4.8105 | 4.7957 | 4.7795 | 4.7613 | 4.7459 | 4.7302 | 4.7145 | 4.6987 | 4.6094 | 4.483 | 4.3017 | 5.1842 | 5.1557 | 5.1263 | 5.0788 | 5.0284 | 4.9775 | 4.9229 | 4.8687 | 4.8146 | 4.7615 | 4.7093 | 4.4492 | 4.1553 | 3.8082 | 5.5283 | 5.5027 | 5.4764 | 5.4341 | 5.3891 | 5.3436 | 5.2945 | 5.2463 | 5.198 | 5.1506 | 5.104 | 4.8679 | 4.5733 | 4.2255
|  | TEFFONT | LW |  |  |  |  | 4.8422 | 4.8222 | 4.8127 | 4.7985 | 4.7827 | 4.7655 | 4.7466 | 4.7301 | 4.7131 | 4.6961 | 4.6787 | 4.5814 | 4.4448 | 4.2106 | 5.1833 | 5.1433 | 5.1125 | 5.0631 | 5.0109 | 4.9575 | 4.9015 | 4.8461 | 4.7907 | 4.7363 | 4.6818 | 4.409 | 4.0987 | 3.6917 | 5.5275 | 5.4906 | 5.463 | 5.419 | 5.3723 | 5.3245 | 5.2742 | 5.2247 | 5.1751 | 5.1264 | 5.0776 | 4.8277 | 4.5166 | 4.1089
|  | TEFFONT | ST |  |  |  |  | 4.8471 | 4.8463 | 4.8452 | 4.8409 | 4.8365 | 4.8322 | 4.8278 | 4.823 | 4.8182 | 4.8136 | 4.809 | 4.7877 | 4.7674 | 4.7475 | 5.2131 | 5.2079 | 5.2009 | 5.1739 | 5.146 | 5.1188 | 5.0912 | 5.0606 | 5.0304 | 5.0014 | 4.9729 | 4.8381 | 4.7104 | 4.5851 | 5.5535 | 5.549 | 5.5429 | 5.5193 | 5.4951 | 5.4714 | 5.4473 | 5.4206 | 5.3943 | 5.3691 | 5.3442 | 5.2267 | 5.1155 | 5.0038
|  | TEFFONT | FS |  |  |  |  | 4.8474 | 4.8443 | 4.8438 | 4.8427 | 4.8411 | 4.8381 | 4.8352 | 4.8311 | 4.827 | 4.8228 | 4.8185 | 4.8003 | 4.7689 | 4.7163 | 5.2162 | 5.2104 | 5.207 | 5.2011 | 5.1913 | 5.1738 | 5.1563 | 5.1357 | 5.1151 | 5.0944 | 5.0738 | 4.9757 | 4.8694 | 4.7419 | 5.5562 | 5.5508 | 5.5479 | 5.5427 | 5.5342 | 5.5188 | 5.5035 | 5.4855 | 5.4674 | 5.4493 | 5.4311 | 5.3452 | 5.2504 | 5.1343
BRAMLEY (FLEE) | MAIDENHEAD BSP | TEMPLE FARM | MINIMUM HEADROOM | SU 84178 83872 | YES | YES | 1.0611 | 3.5772 | 3.5627 | 3.5528 | 3.5377 | 3.5221 | 3.5058 | 3.489 | 3.4733 | 3.4577 | 3.4422 | 3.4267 | 3.3493 | 3.2526 | 3.1158 | 3.6441 | 3.6355 | 3.6326 | 3.6286 | 3.6238 | 3.6184 | 3.6123 | 3.6076 | 3.6027 | 3.5977 | 3.5925 | 3.5618 | 3.5142 | 3.4239 | 3.802 | 3.7934 | 3.7905 | 3.7865 | 3.7817 | 3.7763 | 3.7702 | 3.7654 | 3.7606 | 3.7556 | 3.7504 | 3.7197 | 3.6515 | 3.4948
|  | TEMPLE FARM | CT |  |  |  |  | 3.5772 | 3.5677 | 3.5587 | 3.5439 | 3.5286 | 3.513 | 3.4963 | 3.4811 | 3.466 | 3.451 | 3.4361 | 3.3614 | 3.2684 | 3.1536 | 3.6441 | 3.6405 | 3.6378 | 3.6341 | 3.6296 | 3.6244 | 3.6183 | 3.6141 | 3.6097 | 3.6052 | 3.6007 | 3.5726 | 3.5286 | 3.4605 | 3.802 | 3.7984 | 3.7957 | 3.792 | 3.7875 | 3.7823 | 3.7762 | 3.772 | 3.7676 | 3.7631 | 3.7585 | 3.7305 | 3.6679 | 3.5331
|  | TEMPLE FARM | LW |  |  |  |  | 3.5772 | 3.5627 | 3.5528 | 3.5377 | 3.5221 | 3.5058 | 3.489 | 3.4733 | 3.4577 | 3.4422 | 3.4267 | 3.3493 | 3.2526 | 3.1158 | 3.6441 | 3.6355 | 3.6326 | 3.6286 | 3.6238 | 3.6184 | 3.6123 | 3.6076 | 3.6027 | 3.5977 | 3.5925 | 3.5618 | 3.5142 | 3.4239 | 3.802 | 3.7934 | 3.7905 | 3.7865 | 3.7817 | 3.7763 | 3.7702 | 3.7654 | 3.7606 | 3.7556 | 3.7504 | 3.7197 | 3.6515 | 3.4948
|  | TEMPLE FARM | ST |  |  |  |  | 3.5857 | 3.5848 | 3.5839 | 3.5767 | 3.5695 | 3.5627 | 3.5561 | 3.5485 | 3.5411 | 3.5339 | 3.5275 | 3.4977 | 3.47 | 3.4439 | 3.6442 | 3.6442 | 3.6442 | 3.6442 | 3.6442 | 3.6442 | 3.6442 | 3.6442 | 3.6442 | 3.6442 | 3.6442 | 3.6442 | 3.6442 | 3.6442 | 3.8021 | 3.8021 | 3.8021 | 3.8021 | 3.8021 | 3.8021 | 3.8021 | 3.8021 | 3.8021 | 3.8021 | 3.8021 | 3.8021 | 3.8021 | 3.8021
|  | TEMPLE FARM | FS |  |  |  |  | 3.5885 | 3.5872 | 3.5869 | 3.5864 | 3.5842 | 3.5795 | 3.5748 | 3.5693 | 3.5631 | 3.5569 | 3.5507 | 3.5234 | 3.4933 | 3.456 | 3.6441 | 3.643 | 3.6429 | 3.6429 | 3.6428 | 3.6427 | 3.6427 | 3.6422 | 3.6418 | 3.6413 | 3.6408 | 3.6394 | 3.6318 | 3.6154 | 3.802 | 3.8009 | 3.8008 | 3.8008 | 3.8007 | 3.8006 | 3.8005 | 3.8001 | 3.7997 | 3.7992 | 3.7986 | 3.7973 | 3.7897 | 3.7733
MELKSHAM GSP | CHIPPENHAM | TETBURY | MINIMUM HEADROOM | ST 89708 93444 | NO | YES | 0.30632 | 9.4018 | 9.3575 | 9.3422 | 9.3211 | 9.2961 | 9.2666 | 9.2328 | 9.2063 | 9.1787 | 9.1504 | 9.1208 | 8.9412 | 8.2318 | 7.2048 | 8.5352 | 8.4243 | 8.3341 | 8.1935 | 8.0458 | 7.8914 | 7.7286 | 7.5701 | 7.4118 | 7.2557 | 7.0997 | 6.3377 | 5.4741 | 4.3563 | 9.1554 | 9.0533 | 8.9731 | 8.8484 | 8.7171 | 8.5794 | 8.4337 | 8.2928 | 8.1453 | 7.9912 | 7.837 | 7.0713 | 6.2009 | 5.0765
|  | TETBURY | CT |  |  |  |  | 9.4018 | 9.3826 | 9.3676 | 9.3478 | 9.3237 | 9.2955 | 9.2625 | 9.2389 | 9.2142 | 9.1882 | 9.1613 | 8.9938 | 8.3613 | 7.4806 | 8.5379 | 8.4574 | 8.3738 | 8.2391 | 8.0969 | 7.9482 | 7.7898 | 7.6324 | 7.4761 | 7.3232 | 7.1726 | 6.4378 | 5.6147 | 4.6465 | 9.1577 | 9.0854 | 9.0109 | 8.8915 | 8.765 | 8.6325 | 8.4907 | 8.3512 | 8.2092 | 8.0582 | 7.9094 | 7.172 | 6.3424 | 5.3677
|  | TETBURY | LW |  |  |  |  | 9.4026 | 9.3575 | 9.3422 | 9.3211 | 9.2961 | 9.2666 | 9.2328 | 9.2063 | 9.1787 | 9.1504 | 9.1208 | 8.9412 | 8.2318 | 7.2048 | 8.5352 | 8.4243 | 8.3341 | 8.1935 | 8.0458 | 7.8914 | 7.7286 | 7.5701 | 7.4118 | 7.2557 | 7.0997 | 6.3377 | 5.4741 | 4.3563 | 9.1554 | 9.0533 | 8.9731 | 8.8484 | 8.7171 | 8.5794 | 8.4337 | 8.2928 | 8.1453 | 7.9912 | 7.837 | 7.0713 | 6.2009 | 5.0765
|  | TETBURY | ST |  |  |  |  | 9.4042 | 9.4042 | 9.4042 | 9.4042 | 9.4042 | 9.4042 | 9.4042 | 9.4042 | 9.4042 | 9.4042 | 9.4042 | 9.4042 | 9.4042 | 9.4 | 8.618 | 8.6005 | 8.5806 | 8.5056 | 8.4281 | 8.3519 | 8.2742 | 8.1888 | 8.1047 | 8.0235 | 7.9444 | 7.5764 | 7.2295 | 6.8856 | 9.2274 | 9.2123 | 9.195 | 9.1299 | 9.0628 | 8.9967 | 8.9294 | 8.8555 | 8.7825 | 8.7122 | 8.6437 | 8.3109 | 7.9683 | 7.6203
|  | TETBURY | FS |  |  |  |  | 9.4035 | 9.3965 | 9.3963 | 9.3961 | 9.3958 | 9.3952 | 9.3947 | 9.3921 | 9.3893 | 9.3863 | 9.383 | 9.3745 | 9.3275 | 9.2235 | 8.6314 | 8.6139 | 8.6028 | 8.5879 | 8.5612 | 8.5138 | 8.4666 | 8.4114 | 8.3553 | 8.2992 | 8.2421 | 7.9737 | 7.685 | 7.3451 | 9.2389 | 9.2228 | 9.2132 | 9.2003 | 9.177 | 9.1359 | 9.0949 | 9.0468 | 8.9978 | 8.9487 | 8.8988 | 8.6651 | 8.4086 | 8.0803
BRAMLEY (ANDO-THAT) | THATCHAM BSP | THATCHAM | MINIMUM HEADROOM | SU 52758 66466 | NO | NO | 25.059 | 13.0744 | 12.9241 | 12.873 | 12.8021 | 12.7182 | 12.6223 | 12.5114 | 12.4251 | 12.3353 | 12.2428 | 12.146 | 11.5497 | 9.7191 | 6.7913 | 11.6113 | 11.461 | 11.4098 | 11.3389 | 11.2551 | 11.1591 | 11.0483 | 10.681 | 10.3134 | 9.9491 | 9.5845 | 7.6977 | 5.4314 | 2.3057 | 12.6008 | 12.4505 | 12.3993 | 12.1029 | 11.7619 | 11.4159 | 11.056 | 10.7086 | 10.3621 | 10.0184 | 9.6691 | 7.82 | 5.592 | 2.5035
|  | THATCHAM | CT |  |  |  |  | 13.0744 | 13.0135 | 12.9666 | 12.9028 | 12.8249 | 12.7331 | 12.6249 | 12.5484 | 12.4679 | 12.3858 | 12.3007 | 11.7632 | 10.0556 | 7.5975 | 11.6113 | 11.5503 | 11.5035 | 11.4396 | 11.3618 | 11.27 | 11.1618 | 10.8289 | 10.4698 | 10.1167 | 9.7657 | 7.9501 | 5.7765 | 3.1222 | 12.6008 | 12.5398 | 12.4929 | 12.2172 | 11.8863 | 11.547 | 11.1931 | 10.8546 | 10.5167 | 10.1842 | 9.8496 | 8.0713 | 5.9355 | 3.3181
|  | THATCHAM | LW |  |  |  |  | 13.0753 | 12.9241 | 12.873 | 12.8021 | 12.7182 | 12.6223 | 12.5114 | 12.4251 | 12.3353 | 12.2428 | 12.146 | 11.5497 | 9.7191 | 6.7913 | 11.6122 | 11.461 | 11.4098 | 11.3389 | 11.2551 | 11.1591 | 11.0483 | 10.681 | 10.3134 | 9.9491 | 9.5845 | 7.6977 | 5.4314 | 2.3057 | 12.6017 | 12.4505 | 12.3993 | 12.1029 | 11.7619 | 11.4159 | 11.056 | 10.7086 | 10.3621 | 10.0184 | 9.6691 | 7.82 | 5.592 | 2.5035
|  | THATCHAM | ST |  |  |  |  | 13.0778 | 13.0778 | 13.0778 | 13.0778 | 13.0778 | 13.0778 | 13.0778 | 13.0778 | 13.0778 | 13.0778 | 13.0778 | 13.0778 | 13.0778 | 13.0778 | 11.6147 | 11.6147 | 11.6147 | 11.6147 | 11.6147 | 11.6147 | 11.6147 | 11.6147 | 11.6147 | 11.6147 | 11.6147 | 10.8712 | 10.0626 | 9.2765 | 12.6042 | 12.6042 | 12.6042 | 12.6042 | 12.6042 | 12.5703 | 12.4064 | 12.2285 | 12.0541 | 11.8843 | 11.7188 | 10.9339 | 10.1605 | 9.3974
|  | THATCHAM | FS |  |  |  |  | 13.0754 | 13.0518 | 13.0513 | 13.0506 | 13.0494 | 13.0475 | 13.0456 | 13.037 | 13.0276 | 13.0173 | 13.0062 | 12.9775 | 12.8183 | 12.4658 | 11.6122 | 11.5887 | 11.5881 | 11.5874 | 11.5862 | 11.5843 | 11.5824 | 11.5739 | 11.5645 | 11.5542 | 11.543 | 11.5144 | 10.7882 | 9.8263 | 12.6017 | 12.5781 | 12.5776 | 12.5769 | 12.5757 | 12.5738 | 12.5719 | 12.5633 | 12.5014 | 12.3649 | 12.2274 | 11.5819 | 10.8375 | 9.9132
NORTH HYDE GSP | NORTH HYDE 22kV | THE GREEN | MINIMUM HEADROOM | TQ 12414 79503 | NO | NO | 0.24632 | 14.9373 | 14.9076 | 14.8975 | 14.8835 | 14.867 | 14.8473 | 14.8194 | 14.7867 | 14.7527 | 14.7182 | 14.6822 | 14.3332 | 13.4324 | 12.1753 | 14.5293 | 14.4952 | 14.4803 | 14.4588 | 14.4343 | 14.4064 | 14.3675 | 14.306 | 14.2434 | 14.1432 | 13.9702 | 12.9533 | 11.7637 | 10.3189 | 14.8636 | 14.8339 | 14.8238 | 14.8098 | 14.7933 | 14.7736 | 14.7505 | 14.7322 | 14.7125 | 14.692 | 14.6703 | 13.7723 | 12.6064 | 11.1856
|  | THE GREEN | CT |  |  |  |  | 14.9375 | 14.9289 | 14.9222 | 14.9132 | 14.9023 | 14.8884 | 14.8703 | 14.8434 | 14.8152 | 14.7867 | 14.7576 | 14.4885 | 13.6791 | 12.616 | 14.5297 | 14.5171 | 14.506 | 14.4899 | 14.4714 | 14.4495 | 14.424 | 14.3697 | 14.3125 | 14.2445 | 14.082 | 13.1381 | 12.0338 | 10.7886 | 14.8638 | 14.8552 | 14.8485 | 14.8395 | 14.8286 | 14.8147 | 14.7977 | 14.7854 | 14.7717 | 14.7572 | 14.7419 | 13.955 | 12.8735 | 11.6514
|  | THE GREEN | LW |  |  |  |  | 14.9374 | 14.9076 | 14.8975 | 14.8835 | 14.867 | 14.8473 | 14.8194 | 14.7867 | 14.7527 | 14.7182 | 14.6822 | 14.3332 | 13.4324 | 12.1753 | 14.5293 | 14.4952 | 14.4803 | 14.4588 | 14.4343 | 14.4064 | 14.3675 | 14.306 | 14.2434 | 14.1432 | 13.9702 | 12.9533 | 11.7637 | 10.3189 | 14.8637 | 14.8339 | 14.8238 | 14.8098 | 14.7933 | 14.7736 | 14.7505 | 14.7322 | 14.7125 | 14.692 | 14.6703 | 13.7723 | 12.6064 | 11.1856
|  | THE GREEN | ST |  |  |  |  | 14.9379 | 14.9379 | 14.9379 | 14.9379 | 14.9379 | 14.9379 | 14.9379 | 14.9379 | 14.9379 | 14.9379 | 14.9332 | 14.8908 | 14.8496 | 14.6458 | 14.5343 | 14.5328 | 14.5311 | 14.5263 | 14.5214 | 14.5162 | 14.511 | 14.5052 | 14.4995 | 14.4938 | 14.4817 | 14.3207 | 13.8468 | 13.252 | 14.8642 | 14.8642 | 14.8642 | 14.8642 | 14.8642 | 14.8642 | 14.8642 | 14.8642 | 14.8642 | 14.8642 | 14.8642 | 14.8642 | 14.5995 | 14.0719
|  | THE GREEN | FS |  |  |  |  | 14.9373 | 14.9315 | 14.9314 | 14.9312 | 14.9309 | 14.9304 | 14.93 | 14.9279 | 14.9256 | 14.923 | 14.9203 | 14.9133 | 14.849 | 14.7292 | 14.5342 | 14.5275 | 14.5264 | 14.525 | 14.5228 | 14.5193 | 14.5158 | 14.5103 | 14.5046 | 14.4986 | 14.4924 | 14.4685 | 14.3596 | 14.1222 | 14.8636 | 14.8578 | 14.8577 | 14.8575 | 14.8572 | 14.8568 | 14.8563 | 14.8542 | 14.8519 | 14.8494 | 14.8466 | 14.8396 | 14.7989 | 14.7064
BRAMLEY (FLEE) | READING TOWN BSP | THE MALL | MINIMUM HEADROOM | SU 71319 73293 | NO | YES | 0.030526 | 32.1467 | 32.0825 | 32.0548 | 32.0152 | 31.9699 | 31.9194 | 31.8622 | 31.814 | 31.7643 | 31.7138 | 31.6615 | 31.3614 | 30.9132 | 30.1007 | 27.4317 | 27.3701 | 27.3455 | 27.3107 | 27.2704 | 27.2251 | 27.1734 | 27.1307 | 27.0865 | 27.0414 | 26.9945 | 26.7189 | 26.292 | 25.5006 | 31.0159 | 30.959 | 30.9397 | 30.913 | 30.8814 | 30.845 | 30.8027 | 30.7697 | 30.7351 | 30.6993 | 30.6618 | 29.7508 | 28.4881 | 26.8652
|  | THE MALL | CT |  |  |  |  | 32.1472 | 32.1189 | 32.0947 | 32.0601 | 32.0199 | 31.9738 | 31.9207 | 31.8777 | 31.8333 | 31.7887 | 31.7432 | 31.4768 | 31.0729 | 30.466 | 27.432 | 27.4062 | 27.3848 | 27.3547 | 27.3192 | 27.2781 | 27.2302 | 27.193 | 27.1541 | 27.1149 | 27.0746 | 26.8321 | 26.4487 | 25.8618 | 31.0159 | 30.9944 | 30.9778 | 30.9555 | 30.9282 | 30.8956 | 30.8569 | 30.8294 | 30.8003 | 30.7703 | 30.7391 | 29.9443 | 28.7661 | 27.3882
|  | THE MALL | LW |  |  |  |  | 32.1467 | 32.0825 | 32.0548 | 32.0152 | 31.9699 | 31.9194 | 31.8622 | 31.814 | 31.7643 | 31.7138 | 31.6615 | 31.3614 | 30.9132 | 30.1007 | 27.4317 | 27.3701 | 27.3455 | 27.3107 | 27.2704 | 27.2251 | 27.1734 | 27.1307 | 27.0865 | 27.0414 | 26.9945 | 26.7189 | 26.292 | 25.5006 | 31.0159 | 30.959 | 30.9397 | 30.913 | 30.8814 | 30.845 | 30.8027 | 30.7697 | 30.7351 | 30.6993 | 30.6618 | 29.7508 | 28.4881 | 26.8652
|  | THE MALL | ST |  |  |  |  | 32.1558 | 32.1533 | 32.1506 | 32.1425 | 32.1342 | 32.1257 | 32.117 | 32.1075 | 32.098 | 32.0889 | 32.0799 | 32.038 | 31.9982 | 31.9587 | 27.4378 | 27.4363 | 27.4346 | 27.4294 | 27.4241 | 27.4187 | 27.4132 | 27.4072 | 27.4012 | 27.3954 | 27.3897 | 27.3631 | 27.338 | 27.3129 | 31.0168 | 31.0168 | 31.0168 | 31.0168 | 31.0168 | 31.0168 | 31.0168 | 31.0168 | 31.0168 | 31.0168 | 31.0168 | 31.0168 | 30.9845 | 30.4597
|  | THE MALL | FS |  |  |  |  | 32.1561 | 32.1453 | 32.1436 | 32.1414 | 32.138 | 32.1322 | 32.1265 | 32.1176 | 32.1083 | 32.0986 | 32.0886 | 32.0498 | 31.9601 | 31.7918 | 27.4377 | 27.4274 | 27.4262 | 27.4248 | 27.4224 | 27.4185 | 27.4146 | 27.4077 | 27.4004 | 27.3928 | 27.3848 | 27.3561 | 27.2759 | 27.1172 | 31.0159 | 31.0065 | 31.0063 | 31.006 | 31.0056 | 31.0048 | 31.0041 | 31.0007 | 30.9969 | 30.9929 | 30.9884 | 30.9771 | 30.9134 | 30.7712
BRAMLEY (FLEE) | BURGHFIELD RESERVE | THEALE | MINIMUM HEADROOM | SU 64755 71015 | NO | NO | 2.3747 | 24.1759 | 24.1528 | 24.1419 | 24.1264 | 24.0963 | 24.0003 | 23.8947 | 23.7919 | 23.6898 | 23.59 | 23.4894 | 23.0293 | 22.5335 | 21.9235 | 23.866 | 23.8466 | 23.84 | 23.8309 | 23.8202 | 23.8078 | 23.7936 | 23.7825 | 23.7709 | 23.759 | 23.7465 | 23.6698 | 23.5458 | 23.3053 | 24.2134 | 24.194 | 24.1874 | 24.1783 | 24.1675 | 24.1552 | 24.141 | 24.1299 | 24.1183 | 24.1063 | 24.0938 | 24.0172 | 23.8932 | 23.6526
|  | THEALE | CT |  |  |  |  | 24.1763 | 24.1653 | 24.1556 | 24.1417 | 24.1255 | 24.0472 | 23.946 | 23.8431 | 23.7409 | 23.6442 | 23.5492 | 23.1122 | 22.6535 | 22.1303 | 23.866 | 23.8583 | 23.8523 | 23.8444 | 23.8346 | 23.823 | 23.8094 | 23.7998 | 23.7896 | 23.7792 | 23.7685 | 23.7 | 23.5867 | 23.4073 | 24.2134 | 24.2056 | 24.1997 | 24.1917 | 24.182 | 24.1704 | 24.1568 | 24.1471 | 24.137 | 24.1266 | 24.1158 | 24.0474 | 23.934 | 23.7546
|  | THEALE | LW |  |  |  |  | 24.1759 | 24.1528 | 24.1419 | 24.1264 | 24.0963 | 24.0003 | 23.8947 | 23.7919 | 23.6898 | 23.59 | 23.4894 | 23.0293 | 22.5335 | 21.9235 | 23.866 | 23.8466 | 23.84 | 23.8309 | 23.8202 | 23.8078 | 23.7936 | 23.7825 | 23.7709 | 23.759 | 23.7465 | 23.6698 | 23.5458 | 23.3053 | 24.2134 | 24.194 | 24.1874 | 24.1783 | 24.1675 | 24.1552 | 24.141 | 24.1299 | 24.1183 | 24.1063 | 24.0938 | 24.0172 | 23.8932 | 23.6526
|  | THEALE | ST |  |  |  |  | 24.1797 | 24.1782 | 24.1766 | 24.1728 | 24.1688 | 24.1646 | 24.1604 | 24.1512 | 24.0966 | 24.0448 | 23.9941 | 23.7621 | 23.5477 | 23.3334 | 23.8663 | 23.8663 | 23.8663 | 23.8663 | 23.8663 | 23.8663 | 23.8663 | 23.8663 | 23.8663 | 23.8663 | 23.8663 | 23.8663 | 23.8663 | 23.8663 | 24.2137 | 24.2137 | 24.2137 | 24.2137 | 24.2137 | 24.2137 | 24.2137 | 24.2137 | 24.2137 | 24.2137 | 24.2137 | 24.2137 | 24.2137 | 24.2137
|  | THEALE | FS |  |  |  |  | 24.1803 | 24.1764 | 24.1754 | 24.1743 | 24.1727 | 24.1703 | 24.1679 | 24.1644 | 24.1607 | 24.1569 | 24.153 | 24.0743 | 23.9232 | 23.7465 | 23.866 | 23.8629 | 23.8629 | 23.8628 | 23.8626 | 23.8624 | 23.8621 | 23.861 | 23.8598 | 23.8585 | 23.857 | 23.8533 | 23.8326 | 23.7867 | 24.2134 | 24.2103 | 24.2102 | 24.2101 | 24.21 | 24.2097 | 24.2095 | 24.2084 | 24.2072 | 24.2058 | 24.2044 | 24.2007 | 24.18 | 24.1341
MELKSHAM GSP | ANDOVER BSP | THRUXTON | MINIMUM HEADROOM | SU 29134 45674 | NO | YES | 19.2737 | -11.2196 | -11.2413 | -11.2501 | -11.2619 | -11.2758 | -11.3104 | -11.3803 | -11.4492 | -11.5173 | -11.5846 | -11.6519 | -11.9857 | -12.3866 | -12.9242 | -13.3312 | -13.3888 | -13.4356 | -13.5078 | -13.5849 | -13.6639 | -13.7477 | -13.8309 | -13.9131 | -13.994 | -14.0748 | -14.4706 | -14.9193 | -15.4998 | -13.3298 | -13.3873 | -13.434 | -13.5059 | -13.5829 | -13.6617 | -13.7453 | -13.8283 | -13.9102 | -13.9909 | -14.0716 | -14.4665 | -14.9143 | -15.494
|  | THRUXTON | CT |  |  |  |  | -11.2196 | -11.2309 | -11.2401 | -11.2517 | -11.2657 | -11.287 | -11.3577 | -11.426 | -11.4944 | -11.5618 | -11.6284 | -11.9564 | -12.344 | -12.8132 | -13.331 | -13.373 | -13.4164 | -13.4857 | -13.5592 | -13.6368 | -13.7212 | -13.8039 | -13.8864 | -13.9676 | -14.0475 | -14.4356 | -14.8709 | -15.3814 | -13.3296 | -13.3714 | -13.4148 | -13.4839 | -13.5573 | -13.6347 | -13.7188 | -13.8013 | -13.8837 | -13.9646 | -14.0443 | -14.4315 | -14.8661 | -15.3756
|  | THRUXTON | LW |  |  |  |  | -11.217 | -11.2413 | -11.2501 | -11.2619 | -11.2758 | -11.3104 | -11.3803 | -11.4492 | -11.5173 | -11.5846 | -11.6519 | -11.9857 | -12.3866 | -12.9242 | -13.3312 | -13.3888 | -13.4356 | -13.5078 | -13.5849 | -13.6639 | -13.7477 | -13.8309 | -13.9131 | -13.994 | -14.0748 | -14.4706 | -14.9193 | -15.4998 | -13.3298 | -13.3873 | -13.434 | -13.5059 | -13.5829 | -13.6617 | -13.7453 | -13.8283 | -13.9102 | -13.9909 | -14.0716 | -14.4665 | -14.9143 | -15.494
|  | THRUXTON | ST |  |  |  |  | -11.2158 | -11.2158 | -11.2158 | -11.2158 | -11.2158 | -11.2158 | -11.2158 | -11.2158 | -11.2158 | -11.2362 | -11.269 | -11.4177 | -11.5555 | -11.6918 | -13.2878 | -13.2972 | -13.3083 | -13.3456 | -13.3845 | -13.4232 | -13.4631 | -13.5064 | -13.549 | -13.5901 | -13.6314 | -13.8185 | -13.9919 | -14.1633 | -13.2865 | -13.2959 | -13.3069 | -13.3441 | -13.3829 | -13.4215 | -13.4612 | -13.5044 | -13.5469 | -13.5879 | -13.629 | -13.8156 | -13.9885 | -14.1594
|  | THRUXTON | FS |  |  |  |  | -11.2162 | -11.2197 | -11.2198 | -11.2199 | -11.2201 | -11.2204 | -11.2207 | -11.222 | -11.2234 | -11.225 | -11.2267 | -11.2516 | -11.3667 | -11.5085 | -13.2815 | -13.2905 | -13.2961 | -13.3037 | -13.3176 | -13.3408 | -13.363 | -13.3903 | -13.4176 | -13.4458 | -13.4741 | -13.6056 | -13.7449 | -13.9103 | -13.2802 | -13.2892 | -13.2948 | -13.3024 | -13.3162 | -13.3393 | -13.3615 | -13.3887 | -13.4159 | -13.444 | -13.4722 | -13.6033 | -13.7423 | -13.9074
MELKSHAM GSP | WEST GRAFTON | TIDWORTH | MINIMUM HEADROOM | SU 24088 49593 | NO | YES | 0.096842 | 17.4228 | 17.2664 | 17.1468 | 16.9768 | 16.7889 | 16.5873 | 16.364 | 16.1528 | 15.9425 | 15.7349 | 15.5247 | 14.1187 | 12.489 | 10.3985 | 16.3252 | 16.2144 | 16.1485 | 16.0556 | 15.9513 | 15.6264 | 15.2423 | 14.8698 | 14.501 | 14.1398 | 13.7755 | 12.1012 | 10.2929 | 8.0251 | 16.5662 | 16.3345 | 16.1263 | 15.8289 | 15.5029 | 15.1569 | 14.7758 | 14.4064 | 14.0404 | 13.6821 | 13.3207 | 11.6588 | 9.8624 | 7.6064
|  | TIDWORTH | CT |  |  |  |  | 17.4271 | 17.3257 | 17.2183 | 17.0615 | 16.8869 | 16.695 | 16.4803 | 16.2701 | 16.0598 | 15.8586 | 15.6604 | 14.3779 | 12.8639 | 11.0901 | 16.3256 | 16.2637 | 16.2035 | 16.1177 | 16.0204 | 15.7906 | 15.4226 | 15.0481 | 14.6762 | 14.3231 | 13.9775 | 12.3874 | 10.7084 | 8.7707 | 16.577 | 16.4102 | 16.225 | 15.9509 | 15.6485 | 15.3201 | 14.9549 | 14.5835 | 14.2146 | 13.8643 | 13.5215 | 11.9433 | 10.2752 | 8.3484
|  | TIDWORTH | LW |  |  |  |  | 17.4228 | 17.2664 | 17.1468 | 16.9768 | 16.7889 | 16.5873 | 16.364 | 16.1528 | 15.9425 | 15.7349 | 15.5247 | 14.1187 | 12.489 | 10.3985 | 16.3252 | 16.2144 | 16.1485 | 16.0556 | 15.9513 | 15.6264 | 15.2423 | 14.8698 | 14.501 | 14.1398 | 13.7755 | 12.1012 | 10.2929 | 8.0251 | 16.5662 | 16.3345 | 16.1263 | 15.8289 | 15.5029 | 15.1569 | 14.7758 | 14.4064 | 14.0404 | 13.6821 | 13.3207 | 11.6588 | 9.8624 | 7.6064
|  | TIDWORTH | ST |  |  |  |  | 17.4964 | 17.4657 | 17.4305 | 17.3515 | 17.2673 | 17.1807 | 17.0901 | 16.9913 | 16.893 | 16.7997 | 16.7087 | 16.2945 | 15.913 | 15.2919 | 16.358 | 16.345 | 16.3302 | 16.2969 | 16.2609 | 16.2239 | 16.1853 | 16.1431 | 16.0021 | 15.8187 | 15.6399 | 14.8265 | 14.0809 | 13.3364 | 16.7074 | 16.6472 | 16.5785 | 16.4239 | 16.2601 | 16.0915 | 15.9151 | 15.7227 | 15.5313 | 15.3497 | 15.1725 | 14.3665 | 13.6276 | 12.8899
|  | TIDWORTH | FS |  |  |  |  | 17.516 | 17.4867 | 17.4684 | 17.4466 | 17.4158 | 17.3699 | 17.324 | 17.2699 | 17.215 | 17.1594 | 17.1026 | 16.8426 | 16.533 | 16.1226 | 16.366 | 16.3466 | 16.3387 | 16.3293 | 16.316 | 16.2961 | 16.2762 | 16.2508 | 16.2249 | 16.1984 | 16.1712 | 15.9478 | 15.4209 | 14.7923 | 16.7461 | 16.7003 | 16.6649 | 16.6226 | 16.563 | 16.474 | 16.3853 | 16.2836 | 16.1809 | 16.0772 | 15.9716 | 15.4771 | 14.9542 | 14.3297
MANNINGTON GSP | SHAFTESBURY BSP | TISBURY | MINIMUM HEADROOM | ST 93438 29127 | NO | YES | 0.14 | 10.0827 | 10.0279 | 9.9876 | 9.9241 | 9.8565 | 9.7867 | 9.713 | 9.6421 | 9.5711 | 9.5009 | 9.4304 | 9.0757 | 8.6533 | 8.068 | 8.4714 | 8.4125 | 8.3676 | 8.2966 | 8.2212 | 8.1436 | 8.062 | 7.9829 | 7.9038 | 7.8256 | 7.7474 | 7.3559 | 6.8858 | 6.2577 | 8.6446 | 8.585 | 8.5392 | 8.4668 | 8.3901 | 8.3111 | 8.228 | 8.1474 | 8.0669 | 7.9873 | 7.9076 | 7.5096 | 7.0441 | 6.4225
|  | TISBURY | CT |  |  |  |  | 10.0842 | 10.0478 | 10.0099 | 9.9495 | 9.8856 | 9.8184 | 9.7472 | 9.6776 | 9.6078 | 9.5398 | 9.4725 | 9.1343 | 8.7365 | 8.2443 | 8.4732 | 8.433 | 8.3907 | 8.323 | 8.2517 | 8.1769 | 8.0979 | 8.02 | 7.942 | 7.8661 | 7.7911 | 7.4169 | 6.9737 | 6.4398 | 8.6464 | 8.6055 | 8.5625 | 8.4934 | 8.4207 | 8.3447 | 8.2643 | 8.1849 | 8.1054 | 8.0281 | 7.9517 | 7.5711 | 7.1313 | 6.6037
|  | TISBURY | LW |  |  |  |  | 10.0827 | 10.0279 | 9.9876 | 9.9241 | 9.8565 | 9.7867 | 9.713 | 9.6421 | 9.5711 | 9.5009 | 9.4304 | 9.0757 | 8.6533 | 8.068 | 8.4714 | 8.4125 | 8.3676 | 8.2966 | 8.2212 | 8.1436 | 8.062 | 7.9829 | 7.9038 | 7.8256 | 7.7474 | 7.3559 | 6.8858 | 6.2577 | 8.6446 | 8.585 | 8.5392 | 8.4668 | 8.3901 | 8.3111 | 8.228 | 8.1474 | 8.0669 | 7.9873 | 7.9076 | 7.5096 | 7.0441 | 6.4225
|  | TISBURY | ST |  |  |  |  | 10.1194 | 10.1123 | 10.1046 | 10.072 | 10.0388 | 10.0057 | 9.9725 | 9.9362 | 9.9004 | 9.866 | 9.832 | 9.6715 | 9.5201 | 9.3711 | 8.5135 | 8.5054 | 8.4966 | 8.4591 | 8.421 | 8.3831 | 8.345 | 8.3033 | 8.2623 | 8.2227 | 8.1838 | 7.9996 | 7.8259 | 7.6549 | 8.6876 | 8.6794 | 8.6703 | 8.632 | 8.593 | 8.5542 | 8.5152 | 8.4726 | 8.4306 | 8.3901 | 8.3503 | 8.1619 | 7.9841 | 7.8093
|  | TISBURY | FS |  |  |  |  | 10.1245 | 10.1165 | 10.1125 | 10.1059 | 10.0937 | 10.0721 | 10.0505 | 10.025 | 9.9994 | 9.9738 | 9.9481 | 9.8271 | 9.6891 | 9.5182 | 8.5195 | 8.5109 | 8.5063 | 8.4987 | 8.4848 | 8.46 | 8.4354 | 8.4063 | 8.3772 | 8.348 | 8.3188 | 8.1807 | 8.0266 | 7.8399 | 8.6938 | 8.6851 | 8.6803 | 8.6726 | 8.6583 | 8.633 | 8.6078 | 8.5781 | 8.5484 | 8.5186 | 8.4888 | 8.3476 | 8.1906 | 8.001
LOVEDEAN GSP | FAREHAM T1A T2A (90MVAS) | TITCHFIELD | MINIMUM HEADROOM | SU 54104 05695 | NO | NO | 0.050526 | 17.5131 | 17.4294 | 17.395 | 17.3459 | 17.2898 | 17.1186 | 16.9237 | 16.7365 | 16.5504 | 16.3665 | 16.1818 | 15.2563 | 14.1516 | 12.6106 | 17.0702 | 16.9929 | 16.9653 | 16.9273 | 16.8826 | 16.742 | 16.5241 | 16.3132 | 16.1038 | 15.8966 | 15.6873 | 14.6487 | 13.432 | 11.7821 | 17.3965 | 17.3192 | 17.2916 | 17.2536 | 17.124 | 16.9168 | 16.6981 | 16.4865 | 16.2763 | 16.0691 | 15.8613 | 14.8158 | 13.5865 | 11.9243
|  | TITCHFIELD | CT |  |  |  |  | 17.5131 | 17.4727 | 17.4392 | 17.3928 | 17.3376 | 17.1875 | 16.994 | 16.8088 | 16.6244 | 16.4443 | 16.2662 | 15.3637 | 14.2983 | 12.988 | 17.0702 | 17.0356 | 17.0086 | 16.9728 | 16.9287 | 16.8149 | 16.5989 | 16.3896 | 16.1818 | 15.9788 | 15.7768 | 14.7636 | 13.5899 | 12.1743 | 17.3965 | 17.3619 | 17.3349 | 17.2991 | 17.194 | 16.9897 | 16.773 | 16.5631 | 16.3545 | 16.1511 | 15.9505 | 14.9315 | 13.7457 | 12.3181
|  | TITCHFIELD | LW |  |  |  |  | 17.5155 | 17.4294 | 17.395 | 17.3459 | 17.2898 | 17.1186 | 16.9237 | 16.7365 | 16.5504 | 16.3665 | 16.1818 | 15.2563 | 14.1516 | 12.6106 | 17.0728 | 16.9929 | 16.9653 | 16.9273 | 16.8826 | 16.742 | 16.5241 | 16.3132 | 16.1038 | 15.8966 | 15.6873 | 14.6487 | 13.432 | 11.7821 | 17.3991 | 17.3192 | 17.2916 | 17.2536 | 17.124 | 16.9168 | 16.6981 | 16.4865 | 16.2763 | 16.0691 | 15.8613 | 14.8158 | 13.5865 | 11.9243
|  | TITCHFIELD | ST |  |  |  |  | 17.5266 | 17.5252 | 17.5237 | 17.5166 | 17.5094 | 17.5023 | 17.4953 | 17.4875 | 17.4593 | 17.3717 | 17.2867 | 16.894 | 16.5292 | 16.1768 | 17.0758 | 17.0758 | 17.0758 | 17.0758 | 17.0758 | 17.0758 | 17.0758 | 17.0758 | 17.0758 | 16.9968 | 16.8977 | 16.4395 | 16.0087 | 15.592 | 17.4021 | 17.4021 | 17.4021 | 17.4021 | 17.4021 | 17.4021 | 17.4021 | 17.3803 | 17.2744 | 17.1716 | 17.072 | 16.6118 | 16.1843 | 15.7616
|  | TITCHFIELD | FS |  |  |  |  | 17.5267 | 17.5139 | 17.5127 | 17.5112 | 17.5081 | 17.5027 | 17.4973 | 17.4879 | 17.478 | 17.4678 | 17.4571 | 17.2761 | 16.9252 | 16.4904 | 17.0745 | 17.0626 | 17.0623 | 17.0619 | 17.0613 | 17.0604 | 17.0594 | 17.0551 | 17.0503 | 17.0451 | 17.0394 | 16.8935 | 16.4971 | 16.0179 | 17.4009 | 17.3889 | 17.3886 | 17.3883 | 17.3877 | 17.3867 | 17.3857 | 17.3814 | 17.3766 | 17.3714 | 17.3657 | 17.0681 | 16.6702 | 16.1906
BRAMLEY (FLEE) | ALDERSHOT BSP | TONGHAM | MINIMUM HEADROOM | SU 88310 49487 | NO | YES | 0.52737 | 33.3705 | 33.2556 | 33.2114 | 33.1471 | 33.0736 | 32.9914 | 32.8985 | 32.8217 | 32.7423 | 32.6611 | 32.5768 | 32.0725 | 31.2915 | 29.3062 | 32.7309 | 32.6184 | 32.5767 | 32.5171 | 32.4482 | 32.3704 | 32.2818 | 32.2097 | 32.1349 | 32.0581 | 31.9782 | 31.1312 | 29.5569 | 27.3207 | 33.0586 | 32.9503 | 32.9131 | 32.8615 | 32.8005 | 32.7304 | 32.6493 | 32.4625 | 32.2305 | 31.9996 | 31.7678 | 30.5312 | 28.9945 | 26.7763
|  | TONGHAM | CT |  |  |  |  | 33.3705 | 33.3202 | 33.2792 | 33.2213 | 33.1536 | 33.0761 | 32.9871 | 32.9196 | 32.8492 | 32.7777 | 32.7041 | 32.2497 | 31.5322 | 29.916 | 32.7309 | 32.6829 | 32.6445 | 32.5913 | 32.5281 | 32.4551 | 32.3704 | 32.3075 | 32.2417 | 32.1746 | 32.1055 | 31.314 | 29.8073 | 27.9318 | 33.0586 | 33.0148 | 32.9809 | 32.9356 | 32.8804 | 32.815 | 32.7378 | 32.5627 | 32.3397 | 32.1185 | 31.8975 | 30.7137 | 29.2445 | 27.3878
|  | TONGHAM | LW |  |  |  |  | 33.3722 | 33.2556 | 33.2114 | 33.1471 | 33.0736 | 32.9914 | 32.8985 | 32.8217 | 32.7423 | 32.6611 | 32.5768 | 32.0725 | 31.2915 | 29.3062 | 32.7326 | 32.6184 | 32.5767 | 32.5171 | 32.4482 | 32.3704 | 32.2818 | 32.2097 | 32.1349 | 32.0581 | 31.9782 | 31.1312 | 29.5569 | 27.3207 | 33.0603 | 32.9503 | 32.9131 | 32.8615 | 32.8005 | 32.7304 | 32.6493 | 32.4625 | 32.2305 | 31.9996 | 31.7678 | 30.5312 | 28.9945 | 26.7763
|  | TONGHAM | ST |  |  |  |  | 33.3847 | 33.384 | 33.3831 | 33.3745 | 33.366 | 33.3577 | 33.3496 | 33.3408 | 33.3321 | 33.3237 | 33.3154 | 33.2757 | 33.2372 | 33.1998 | 32.7411 | 32.7407 | 32.7402 | 32.7347 | 32.7293 | 32.724 | 32.7189 | 32.7133 | 32.7078 | 32.7025 | 32.6972 | 32.6721 | 32.6477 | 32.2272 | 33.0621 | 33.0621 | 33.0621 | 33.0621 | 33.0621 | 33.0621 | 33.0621 | 33.0621 | 33.0621 | 33.0621 | 33.0621 | 32.6356 | 32.1257 | 31.6287
|  | TONGHAM | FS |  |  |  |  | 33.3832 | 33.3651 | 33.364 | 33.3624 | 33.3587 | 33.3514 | 33.3441 | 33.331 | 33.3174 | 33.3031 | 33.2882 | 33.2345 | 33.0839 | 32.7885 | 32.7395 | 32.7216 | 32.7208 | 32.7196 | 32.7169 | 32.7117 | 32.7066 | 32.696 | 32.6848 | 32.6729 | 32.6604 | 32.6186 | 32.4794 | 32.195 | 33.0603 | 33.0427 | 33.0423 | 33.0418 | 33.0409 | 33.0395 | 33.038 | 33.0317 | 33.0246 | 33.017 | 33.0087 | 32.9873 | 32.4728 | 31.8072
MINETY GSP | TOOTHILL BSP | TOOTHILL | MINIMUM HEADROOM | SU 13215 83986 | NO | YES | 1.616 | 33.1018 | 33.0114 | 32.9663 | 32.9034 | 32.8315 | 32.7516 | 32.6213 | 32.2773 | 31.9356 | 31.6015 | 31.264 | 29.7191 | 28.0361 | 25.8875 | 32.5102 | 32.4019 | 32.3358 | 32.243 | 32.1386 | 32.0242 | 31.8954 | 31.6063 | 31.2118 | 30.8263 | 30.4373 | 28.6706 | 26.7749 | 24.4136 | 33.4396 | 33.3566 | 33.3204 | 33.2699 | 33.2116 | 33.1025 | 32.7074 | 32.3108 | 31.9173 | 31.5329 | 31.1449 | 29.3826 | 27.4913 | 25.1342
|  | TOOTHILL | CT |  |  |  |  | 33.1035 | 33.0608 | 33.0218 | 32.9669 | 32.9028 | 32.8295 | 32.7448 | 32.4753 | 32.1342 | 31.8112 | 31.4949 | 30.0496 | 28.5161 | 26.7218 | 32.5137 | 32.4557 | 32.3984 | 32.3163 | 32.2221 | 32.1165 | 31.9956 | 31.8261 | 31.431 | 31.0574 | 30.692 | 29.0355 | 27.3068 | 25.3171 | 33.4405 | 33.4043 | 33.3729 | 33.3293 | 33.2777 | 33.218 | 32.9271 | 32.5301 | 32.1361 | 31.7635 | 31.3991 | 29.7469 | 28.0221 | 26.0364
|  | TOOTHILL | LW |  |  |  |  | 33.1018 | 33.0114 | 32.9663 | 32.9034 | 32.8315 | 32.7516 | 32.6213 | 32.2773 | 31.9356 | 31.6015 | 31.264 | 29.7191 | 28.0361 | 25.8875 | 32.5102 | 32.4019 | 32.3358 | 32.243 | 32.1386 | 32.0242 | 31.8954 | 31.6063 | 31.2118 | 30.8263 | 30.4373 | 28.6706 | 26.7749 | 24.4136 | 33.4396 | 33.3566 | 33.3204 | 33.2699 | 33.2116 | 33.1025 | 32.7074 | 32.3108 | 31.9173 | 31.5329 | 31.1449 | 29.3826 | 27.4913 | 25.1342
|  | TOOTHILL | ST |  |  |  |  | 33.1173 | 33.1101 | 33.102 | 33.0852 | 33.0675 | 33.0492 | 33.0297 | 33.0085 | 32.9874 | 32.9674 | 32.9479 | 32.2605 | 31.5906 | 30.9171 | 32.5407 | 32.5261 | 32.5094 | 32.4752 | 32.439 | 32.4015 | 32.3619 | 32.3186 | 32.2754 | 32.2345 | 32.1947 | 31.53 | 30.7408 | 29.9475 | 33.4488 | 33.4448 | 33.4402 | 33.4307 | 33.4207 | 33.4104 | 33.3994 | 33.3874 | 33.3755 | 33.2796 | 33.0968 | 32.2356 | 31.4489 | 30.6579
|  | TOOTHILL | FS |  |  |  |  | 33.1204 | 33.1044 | 33.0999 | 33.0948 | 33.0877 | 33.0773 | 33.067 | 33.0524 | 33.0373 | 33.0216 | 33.0054 | 32.9402 | 32.8125 | 32.2626 | 32.5483 | 32.5282 | 32.5192 | 32.5091 | 32.4952 | 32.475 | 32.455 | 32.4297 | 32.4038 | 32.3773 | 32.3501 | 32.2321 | 32.0561 | 31.5884 | 33.45 | 33.4358 | 33.4331 | 33.4301 | 33.4258 | 33.4195 | 33.4133 | 33.4032 | 33.3926 | 33.3815 | 33.3698 | 33.3267 | 32.9351 | 32.2929
NURSLING GSP | ROWNHAMS | TOTTON | MINIMUM HEADROOM | SU 35835 13428 | NO | NO | 0.022105 | 25.1448 | 25.0595 | 25.0306 | 24.9906 | 24.9432 | 24.8885 | 24.8251 | 24.7755 | 24.7234 | 24.6696 | 24.6131 | 24.2617 | 23.6851 | 22.4071 | 24.0784 | 23.8653 | 23.6918 | 23.4253 | 23.1402 | 22.8427 | 22.5225 | 22.2099 | 21.8983 | 21.5909 | 21.2806 | 19.7678 | 18.0382 | 15.759 | 24.9975 | 24.9121 | 24.8833 | 24.8432 | 24.7959 | 24.6512 | 24.3349 | 24.0261 | 23.7183 | 23.4147 | 23.1081 | 21.6124 | 19.8997 | 17.6375
|  | TOTTON | CT |  |  |  |  | 25.145 | 25.1128 | 25.0881 | 25.0549 | 25.0144 | 24.9657 | 24.908 | 24.8671 | 24.8234 | 24.7786 | 24.7319 | 24.4298 | 23.917 | 23.0973 | 24.0857 | 23.9376 | 23.7799 | 23.532 | 23.2653 | 22.9829 | 22.6766 | 22.369 | 22.0622 | 21.7656 | 21.4733 | 20.0444 | 18.4333 | 16.5142 | 24.9976 | 24.9655 | 24.9408 | 24.9076 | 24.867 | 24.7905 | 24.4879 | 24.1843 | 23.8813 | 23.5885 | 23.2997 | 21.8874 | 20.2925 | 18.3895
|  | TOTTON | LW |  |  |  |  | 25.1449 | 25.0595 | 25.0306 | 24.9906 | 24.9432 | 24.8885 | 24.8251 | 24.7755 | 24.7234 | 24.6696 | 24.6131 | 24.2617 | 23.6851 | 22.4071 | 24.0784 | 23.8653 | 23.6918 | 23.4253 | 23.1402 | 22.8427 | 22.5225 | 22.2099 | 21.8983 | 21.5909 | 21.2806 | 19.7678 | 18.0382 | 15.759 | 24.9975 | 24.9121 | 24.8833 | 24.8432 | 24.7959 | 24.6512 | 24.3349 | 24.0261 | 23.7183 | 23.4147 | 23.1081 | 21.6124 | 19.8997 | 17.6375
|  | TOTTON | ST |  |  |  |  | 25.1463 | 25.1463 | 25.1463 | 25.1463 | 25.1463 | 25.1463 | 25.1463 | 25.1463 | 25.1463 | 25.1463 | 25.1463 | 25.1463 | 25.1463 | 25.1463 | 24.2239 | 24.1851 | 24.1413 | 24.0002 | 23.8538 | 23.706 | 23.5555 | 23.3906 | 23.2275 | 23.0695 | 22.9151 | 22.1886 | 21.5019 | 20.817 | 24.9989 | 24.9989 | 24.9989 | 24.9989 | 24.9989 | 24.9989 | 24.9989 | 24.9989 | 24.9989 | 24.8786 | 24.7264 | 24.0106 | 23.334 | 22.6592
|  | TOTTON | FS |  |  |  |  | 25.1448 | 25.1308 | 25.1304 | 25.13 | 25.1293 | 25.1282 | 25.127 | 25.1219 | 25.1163 | 25.1101 | 25.1035 | 25.0864 | 24.9901 | 24.7753 | 24.2432 | 24.2064 | 24.1818 | 24.1498 | 24.0969 | 24.0072 | 23.9177 | 23.8138 | 23.7089 | 23.6038 | 23.4977 | 22.9966 | 22.4391 | 21.7617 | 24.9975 | 24.9834 | 24.9831 | 24.9826 | 24.9819 | 24.9808 | 24.9797 | 24.9745 | 24.9689 | 24.9628 | 24.9561 | 24.8059 | 24.2551 | 23.5846
BOTLEY WOOD GSP | NETLEY COMMON BSP | TOWNHILL PARK | MINIMUM HEADROOM | SU 45156 14783 | NO | NO | 0.38842 | 35.5982 | 35.4282 | 35.3707 | 35.291 | 35.1967 | 35.0881 | 34.9622 | 34.8639 | 34.761 | 34.6548 | 34.5162 | 32.4582 | 29.9603 | 26.4013 | 33.8929 | 33.723 | 33.6655 | 33.5858 | 33.4831 | 33.2724 | 32.8018 | 32.3437 | 31.8856 | 31.433 | 30.9769 | 28.6809 | 25.9445 | 22.149 | 34.556 | 34.3861 | 34.3286 | 33.9946 | 33.5752 | 33.1408 | 32.6794 | 32.2343 | 31.789 | 31.349 | 30.9054 | 28.6675 | 25.9624 | 22.1882
|  | TOWNHILL PARK | CT |  |  |  |  | 35.5983 | 35.5331 | 35.483 | 35.4156 | 35.3332 | 35.235 | 35.1185 | 35.036 | 34.9484 | 34.8586 | 34.7652 | 32.8658 | 30.5329 | 27.6076 | 33.8931 | 33.8279 | 33.7777 | 33.7104 | 33.6222 | 33.4838 | 33.0328 | 32.5868 | 32.1404 | 31.7061 | 31.2753 | 29.1053 | 26.5424 | 23.3886 | 34.5562 | 34.491 | 34.4409 | 34.163 | 33.767 | 33.3518 | 32.9076 | 32.4748 | 32.0414 | 31.6196 | 31.201 | 29.0878 | 26.558 | 23.4248
|  | TOWNHILL PARK | LW |  |  |  |  | 35.5982 | 35.4282 | 35.3707 | 35.291 | 35.1967 | 35.0881 | 34.9622 | 34.8639 | 34.761 | 34.6548 | 34.5162 | 32.4582 | 29.9603 | 26.4013 | 33.893 | 33.723 | 33.6655 | 33.5858 | 33.4831 | 33.2724 | 32.8018 | 32.3437 | 31.8856 | 31.433 | 30.9769 | 28.6809 | 25.9445 | 22.149 | 34.5561 | 34.3861 | 34.3286 | 33.9946 | 33.5752 | 33.1408 | 32.6794 | 32.2343 | 31.789 | 31.349 | 30.9054 | 28.6675 | 25.9624 | 22.1882
|  | TOWNHILL PARK | ST |  |  |  |  | 35.6011 | 35.6011 | 35.6011 | 35.6011 | 35.6011 | 35.6011 | 35.6011 | 35.6011 | 35.6011 | 35.6011 | 35.6011 | 35.6011 | 35.2102 | 34.4067 | 33.8958 | 33.8958 | 33.8958 | 33.8958 | 33.8958 | 33.8958 | 33.8958 | 33.8923 | 33.8822 | 33.7849 | 33.5725 | 32.5623 | 31.6076 | 30.6642 | 34.5589 | 34.5589 | 34.5589 | 34.5589 | 34.5589 | 34.5136 | 34.3088 | 34.0858 | 33.8656 | 33.6533 | 33.4453 | 32.4717 | 31.5515 | 30.6423
|  | TOWNHILL PARK | FS |  |  |  |  | 35.5982 | 35.5705 | 35.5699 | 35.5691 | 35.5677 | 35.5655 | 35.5632 | 35.5532 | 35.5422 | 35.5301 | 35.517 | 35.4835 | 35.2952 | 34.876 | 33.8929 | 33.8653 | 33.8646 | 33.8638 | 33.8625 | 33.8602 | 33.858 | 33.8479 | 33.8369 | 33.8249 | 33.8118 | 33.5387 | 32.6508 | 31.5422 | 34.556 | 34.5284 | 34.5278 | 34.527 | 34.5256 | 34.5234 | 34.5211 | 34.5111 | 34.4669 | 34.3087 | 34.1503 | 33.4085 | 32.5459 | 31.4623
MINETY GSP | SWINDON BSP | TRADING ESTATE | MINIMUM HEADROOM | SU 13490 85868 | NO | YES | 0.90105 | 22.9524 | 22.9185 | 22.9028 | 22.839 | 22.7054 | 22.5659 | 22.4152 | 22.2665 | 22.1181 | 21.972 | 21.8245 | 21.1191 | 20.3412 | 19.3764 | 22.1079 | 22.0065 | 21.9142 | 21.7733 | 21.6234 | 21.4672 | 21.2985 | 21.1315 | 20.9651 | 20.8012 | 20.636 | 19.8493 | 18.9907 | 17.9451 | 22.4774 | 22.4487 | 22.439 | 22.4256 | 22.4097 | 22.3913 | 22.37 | 22.3533 | 22.3358 | 22.3176 | 22.2986 | 22.18 | 21.3194 | 20.2528
|  | TRADING ESTATE | CT |  |  |  |  | 22.9527 | 22.9373 | 22.9237 | 22.8841 | 22.7582 | 22.6248 | 22.4808 | 22.3327 | 22.1857 | 22.0434 | 21.9033 | 21.2308 | 20.5031 | 19.671 | 22.1123 | 22.036 | 21.953 | 21.8217 | 21.6802 | 21.5306 | 21.3693 | 21.2026 | 21.0373 | 20.8774 | 20.72 | 19.9685 | 19.1639 | 18.2549 | 22.4774 | 22.4667 | 22.4585 | 22.4474 | 22.4339 | 22.4176 | 22.3983 | 22.3846 | 22.37 | 22.355 | 22.3393 | 22.2378 | 21.4956 | 20.5666
|  | TRADING ESTATE | LW |  |  |  |  | 22.9524 | 22.9185 | 22.9028 | 22.839 | 22.7054 | 22.5659 | 22.4152 | 22.2665 | 22.1181 | 21.972 | 21.8245 | 21.1191 | 20.3412 | 19.3764 | 22.1079 | 22.0065 | 21.9142 | 21.7733 | 21.6234 | 21.4672 | 21.2985 | 21.1315 | 20.9651 | 20.8012 | 20.636 | 19.8493 | 18.9907 | 17.9451 | 22.4774 | 22.4487 | 22.439 | 22.4256 | 22.4097 | 22.3913 | 22.37 | 22.3533 | 22.3358 | 22.3176 | 22.2986 | 22.18 | 21.3194 | 20.2528
|  | TRADING ESTATE | ST |  |  |  |  | 22.9585 | 22.9568 | 22.9548 | 22.949 | 22.943 | 22.937 | 22.8691 | 22.786 | 22.7034 | 22.6235 | 22.5441 | 22.1705 | 21.8151 | 21.4582 | 22.1864 | 22.1622 | 22.1347 | 22.0546 | 21.972 | 21.8877 | 21.8004 | 21.7058 | 21.6117 | 21.5208 | 21.4304 | 21.0051 | 20.6004 | 20.1941 | 22.4779 | 22.4779 | 22.4779 | 22.4779 | 22.4779 | 22.4779 | 22.4779 | 22.4779 | 22.4779 | 22.4779 | 22.4779 | 22.4779 | 22.4779 | 22.4779
|  | TRADING ESTATE | FS |  |  |  |  | 22.9589 | 22.9531 | 22.9518 | 22.9503 | 22.9479 | 22.9439 | 22.9399 | 22.9343 | 22.9284 | 22.9042 | 22.8534 | 22.6098 | 22.3494 | 22.0471 | 22.1969 | 22.1788 | 22.1625 | 22.1432 | 22.1126 | 22.0626 | 22.0126 | 21.9561 | 21.8995 | 21.842 | 21.7845 | 21.508 | 21.216 | 20.8819 | 22.4774 | 22.4726 | 22.4725 | 22.4724 | 22.4722 | 22.4718 | 22.4714 | 22.4697 | 22.4678 | 22.4657 | 22.4634 | 22.4577 | 22.4251 | 22.3525
BRAMLEY (FLEE) | BURGHFIELD RESERVE | TRASH GREEN | MINIMUM HEADROOM | SU 66254 68745 | NO | YES | 14.2853 | 4.2911 | 4.2414 | 4.2243 | 4.2006 | 4.1725 | 4.1398 | 4.1022 | 4.0728 | 4.0424 | 4.0112 | 3.9787 | 3.7829 | 3.22 | 2.3657 | 2.5283 | 2.4238 | 2.3477 | 2.2252 | 2.0974 | 1.9669 | 1.8307 | 1.6986 | 1.567 | 1.4372 | 1.3077 | 0.65951 | -0.10413 | -1.1373 | 2.839 | 2.7422 | 2.6746 | 2.5663 | 2.4527 | 2.3362 | 2.2141 | 2.0968 | 1.9797 | 1.864 | 1.7484 | 1.165 | 0.46586 | -0.50498
|  | TRASH GREEN | CT |  |  |  |  | 4.2911 | 4.269 | 4.2519 | 4.2291 | 4.2014 | 4.1691 | 4.1313 | 4.1045 | 4.0757 | 4.0465 | 4.0155 | 3.825 | 3.2916 | 2.5746 | 2.5293 | 2.456 | 2.3816 | 2.2619 | 2.1372 | 2.009 | 1.8744 | 1.744 | 1.6131 | 1.4852 | 1.3581 | 0.72149 | -0.019762 | -0.91179 | 2.8397 | 2.7738 | 2.7076 | 2.6018 | 2.4909 | 2.3765 | 2.2558 | 2.1401 | 2.0239 | 1.9102 | 1.7968 | 1.2241 | 0.54576 | -0.28528
|  | TRASH GREEN | LW |  |  |  |  | 4.292 | 4.2414 | 4.2243 | 4.2006 | 4.1725 | 4.1398 | 4.1022 | 4.0728 | 4.0424 | 4.0112 | 3.9787 | 3.7829 | 3.22 | 2.3657 | 2.5283 | 2.4238 | 2.3477 | 2.2252 | 2.0974 | 1.9669 | 1.8307 | 1.6986 | 1.567 | 1.4372 | 1.3077 | 0.65951 | -0.10413 | -1.1373 | 2.839 | 2.7422 | 2.6746 | 2.5663 | 2.4527 | 2.3362 | 2.2141 | 2.0968 | 1.9797 | 1.864 | 1.7484 | 1.165 | 0.46586 | -0.50498
|  | TRASH GREEN | ST |  |  |  |  | 4.2937 | 4.2937 | 4.2937 | 4.2937 | 4.2937 | 4.2937 | 4.2937 | 4.2937 | 4.2937 | 4.2937 | 4.2937 | 4.2937 | 4.2903 | 4.2861 | 2.6075 | 2.5978 | 2.5865 | 2.5218 | 2.4568 | 2.3934 | 2.3307 | 2.2627 | 2.1962 | 2.1312 | 2.0686 | 1.776 | 1.5 | 1.2336 | 2.9071 | 2.8988 | 2.8891 | 2.8337 | 2.778 | 2.7237 | 2.6699 | 2.6117 | 2.5547 | 2.499 | 2.4454 | 2.1947 | 1.9578 | 1.7289
|  | TRASH GREEN | FS |  |  |  |  | 4.2929 | 4.2853 | 4.2851 | 4.2849 | 4.2845 | 4.2839 | 4.2833 | 4.2805 | 4.2775 | 4.2742 | 4.2706 | 4.2614 | 4.2106 | 4.0987 | 2.617 | 2.6031 | 2.5962 | 2.5861 | 2.5639 | 2.5218 | 2.4797 | 2.43 | 2.3802 | 2.3304 | 2.2805 | 2.0449 | 1.7848 | 1.4735 | 2.9151 | 2.9021 | 2.8962 | 2.8875 | 2.8684 | 2.8322 | 2.7962 | 2.7531 | 2.71 | 2.6669 | 2.6236 | 2.4204 | 2.1903 | 1.9076
MELKSHAM GSP | NORRINGTON | TROWBRIDGE TOWN | MINIMUM HEADROOM | ST 84668 58036 | NO | YES | 0.25789 | 36.2052 | 36.0985 | 36.0549 | 35.9919 | 35.9199 | 35.8393 | 35.7481 | 35.6718 | 35.593 | 35.5124 | 35.4288 | 34.181 | 32.5849 | 30.2275 | 33.9257 | 33.8287 | 33.7959 | 33.7504 | 33.6966 | 33.6344 | 33.5621 | 33.5056 | 33.4462 | 33.3848 | 33.1503 | 31.5235 | 29.6255 | 27.0912 | 35.1467 | 35.0498 | 35.017 | 34.9715 | 34.9177 | 34.8554 | 34.7832 | 34.5701 | 34.2423 | 33.9175 | 33.5894 | 31.9292 | 29.9685 | 27.3717
|  | TROWBRIDGE TOWN | CT |  |  |  |  | 36.2056 | 36.1606 | 36.1227 | 36.0686 | 36.0055 | 35.9329 | 35.8494 | 35.7833 | 35.7143 | 35.6445 | 35.573 | 34.4408 | 32.9586 | 31.0108 | 33.9259 | 33.8898 | 33.8621 | 33.8248 | 33.7792 | 33.7246 | 33.6595 | 33.6133 | 33.564 | 33.5133 | 33.3451 | 31.8033 | 30.0249 | 27.8926 | 35.1469 | 35.1108 | 35.0831 | 35.0459 | 35.0003 | 34.9456 | 34.8806 | 34.7288 | 34.4084 | 34.0952 | 33.7849 | 32.213 | 30.3743 | 28.1815
|  | TROWBRIDGE TOWN | LW |  |  |  |  | 36.2052 | 36.0985 | 36.0549 | 35.9919 | 35.9199 | 35.8393 | 35.7481 | 35.6718 | 35.593 | 35.5124 | 35.4288 | 34.181 | 32.5849 | 30.2275 | 33.9258 | 33.8287 | 33.7959 | 33.7504 | 33.6966 | 33.6344 | 33.5621 | 33.5056 | 33.4462 | 33.3848 | 33.1503 | 31.5235 | 29.6255 | 27.0912 | 35.1468 | 35.0498 | 35.017 | 34.9715 | 34.9177 | 34.8554 | 34.7832 | 34.5701 | 34.2423 | 33.9175 | 33.5894 | 31.9292 | 29.9685 | 27.3717
|  | TROWBRIDGE TOWN | ST |  |  |  |  | 36.2189 | 36.2164 | 36.2136 | 36.2023 | 36.1907 | 36.1792 | 36.1675 | 36.1547 | 36.1421 | 36.1299 | 36.1178 | 36.0602 | 35.7936 | 35.2283 | 33.9274 | 33.9274 | 33.9274 | 33.9274 | 33.9274 | 33.9274 | 33.9274 | 33.9274 | 33.9274 | 33.9274 | 33.9274 | 33.9274 | 33.3352 | 32.5832 | 35.1484 | 35.1484 | 35.1484 | 35.1484 | 35.1484 | 35.1484 | 35.1484 | 35.1484 | 35.1484 | 35.1484 | 35.1484 | 34.5315 | 33.7692 | 32.9914
|  | TROWBRIDGE TOWN | FS |  |  |  |  | 36.2184 | 36.2007 | 36.1986 | 36.1959 | 36.191 | 36.1824 | 36.1738 | 36.1597 | 36.145 | 36.1298 | 36.114 | 36.0543 | 35.9046 | 35.6184 | 33.9257 | 33.9095 | 33.9091 | 33.9087 | 33.9079 | 33.9066 | 33.9052 | 33.8994 | 33.8929 | 33.8859 | 33.8782 | 33.8586 | 33.748 | 33.4526 | 35.1467 | 35.1306 | 35.1302 | 35.1297 | 35.1289 | 35.1276 | 35.1263 | 35.1204 | 35.114 | 35.1069 | 35.0993 | 35.0797 | 34.6793 | 33.8932
BRAMLEY (FLEE) | READING BSP | TWYFORD | MINIMUM HEADROOM | SU 78430 76339 | NO | YES | 21.3074 | -2.4461 | -2.5534 | -2.5897 | -2.64 | -2.6996 | -2.7668 | -2.8438 | -2.9034 | -2.9647 | -3.0274 | -3.0927 | -3.4805 | -4.7451 | -6.5936 | -3.1522 | -3.2658 | -3.3091 | -3.3709 | -3.442 | -3.5205 | -3.609 | -3.6804 | -3.8266 | -4.0857 | -4.3436 | -5.6166 | -7.0784 | -9.0434 | -1.8394 | -1.9539 | -1.9981 | -2.0615 | -2.1342 | -2.2142 | -2.4834 | -2.7493 | -3.0124 | -3.2712 | -3.5286 | -4.7999 | -6.26 | -8.2233
|  | TWYFORD | CT |  |  |  |  | -2.4461 | -2.491 | -2.5255 | -2.5719 | -2.6286 | -2.6946 | -2.7717 | -2.8258 | -2.8816 | -2.9383 | -2.9965 | -3.3548 | -4.5112 | -6.0663 | -3.1521 | -3.2029 | -3.244 | -3.3015 | -3.3695 | -3.4466 | -3.535 | -3.6009 | -3.7129 | -3.9651 | -4.2133 | -5.439 | -6.8333 | -8.5016 | -1.8393 | -1.8909 | -1.9329 | -1.992 | -2.0615 | -2.1401 | -2.3772 | -2.6393 | -2.8988 | -3.1506 | -3.3984 | -4.6224 | -6.0149 | -7.6817
|  | TWYFORD | LW |  |  |  |  | -2.446 | -2.5534 | -2.5897 | -2.64 | -2.6996 | -2.7668 | -2.8438 | -2.9034 | -2.9647 | -3.0274 | -3.0927 | -3.4805 | -4.7451 | -6.5936 | -3.1522 | -3.2658 | -3.3091 | -3.3709 | -3.442 | -3.5205 | -3.609 | -3.6804 | -3.8266 | -4.0857 | -4.3436 | -5.6166 | -7.0784 | -9.0434 | -1.8394 | -1.9539 | -1.9981 | -2.0615 | -2.1342 | -2.2142 | -2.4834 | -2.7493 | -3.0124 | -3.2712 | -3.5286 | -4.7999 | -6.26 | -8.2233
|  | TWYFORD | ST |  |  |  |  | -2.4442 | -2.4442 | -2.4442 | -2.4442 | -2.4442 | -2.4442 | -2.4442 | -2.4442 | -2.4442 | -2.4442 | -2.4442 | -2.4442 | -2.4442 | -2.4442 | -3.1416 | -3.1429 | -3.1443 | -3.1517 | -3.1591 | -3.1664 | -3.1736 | -3.1814 | -3.189 | -3.1963 | -3.2034 | -3.3572 | -3.8717 | -4.3593 | -1.8277 | -1.8291 | -1.8307 | -1.8391 | -1.8476 | -1.8558 | -1.864 | -1.8729 | -1.8815 | -1.8898 | -1.9781 | -2.5429 | -3.0563 | -3.543
|  | TWYFORD | FS |  |  |  |  | -2.4457 | -2.4603 | -2.4607 | -2.4611 | -2.4618 | -2.463 | -2.4642 | -2.4695 | -2.4754 | -2.4817 | -2.4887 | -2.5064 | -2.6034 | -2.8153 | -3.1416 | -3.157 | -3.1582 | -3.1598 | -3.1629 | -3.1686 | -3.1742 | -3.1847 | -3.1956 | -3.2071 | -3.2191 | -3.2617 | -3.381 | -3.8511 | -1.8274 | -1.8429 | -1.8443 | -1.846 | -1.8494 | -1.8557 | -1.862 | -1.8731 | -1.8848 | -1.8969 | -1.9097 | -1.9733 | -2.4604 | -3.0365
COWLEY GSP | COWLEY LOCAL (2 X 90) | UNION STREET | MINIMUM HEADROOM | SP 52865 05849 | NO | NO | 0.27158 | 33.2321 | 33.1372 | 33.1051 | 33.0606 | 33.008 | 32.9474 | 32.8772 | 32.8225 | 32.7651 | 32.706 | 32.5472 | 31.3569 | 29.9078 | 27.8747 | 31.8531 | 31.7583 | 31.7262 | 31.6817 | 31.629 | 31.5684 | 31.3723 | 31.114 | 30.8552 | 30.5984 | 30.3398 | 29.0014 | 27.4009 | 25.2182 | 32.8207 | 32.72 | 32.6816 | 32.6261 | 32.5624 | 32.4909 | 32.4098 | 32.3436 | 32.109 | 31.86 | 31.6092 | 30.3084 | 28.7464 | 26.6018
|  | UNION STREET | CT |  |  |  |  | 33.2321 | 33.1955 | 33.1673 | 33.1295 | 33.0832 | 33.028 | 32.9627 | 32.9165 | 32.8675 | 32.8172 | 32.6821 | 31.5483 | 30.1739 | 28.4724 | 31.8532 | 31.8166 | 31.7884 | 31.7505 | 31.7042 | 31.6491 | 31.4743 | 31.2235 | 30.9721 | 30.7242 | 30.4773 | 29.1968 | 27.6732 | 25.8238 | 32.8209 | 32.7786 | 32.7442 | 32.6955 | 32.6383 | 32.5724 | 32.4963 | 32.4385 | 32.2253 | 31.9852 | 31.746 | 30.5028 | 29.0172 | 27.2053
|  | UNION STREET | LW |  |  |  |  | 33.2321 | 33.1372 | 33.1051 | 33.0606 | 33.008 | 32.9474 | 32.8772 | 32.8225 | 32.7651 | 32.706 | 32.5472 | 31.3569 | 29.9078 | 27.8747 | 31.8532 | 31.7583 | 31.7262 | 31.6817 | 31.629 | 31.5684 | 31.3723 | 31.114 | 30.8552 | 30.5984 | 30.3398 | 29.0014 | 27.4009 | 25.2182 | 32.8207 | 32.72 | 32.6816 | 32.6261 | 32.5624 | 32.4909 | 32.4098 | 32.3436 | 32.109 | 31.86 | 31.6092 | 30.3084 | 28.7464 | 26.6018
|  | UNION STREET | ST |  |  |  |  | 33.2337 | 33.2337 | 33.2337 | 33.2337 | 33.2337 | 33.2337 | 33.2337 | 33.2337 | 33.2337 | 33.2337 | 33.2337 | 33.2337 | 32.8059 | 32.2985 | 31.8547 | 31.8547 | 31.8547 | 31.8547 | 31.8547 | 31.8547 | 31.8547 | 31.8547 | 31.8547 | 31.8547 | 31.779 | 31.1477 | 30.5377 | 29.9371 | 32.8308 | 32.8298 | 32.8286 | 32.8213 | 32.8139 | 32.8067 | 32.7996 | 32.7918 | 32.7841 | 32.7765 | 32.7691 | 32.4084 | 31.8225 | 31.2456
|  | UNION STREET | FS |  |  |  |  | 33.2321 | 33.2167 | 33.2164 | 33.2159 | 33.2152 | 33.2139 | 33.2127 | 33.2071 | 33.201 | 33.1943 | 33.187 | 33.1684 | 33.064 | 32.6574 | 31.8531 | 31.8378 | 31.8374 | 31.837 | 31.8362 | 31.835 | 31.8337 | 31.8282 | 31.822 | 31.8154 | 31.8081 | 31.6898 | 31.1246 | 30.4358 | 32.8297 | 32.8137 | 32.8126 | 32.811 | 32.8078 | 32.8016 | 32.7955 | 32.7845 | 32.7729 | 32.7607 | 32.7479 | 32.7025 | 32.3795 | 31.7088
COWLEY GSP | OXFORD BSP | UNIVERSITY PARKS | MINIMUM HEADROOM | SP 51472 07052 | NO | NO | 0.036842 | 48.0107 | 47.991 | 47.9843 | 47.975 | 47.964 | 47.9516 | 47.9374 | 47.9263 | 47.9149 | 47.9032 | 47.8911 | 47.7182 | 47.3533 | 46.8898 | 47.9686 | 47.9488 | 47.9422 | 47.9329 | 47.9219 | 47.9095 | 47.8953 | 47.8842 | 47.8728 | 47.8611 | 47.849 | 47.7762 | 47.6618 | 47.4433 | 48.137 | 48.1173 | 48.1106 | 48.1013 | 48.0903 | 48.0779 | 48.0637 | 48.0526 | 48.0412 | 48.0296 | 48.0174 | 47.9446 | 47.8302 | 47.6118
|  | UNIVERSITY PARKS | CT |  |  |  |  | 48.0107 | 48.0027 | 47.9965 | 47.9881 | 47.978 | 47.9661 | 47.9521 | 47.9424 | 47.9322 | 47.9219 | 47.9113 | 47.7455 | 47.3923 | 46.9851 | 47.9686 | 47.9606 | 47.9544 | 47.946 | 47.9359 | 47.924 | 47.91 | 47.9003 | 47.8901 | 47.8798 | 47.8692 | 47.8033 | 47.6982 | 47.5345 | 48.137 | 48.129 | 48.1228 | 48.1145 | 48.1043 | 48.0924 | 48.0784 | 48.0687 | 48.0585 | 48.0482 | 48.0376 | 47.9717 | 47.8667 | 47.703
|  | UNIVERSITY PARKS | LW |  |  |  |  | 48.0107 | 47.991 | 47.9843 | 47.975 | 47.964 | 47.9516 | 47.9374 | 47.9263 | 47.9149 | 47.9032 | 47.8911 | 47.7182 | 47.3533 | 46.8898 | 47.9686 | 47.9488 | 47.9422 | 47.9329 | 47.9219 | 47.9095 | 47.8953 | 47.8842 | 47.8728 | 47.8611 | 47.849 | 47.7762 | 47.6618 | 47.4433 | 48.137 | 48.1173 | 48.1106 | 48.1013 | 48.0903 | 48.0779 | 48.0637 | 48.0526 | 48.0412 | 48.0296 | 48.0174 | 47.9446 | 47.8302 | 47.6118
|  | UNIVERSITY PARKS | ST |  |  |  |  | 48.0111 | 48.0111 | 48.0111 | 48.0111 | 48.0111 | 48.0111 | 48.0111 | 48.0111 | 48.0111 | 48.0111 | 48.0111 | 48.0111 | 48.0111 | 47.8701 | 47.9689 | 47.9689 | 47.9689 | 47.9689 | 47.9689 | 47.9689 | 47.9689 | 47.9689 | 47.9689 | 47.9689 | 47.9689 | 47.9689 | 47.9689 | 47.9689 | 48.1374 | 48.1374 | 48.1374 | 48.1374 | 48.1374 | 48.1374 | 48.1374 | 48.1374 | 48.1374 | 48.1374 | 48.1374 | 48.1374 | 48.1374 | 48.1374
|  | UNIVERSITY PARKS | FS |  |  |  |  | 48.0108 | 48.008 | 48.008 | 48.0079 | 48.0077 | 48.0075 | 48.0073 | 48.0063 | 48.0052 | 48.004 | 48.0027 | 47.9993 | 47.981 | 47.9408 | 47.9687 | 47.9659 | 47.9658 | 47.9658 | 47.9656 | 47.9654 | 47.9652 | 47.9642 | 47.9631 | 47.9619 | 47.9606 | 47.9572 | 47.9389 | 47.8987 | 48.1371 | 48.1343 | 48.1343 | 48.1342 | 48.1341 | 48.1338 | 48.1336 | 48.1326 | 48.1315 | 48.1303 | 48.129 | 48.1257 | 48.1073 | 48.0671
EAST CLAYDON GSP | BICESTER NORTH BSP | UPPER HEYFORD | MINIMUM HEADROOM | SP 51750 25667 | NO | YES | 0.27263 | 17.3375 | 17.3158 | 17.2998 | 17.2784 | 17.2537 | 17.2263 | 17.1951 | 17.1672 | 17.1393 | 17.1117 | 17.0835 | 16.2567 | 15.3979 | 14.4315 | 16.127 | 16.1076 | 16.101 | 16.0918 | 16.081 | 16.0687 | 16.0546 | 16.0436 | 16.0323 | 16.0206 | 15.9761 | 14.9728 | 13.9955 | 12.9105 | 16.9165 | 16.897 | 16.8904 | 16.7695 | 16.5653 | 16.3433 | 16.0904 | 15.8447 | 15.6028 | 15.3693 | 15.1331 | 14.1384 | 13.169 | 12.0919
|  | UPPER HEYFORD | CT |  |  |  |  | 17.3375 | 17.3293 | 17.3152 | 17.2959 | 17.273 | 17.2469 | 17.2165 | 17.1892 | 17.1618 | 17.1354 | 17.1093 | 16.4407 | 15.671 | 14.8406 | 16.127 | 16.1188 | 16.1125 | 16.104 | 16.0936 | 16.0814 | 16.0671 | 16.0571 | 16.0466 | 16.036 | 16.025 | 15.1827 | 14.3077 | 13.3721 | 16.9165 | 16.9083 | 16.902 | 16.8562 | 16.6719 | 16.466 | 16.2271 | 15.9771 | 15.7299 | 15.5 | 15.2783 | 14.3465 | 13.4786 | 12.55
|  | UPPER HEYFORD | LW |  |  |  |  | 17.3376 | 17.3158 | 17.2998 | 17.2784 | 17.2537 | 17.2263 | 17.1951 | 17.1672 | 17.1393 | 17.1117 | 17.0835 | 16.2567 | 15.3979 | 14.4315 | 16.127 | 16.1076 | 16.101 | 16.0918 | 16.081 | 16.0687 | 16.0546 | 16.0436 | 16.0323 | 16.0206 | 15.9761 | 14.9728 | 13.9955 | 12.9105 | 16.9165 | 16.897 | 16.8904 | 16.7695 | 16.5653 | 16.3433 | 16.0904 | 15.8447 | 15.6028 | 15.3693 | 15.1331 | 14.1384 | 13.169 | 12.0919
|  | UPPER HEYFORD | ST |  |  |  |  | 17.3379 | 17.3379 | 17.3379 | 17.3329 | 17.3255 | 17.3176 | 17.3091 | 17.2997 | 17.2904 | 17.2817 | 17.2731 | 17.2356 | 17.2024 | 16.8447 | 16.1274 | 16.1274 | 16.1274 | 16.1274 | 16.1274 | 16.1274 | 16.1274 | 16.1274 | 16.1274 | 16.1274 | 16.1274 | 16.1274 | 16.0949 | 15.6239 | 16.9168 | 16.9168 | 16.9168 | 16.9168 | 16.9168 | 16.8561 | 16.7378 | 16.6076 | 16.478 | 16.356 | 16.2373 | 15.7141 | 15.2519 | 14.7853
|  | UPPER HEYFORD | FS |  |  |  |  | 17.3376 | 17.3347 | 17.3346 | 17.3345 | 17.3344 | 17.3339 | 17.3303 | 17.3256 | 17.3208 | 17.3158 | 17.3106 | 17.2889 | 17.2538 | 17.1944 | 16.1271 | 16.1242 | 16.1241 | 16.124 | 16.1239 | 16.1236 | 16.1234 | 16.1223 | 16.1212 | 16.1199 | 16.1185 | 16.115 | 16.0955 | 16.0526 | 16.9165 | 16.9136 | 16.9136 | 16.9135 | 16.9133 | 16.9131 | 16.9129 | 16.9118 | 16.9106 | 16.9094 | 16.874 | 16.6165 | 16.3803 | 16.1082
IVER 132KV | UPTON BSP | UPTON | MINIMUM HEADROOM | TQ 00800 79434 | NO | NO | 0.338 | 32.4232 | 32.3097 | 32.2713 | 32.218 | 32.155 | 32.0821 | 31.9974 | 31.9311 | 31.8613 | 31.7892 | 31.7133 | 31.0709 | 29.2019 | 26.5811 | 31.2894 | 31.1697 | 31.1243 | 31.0601 | 30.9856 | 30.901 | 30.8041 | 30.7252 | 30.6431 | 30.5588 | 30.4708 | 29.905 | 27.9344 | 25.1243 | 33.6174 | 33.4958 | 33.4482 | 33.3806 | 33.3026 | 33.2144 | 33.1136 | 33.0308 | 32.8086 | 32.4699 | 32.1283 | 30.4216 | 28.3964 | 25.6195
|  | UPTON | CT |  |  |  |  | 32.4234 | 32.3816 | 32.3494 | 32.3061 | 32.2533 | 32.1897 | 32.114 | 32.0603 | 32.0028 | 31.9436 | 31.8818 | 31.4005 | 29.6693 | 27.5177 | 31.2898 | 31.2424 | 31.2038 | 31.15 | 31.0861 | 31.0113 | 30.9237 | 30.8573 | 30.7872 | 30.716 | 30.6425 | 30.1857 | 28.4251 | 26.0913 | 33.6179 | 33.5687 | 33.5281 | 33.4711 | 33.4038 | 33.3255 | 33.2342 | 33.1638 | 33.0104 | 32.6863 | 32.3669 | 30.7639 | 28.8831 | 26.5812
|  | UPTON | LW |  |  |  |  | 32.4233 | 32.3097 | 32.2713 | 32.218 | 32.155 | 32.0821 | 31.9974 | 31.9311 | 31.8613 | 31.7892 | 31.7133 | 31.0709 | 29.2019 | 26.5811 | 31.2894 | 31.1697 | 31.1243 | 31.0601 | 30.9856 | 30.901 | 30.8041 | 30.7252 | 30.6431 | 30.5588 | 30.4708 | 29.905 | 27.9344 | 25.1243 | 33.6174 | 33.4958 | 33.4482 | 33.3806 | 33.3026 | 33.2144 | 33.1136 | 33.0308 | 32.8086 | 32.4699 | 32.1283 | 30.4216 | 28.3964 | 25.6195
|  | UPTON | ST |  |  |  |  | 32.4252 | 32.4252 | 32.4252 | 32.4252 | 32.4252 | 32.4252 | 32.4252 | 32.4252 | 32.4252 | 32.4252 | 32.4252 | 32.4252 | 32.4252 | 32.3733 | 31.2987 | 31.2971 | 31.2952 | 31.2882 | 31.281 | 31.2738 | 31.2665 | 31.2585 | 31.2506 | 31.243 | 31.2355 | 31.2002 | 31.1664 | 31.1327 | 33.629 | 33.6268 | 33.6244 | 33.6153 | 33.6058 | 33.5964 | 33.5868 | 33.5763 | 33.566 | 33.556 | 33.5462 | 33.2248 | 32.4819 | 31.7407
|  | UPTON | FS |  |  |  |  | 32.4232 | 32.4041 | 32.4037 | 32.4031 | 32.4022 | 32.4006 | 32.3991 | 32.3922 | 32.3846 | 32.3763 | 32.3673 | 32.3441 | 32.2137 | 31.9219 | 31.2975 | 31.2774 | 31.2759 | 31.274 | 31.2706 | 31.2646 | 31.2586 | 31.2467 | 31.2341 | 31.2208 | 31.2067 | 31.1592 | 31.0052 | 30.6899 | 33.628 | 33.6076 | 33.6058 | 33.6034 | 33.5993 | 33.5918 | 33.5845 | 33.571 | 33.5569 | 33.542 | 33.5264 | 33.4713 | 33.31 | 32.5674
IVER 66kV |  | UXBRIDGE | MINIMUM HEADROOM | TQ 04984 83484 | NO | NO | 0.57474 | 70.4546 | 70.3202 | 70.2748 | 70.2118 | 70.1372 | 70.0521 | 69.9539 | 69.8775 | 69.7981 | 69.7164 | 69.631 | 69.1105 | 68.2759 | 66.6633 | 67.0797 | 66.9311 | 66.8692 | 66.7816 | 66.681 | 66.5689 | 66.442 | 66.3364 | 66.2283 | 66.1186 | 66.0053 | 64.4943 | 61.5726 | 57.8949 | 69.0996 | 68.9505 | 68.8881 | 68.7997 | 68.6983 | 68.5855 | 68.4577 | 68.0306 | 67.478 | 66.9358 | 66.3907 | 63.7254 | 60.7942 | 57.1071
|  | UXBRIDGE | CT |  |  |  |  | 70.4546 | 70.4012 | 70.3601 | 70.3049 | 70.2374 | 70.1578 | 70.0639 | 69.9978 | 69.9283 | 69.8575 | 69.7841 | 69.3207 | 68.5611 | 67.3632 | 67.0806 | 67.0144 | 66.9586 | 66.8802 | 66.788 | 66.6826 | 66.5611 | 66.4654 | 66.3667 | 66.2681 | 66.1678 | 64.9395 | 62.2122 | 59.0681 | 69.1006 | 69.034 | 68.9776 | 68.8985 | 68.8056 | 68.6994 | 68.5771 | 68.2944 | 67.7441 | 67.2169 | 66.6991 | 64.1716 | 61.4354 | 58.2826
|  | UXBRIDGE | LW |  |  |  |  | 70.4546 | 70.3202 | 70.2748 | 70.2118 | 70.1372 | 70.0521 | 69.9539 | 69.8775 | 69.7981 | 69.7164 | 69.631 | 69.1105 | 68.2759 | 66.6633 | 67.0797 | 66.9311 | 66.8692 | 66.7816 | 66.681 | 66.5689 | 66.442 | 66.3364 | 66.2283 | 66.1186 | 66.0053 | 64.4943 | 61.5726 | 57.8949 | 69.0996 | 68.9505 | 68.8881 | 68.7997 | 68.6983 | 68.5855 | 68.4577 | 68.0306 | 67.478 | 66.9358 | 66.3907 | 63.7254 | 60.7942 | 57.1071
|  | UXBRIDGE | ST |  |  |  |  | 70.4568 | 70.4568 | 70.4568 | 70.4568 | 70.4568 | 70.4568 | 70.4568 | 70.4568 | 70.4568 | 70.4568 | 70.4568 | 70.4568 | 70.4568 | 70.4568 | 67.0969 | 67.092 | 67.0866 | 67.0714 | 67.0555 | 67.0395 | 67.023 | 67.0051 | 66.9873 | 66.9702 | 66.9536 | 66.8766 | 66.8054 | 66.3346 | 69.1173 | 69.1122 | 69.1066 | 69.0909 | 69.0746 | 69.058 | 69.0411 | 69.0226 | 69.0042 | 68.9867 | 68.9695 | 67.9659 | 66.7847 | 65.5679
|  | UXBRIDGE | FS |  |  |  |  | 70.4547 | 70.4344 | 70.4339 | 70.4333 | 70.4323 | 70.4306 | 70.429 | 70.4216 | 70.4135 | 70.4046 | 70.395 | 70.3703 | 70.2331 | 69.9296 | 67.0979 | 67.0748 | 67.0713 | 67.0672 | 67.0606 | 67.0499 | 67.0392 | 67.0218 | 67.0036 | 66.9846 | 66.9647 | 66.8905 | 66.7075 | 66.3585 | 69.1184 | 69.0951 | 69.0916 | 69.0873 | 69.0806 | 69.0696 | 69.0587 | 69.0409 | 69.0224 | 69.0031 | 68.9829 | 68.9071 | 68.6411 | 67.5891
NURSLING GSP | VELMORE BSP | VELMORE | MINIMUM HEADROOM | SU 42935 19205 | NO | NO | 0.515 | 37.1658 | 37.0665 | 37.0323 | 36.9849 | 36.9288 | 36.864 | 36.7893 | 36.7311 | 36.6706 | 36.6085 | 36.5435 | 36.1491 | 35.3489 | 32.966 | 36.8826 | 36.692 | 36.5541 | 36.3504 | 36.1294 | 35.8948 | 35.6394 | 35.3978 | 35.157 | 34.9201 | 34.6804 | 33.2212 | 31.1986 | 28.6093 | 37.871 | 37.7717 | 37.7375 | 37.6901 | 37.4381 | 37.0805 | 36.6944 | 36.3202 | 35.9489 | 35.5854 | 35.2194 | 33.4918 | 31.5679 | 29.0817
|  | VELMORE | CT |  |  |  |  | 37.1658 | 37.1234 | 37.0907 | 37.0469 | 36.9936 | 36.9311 | 36.8575 | 36.8054 | 36.751 | 36.6945 | 36.6363 | 36.2716 | 35.6814 | 33.6979 | 36.8882 | 36.7656 | 36.6394 | 36.4487 | 36.2393 | 36.0147 | 35.7673 | 35.529 | 35.2912 | 35.061 | 34.8344 | 33.4995 | 31.613 | 29.3907 | 37.871 | 37.8287 | 37.7959 | 37.7522 | 37.5806 | 37.2388 | 36.8656 | 36.4925 | 36.1221 | 35.7661 | 35.4176 | 33.766 | 31.9636 | 29.8384
|  | VELMORE | LW |  |  |  |  | 37.1675 | 37.0665 | 37.0323 | 36.9849 | 36.9288 | 36.864 | 36.7893 | 36.7311 | 36.6706 | 36.6085 | 36.5435 | 36.1491 | 35.3489 | 32.966 | 36.8826 | 36.692 | 36.5541 | 36.3504 | 36.1294 | 35.8948 | 35.6394 | 35.3978 | 35.157 | 34.9201 | 34.6804 | 33.2212 | 31.1986 | 28.6093 | 37.8728 | 37.7717 | 37.7375 | 37.6901 | 37.4381 | 37.0805 | 36.6944 | 36.3202 | 35.9489 | 35.5854 | 35.2194 | 33.4918 | 31.5679 | 29.0817
|  | VELMORE | ST |  |  |  |  | 37.1692 | 37.1692 | 37.1692 | 37.1692 | 37.1692 | 37.1692 | 37.1692 | 37.1692 | 37.1692 | 37.1692 | 37.1692 | 37.1692 | 37.1692 | 37.1658 | 36.9804 | 36.9509 | 36.9177 | 36.8222 | 36.7227 | 36.6224 | 36.5193 | 36.4065 | 36.2951 | 36.1893 | 36.0858 | 35.6114 | 35.1768 | 34.617 | 37.8745 | 37.8745 | 37.8745 | 37.8745 | 37.8745 | 37.8745 | 37.8745 | 37.7417 | 37.5498 | 37.3673 | 37.189 | 36.3713 | 35.6222 | 34.8776
|  | VELMORE | FS |  |  |  |  | 37.1676 | 37.1521 | 37.1517 | 37.1513 | 37.1505 | 37.1492 | 37.148 | 37.1424 | 37.1362 | 37.1294 | 37.1221 | 37.1033 | 36.9989 | 36.7685 | 36.9996 | 36.967 | 36.9482 | 36.9254 | 36.8894 | 36.8314 | 36.7739 | 36.7051 | 36.6359 | 36.566 | 36.4947 | 36.1672 | 35.7796 | 35.2694 | 37.8728 | 37.8574 | 37.857 | 37.8565 | 37.8558 | 37.8545 | 37.8533 | 37.8476 | 37.8414 | 37.8347 | 37.8273 | 37.377 | 36.7844 | 36.0718
FAWLEY GSP | COWES & WOOTTON COMMON BSP | VENTNOR | MINIMUM HEADROOM | SZ 56148 77857 | NO | YES | 0.042105 | 34.041 | 33.9758 | 33.9537 | 33.9232 | 33.887 | 33.8451 | 33.7964 | 33.7583 | 33.7182 | 33.6767 | 33.6331 | 32.6779 | 31.4878 | 29.8644 | 32.0589 | 31.9892 | 31.9622 | 31.9237 | 31.8792 | 31.8289 | 31.7715 | 31.7243 | 31.6753 | 31.5386 | 31.3239 | 30.2479 | 28.9884 | 27.249 | 32.6725 | 32.6074 | 32.5853 | 32.5547 | 32.5185 | 32.4766 | 32.428 | 32.3899 | 32.3498 | 32.3083 | 32.1654 | 31.1144 | 29.7951 | 28.0425
|  | VENTNOR | CT |  |  |  |  | 34.0411 | 34.0171 | 33.9987 | 33.9739 | 33.9436 | 33.9071 | 33.8638 | 33.8329 | 33.7999 | 33.7659 | 33.7305 | 32.8698 | 31.7603 | 30.4092 | 32.0592 | 32.0311 | 32.008 | 31.9756 | 31.9373 | 31.8928 | 31.8408 | 31.8008 | 31.7588 | 31.6635 | 31.4603 | 30.4447 | 29.2683 | 27.8125 | 32.6727 | 32.6487 | 32.6303 | 32.6055 | 32.5752 | 32.5387 | 32.4953 | 32.4645 | 32.4315 | 32.3975 | 32.2938 | 31.3155 | 30.0815 | 28.6056
|  | VENTNOR | LW |  |  |  |  | 34.041 | 33.9758 | 33.9537 | 33.9232 | 33.887 | 33.8451 | 33.7964 | 33.7583 | 33.7182 | 33.6767 | 33.6331 | 32.6779 | 31.4878 | 29.8644 | 32.0589 | 31.9892 | 31.9622 | 31.9237 | 31.8792 | 31.8289 | 31.7715 | 31.7243 | 31.6753 | 31.5386 | 31.3239 | 30.2479 | 28.9884 | 27.249 | 32.6726 | 32.6074 | 32.5853 | 32.5547 | 32.5185 | 32.4766 | 32.428 | 32.3899 | 32.3498 | 32.3083 | 32.1654 | 31.1144 | 29.7951 | 28.0425
|  | VENTNOR | ST |  |  |  |  | 34.0421 | 34.0421 | 34.0421 | 34.0421 | 34.0421 | 34.0421 | 34.0421 | 34.0421 | 34.0421 | 34.0421 | 34.0421 | 34.0421 | 33.8455 | 33.396 | 32.0654 | 32.0641 | 32.0628 | 32.0577 | 32.0524 | 32.0472 | 32.0419 | 32.0361 | 32.0303 | 32.0247 | 32.0192 | 31.9529 | 31.4611 | 30.9694 | 32.6737 | 32.6737 | 32.6737 | 32.6737 | 32.6737 | 32.6737 | 32.6737 | 32.6737 | 32.6737 | 32.6737 | 32.6737 | 32.6737 | 32.3581 | 31.8388
|  | VENTNOR | FS |  |  |  |  | 34.041 | 34.03 | 34.0298 | 34.0294 | 34.0289 | 34.028 | 34.0271 | 34.0231 | 34.0188 | 34.014 | 34.0088 | 33.9955 | 33.9204 | 33.7525 | 32.0647 | 32.0531 | 32.052 | 32.0507 | 32.0483 | 32.0441 | 32.04 | 32.0323 | 32.0242 | 32.0157 | 32.0068 | 31.9754 | 31.8827 | 31.5448 | 32.6725 | 32.6616 | 32.6613 | 32.661 | 32.6605 | 32.6596 | 32.6587 | 32.6547 | 32.6503 | 32.6456 | 32.6404 | 32.6271 | 32.552 | 32.3655
MANNINGTON GSP | MANNINGTON BSP | VERWOOD | MINIMUM HEADROOM | SU 07716 10226 | NO | YES | 0.22632 | 11.6742 | 11.5945 | 11.5661 | 11.5271 | 11.4811 | 11.4284 | 11.3676 | 11.2375 | 11.0482 | 10.8606 | 10.6715 | 9.7119 | 8.5469 | 6.8903 | 12.2637 | 12.184 | 12.1556 | 12.1166 | 12.0706 | 12.0179 | 11.957 | 11.7557 | 11.5412 | 11.3289 | 11.1151 | 10.0417 | 8.7627 | 6.9939 | 12.5269 | 12.4471 | 12.4187 | 12.3566 | 12.1527 | 11.9428 | 11.7202 | 11.5061 | 11.2918 | 11.0798 | 10.8664 | 9.7944 | 8.5167 | 6.7493
|  | VERWOOD | CT |  |  |  |  | 11.6742 | 11.6405 | 11.6142 | 11.5795 | 11.5374 | 11.4877 | 11.4292 | 11.3319 | 11.1467 | 10.966 | 10.7868 | 9.8714 | 8.7708 | 7.3924 | 12.2637 | 12.23 | 12.2037 | 12.169 | 12.1268 | 12.0772 | 12.0187 | 11.8552 | 11.6444 | 11.4392 | 11.236 | 10.2091 | 8.9989 | 7.5119 | 12.5269 | 12.4932 | 12.4669 | 12.4308 | 12.2363 | 12.033 | 11.8165 | 11.6055 | 11.395 | 11.19 | 10.9871 | 9.9617 | 8.7528 | 7.2672
|  | VERWOOD | LW |  |  |  |  | 11.6768 | 11.5945 | 11.5661 | 11.5271 | 11.4811 | 11.4284 | 11.3676 | 11.2375 | 11.0482 | 10.8606 | 10.6715 | 9.7119 | 8.5469 | 6.8903 | 12.2662 | 12.184 | 12.1556 | 12.1166 | 12.0706 | 12.0179 | 11.957 | 11.7557 | 11.5412 | 11.3289 | 11.1151 | 10.0417 | 8.7627 | 6.9939 | 12.5294 | 12.4471 | 12.4187 | 12.3566 | 12.1527 | 11.9428 | 11.7202 | 11.5061 | 11.2918 | 11.0798 | 10.8664 | 9.7944 | 8.5167 | 6.7493
|  | VERWOOD | ST |  |  |  |  | 11.6789 | 11.6789 | 11.6789 | 11.6789 | 11.6789 | 11.6789 | 11.6789 | 11.6789 | 11.6789 | 11.6789 | 11.6789 | 11.4037 | 11.0308 | 10.6647 | 12.2684 | 12.2684 | 12.2684 | 12.2684 | 12.2684 | 12.2684 | 12.2684 | 12.2684 | 12.2684 | 12.2684 | 12.2684 | 11.8875 | 11.4473 | 11.0151 | 12.5316 | 12.5316 | 12.5316 | 12.5316 | 12.5316 | 12.5316 | 12.5179 | 12.4104 | 12.3048 | 12.203 | 12.104 | 11.6382 | 11.1988 | 10.7675
|  | VERWOOD | FS |  |  |  |  | 11.6776 | 11.6646 | 11.6643 | 11.6639 | 11.6633 | 11.6622 | 11.6612 | 11.6565 | 11.6513 | 11.6457 | 11.6395 | 11.6238 | 11.4161 | 10.9542 | 12.2671 | 12.2541 | 12.2538 | 12.2534 | 12.2528 | 12.2517 | 12.2507 | 12.246 | 12.2408 | 12.2351 | 12.229 | 12.2132 | 11.9276 | 11.4171 | 12.5302 | 12.5173 | 12.517 | 12.5166 | 12.5159 | 12.5149 | 12.5138 | 12.5091 | 12.5039 | 12.4983 | 12.4479 | 12.0887 | 11.678 | 11.1681
NORTH HYDE GSP |  | VICARAGE FARM ROAD | MINIMUM HEADROOM | TQ 12358 76435 | NO | NO | 0.90842 | 45.1826 | 45.0097 | 44.9378 | 44.8356 | 44.718 | 44.5847 | 44.4321 | 44.3042 | 44.1712 | 44.0352 | 43.8935 | 41.9675 | 39.0453 | 34.8827 | 44.0244 | 43.8575 | 43.7925 | 43.7009 | 43.5946 | 43.473 | 43.333 | 43.2179 | 43.0243 | 42.4529 | 41.8735 | 39.0429 | 35.7492 | 31.313 | 44.3148 | 44.1451 | 44.0768 | 43.9801 | 43.8684 | 43.7412 | 43.5952 | 43.4741 | 42.9066 | 42.3204 | 41.7261 | 38.8277 | 35.466 | 30.9611
|  | VICARAGE FARM ROAD | CT |  |  |  |  | 45.1841 | 45.1158 | 45.0575 | 44.9752 | 44.8783 | 44.7651 | 44.6329 | 44.5264 | 44.4144 | 44.3012 | 44.1848 | 42.5657 | 39.9258 | 36.5389 | 44.0255 | 43.9626 | 43.9105 | 43.838 | 43.7519 | 43.6498 | 43.5297 | 43.4362 | 43.3371 | 42.8532 | 42.3139 | 39.6838 | 36.6742 | 33.0281 | 44.3161 | 44.2506 | 44.1956 | 44.1184 | 44.0271 | 43.9197 | 43.7939 | 43.6942 | 43.2854 | 42.7253 | 42.1716 | 39.476 | 36.4022 | 32.691
|  | VICARAGE FARM ROAD | LW |  |  |  |  | 45.1826 | 45.0097 | 44.9378 | 44.8356 | 44.718 | 44.5847 | 44.4321 | 44.3042 | 44.1712 | 44.0352 | 43.8935 | 41.9675 | 39.0453 | 34.8827 | 44.0244 | 43.8575 | 43.7925 | 43.7009 | 43.5946 | 43.473 | 43.333 | 43.2179 | 43.0243 | 42.4529 | 41.8735 | 39.0429 | 35.7492 | 31.313 | 44.3148 | 44.1451 | 44.0768 | 43.9801 | 43.8684 | 43.7412 | 43.5952 | 43.4741 | 42.9066 | 42.3204 | 41.7261 | 38.8277 | 35.466 | 30.9611
|  | VICARAGE FARM ROAD | ST |  |  |  |  | 45.2022 | 45.1966 | 45.1902 | 45.1726 | 45.1542 | 45.1353 | 45.1158 | 45.0943 | 45.073 | 45.0525 | 45.0323 | 44.9371 | 44.8464 | 43.9094 | 44.0378 | 44.0342 | 44.0302 | 44.019 | 44.0073 | 43.9954 | 43.983 | 43.9694 | 43.9559 | 43.9429 | 43.9301 | 43.5722 | 42.3144 | 41.0444 | 44.3311 | 44.3265 | 44.3214 | 44.3072 | 44.2923 | 44.2771 | 44.2613 | 44.244 | 44.2267 | 44.2101 | 44.1938 | 43.4471 | 42.1496 | 40.8394
|  | VICARAGE FARM ROAD | FS |  |  |  |  | 45.2014 | 45.1706 | 45.1664 | 45.1613 | 45.1531 | 45.1397 | 45.1264 | 45.104 | 45.0805 | 45.056 | 45.0304 | 44.936 | 44.6861 | 44.196 | 44.0362 | 44.0065 | 44.0037 | 44.0001 | 43.9944 | 43.9851 | 43.9759 | 43.958 | 43.9391 | 43.9192 | 43.8981 | 43.826 | 43.5977 | 42.7886 | 44.3299 | 44.2997 | 44.2962 | 44.2919 | 44.285 | 44.2738 | 44.2626 | 44.2426 | 44.2215 | 44.1994 | 44.1762 | 44.0934 | 43.8549 | 42.6621
COWLEY GSP | COWLEY LOCAL (2 X 90) | WALLINGFORD | MINIMUM HEADROOM | SU 59847 89486 | NO | YES | 0.55263 | 18.6396 | 18.4214 | 18.2518 | 17.9949 | 17.7202 | 17.4351 | 17.1289 | 16.8345 | 16.5423 | 16.2554 | 15.9541 | 14.4833 | 12.836 | 10.6847 | 17.7882 | 17.5386 | 17.3333 | 17.0213 | 16.6891 | 16.3456 | 15.9779 | 15.6211 | 15.2673 | 14.9207 | 14.5732 | 12.915 | 11.0805 | 8.7467 | 17.386 | 17.1379 | 16.9341 | 16.6245 | 16.2948 | 15.954 | 15.589 | 15.2349 | 14.8839 | 14.54 | 14.1951 | 12.5595 | 10.7528 | 8.446
|  | WALLINGFORD | CT |  |  |  |  | 18.6465 | 18.4952 | 18.3378 | 18.0943 | 17.8318 | 17.5544 | 17.2544 | 16.9606 | 16.6695 | 16.3893 | 16.1065 | 14.691 | 13.1263 | 11.2767 | 17.797 | 17.617 | 17.427 | 17.1311 | 16.8138 | 16.4801 | 16.1207 | 15.7634 | 15.4101 | 15.0707 | 14.7376 | 13.1417 | 11.3995 | 9.3764 | 17.3947 | 17.216 | 17.0275 | 16.7339 | 16.419 | 16.0878 | 15.731 | 15.3766 | 15.026 | 14.6893 | 14.3586 | 12.7834 | 11.0675 | 9.0701
|  | WALLINGFORD | LW |  |  |  |  | 18.6396 | 18.4214 | 18.2518 | 17.9949 | 17.7202 | 17.4351 | 17.1289 | 16.8345 | 16.5423 | 16.2554 | 15.9541 | 14.4833 | 12.836 | 10.6847 | 17.7882 | 17.5386 | 17.3333 | 17.0213 | 16.6891 | 16.3456 | 15.9779 | 15.6211 | 15.2673 | 14.9207 | 14.5732 | 12.915 | 11.0805 | 8.7467 | 17.386 | 17.1379 | 16.9341 | 16.6245 | 16.2948 | 15.954 | 15.589 | 15.2349 | 14.8839 | 14.54 | 14.1951 | 12.5595 | 10.7528 | 8.446
|  | WALLINGFORD | ST |  |  |  |  | 18.7791 | 18.7426 | 18.7023 | 18.5701 | 18.4345 | 18.2988 | 18.1605 | 18.0101 | 17.8619 | 17.7197 | 17.5813 | 16.9488 | 16.3384 | 15.7236 | 17.9637 | 17.9177 | 17.8669 | 17.7002 | 17.5292 | 17.3579 | 17.1836 | 16.9938 | 16.8069 | 16.6276 | 16.453 | 15.6553 | 14.9236 | 14.2039 | 17.5599 | 17.5144 | 17.464 | 17.2988 | 17.1294 | 16.9597 | 16.787 | 16.5989 | 16.4138 | 16.2361 | 16.0631 | 15.2727 | 14.5478 | 13.8412
|  | WALLINGFORD | FS |  |  |  |  | 18.8069 | 18.772 | 18.7492 | 18.7208 | 18.6732 | 18.5931 | 18.5138 | 18.4213 | 18.3278 | 18.2342 | 18.1397 | 17.6944 | 17.2101 | 16.6175 | 17.9919 | 17.9589 | 17.9303 | 17.8946 | 17.8347 | 17.734 | 17.6343 | 17.5189 | 17.4026 | 17.2862 | 17.1688 | 16.6118 | 16.0262 | 15.3342 | 17.595 | 17.555 | 17.5266 | 17.4913 | 17.432 | 17.3321 | 17.2334 | 17.119 | 17.0037 | 16.8883 | 16.7719 | 16.2198 | 15.6387 | 14.9512
COWLEY GSP | DRAYTON BSP | WANTAGE | MINIMUM HEADROOM | SU 41290 88304 | NO | YES | 0.45684 | 18.2533 | 18.0421 | 17.8608 | 17.6003 | 17.3165 | 17.0173 | 16.6895 | 16.3734 | 16.0609 | 15.7556 | 15.4489 | 14.037 | 12.5035 | 10.5498 | 18.1835 | 17.9488 | 17.74 | 17.4396 | 17.1132 | 16.7696 | 16.3937 | 16.0292 | 15.6694 | 15.3182 | 14.9657 | 13.3556 | 11.6337 | 9.4945 | 18.1849 | 17.9507 | 17.7424 | 17.4428 | 17.1173 | 16.7746 | 16.3996 | 16.0362 | 15.6772 | 15.327 | 14.9754 | 13.3694 | 11.6512 | 9.5158
|  | WANTAGE | CT |  |  |  |  | 18.2649 | 18.1158 | 17.9542 | 17.7133 | 17.4475 | 17.162 | 16.8452 | 16.5282 | 16.214 | 15.9159 | 15.6241 | 14.2809 | 12.8541 | 11.1893 | 18.1971 | 18.0274 | 17.8416 | 17.5639 | 17.2584 | 16.9308 | 16.568 | 16.2019 | 15.8393 | 15.4959 | 15.1601 | 13.6273 | 12.0264 | 10.1903 | 18.1985 | 18.0292 | 17.8439 | 17.5669 | 17.2622 | 16.9355 | 16.5736 | 16.2084 | 15.8468 | 15.5043 | 15.1694 | 13.6405 | 12.0431 | 10.2104
|  | WANTAGE | LW |  |  |  |  | 18.2533 | 18.0421 | 17.8608 | 17.6003 | 17.3165 | 17.0173 | 16.6895 | 16.3734 | 16.0609 | 15.7556 | 15.4489 | 14.037 | 12.5035 | 10.5498 | 18.1835 | 17.9488 | 17.74 | 17.4396 | 17.1132 | 16.7696 | 16.3937 | 16.0292 | 15.6694 | 15.3182 | 14.9657 | 13.3556 | 11.6337 | 9.4945 | 18.1849 | 17.9507 | 17.7424 | 17.4428 | 17.1173 | 16.7746 | 16.3996 | 16.0362 | 15.6772 | 15.327 | 14.9754 | 13.3694 | 11.6512 | 9.5158
|  | WANTAGE | ST |  |  |  |  | 18.3788 | 18.329 | 18.274 | 18.1409 | 18.0015 | 17.8586 | 17.7109 | 17.55 | 17.3903 | 17.2389 | 17.0918 | 16.4298 | 15.8327 | 15.245 | 18.3311 | 18.2723 | 18.2076 | 18.0508 | 17.8866 | 17.7182 | 17.5442 | 17.3547 | 17.1666 | 16.9882 | 16.815 | 16.035 | 15.3317 | 14.6394 | 18.332 | 18.2735 | 18.209 | 18.0526 | 17.8889 | 17.7211 | 17.5476 | 17.3586 | 17.1711 | 16.9933 | 16.8206 | 16.043 | 15.3418 | 14.6516
|  | WANTAGE | FS |  |  |  |  | 18.415 | 18.3752 | 18.3457 | 18.3107 | 18.2609 | 18.1854 | 18.1108 | 18.0243 | 17.9369 | 17.8479 | 17.7579 | 17.3374 | 16.8954 | 16.3625 | 18.3739 | 18.3291 | 18.2944 | 18.2533 | 18.1947 | 18.1059 | 18.0183 | 17.9171 | 17.815 | 17.711 | 17.6061 | 17.1132 | 16.6066 | 16.01 | 18.3747 | 18.33 | 18.2954 | 18.2545 | 18.196 | 18.1075 | 18.0201 | 17.9193 | 17.8175 | 17.7138 | 17.6091 | 17.1177 | 16.6125 | 16.0171
MANNINGTON GSP | WAREHAM | WAREHAM TOWN | MINIMUM HEADROOM | SY 92036 87463 | NO | YES | 1.6821 | 15.4663 | 15.4128 | 15.3933 | 15.3666 | 15.3351 | 15.2991 | 15.2575 | 15.2249 | 15.0634 | 14.8777 | 14.6906 | 13.7453 | 12.6499 | 11.213 | 19.6422 | 19.4962 | 19.3762 | 19.1833 | 18.9822 | 18.7764 | 18.5609 | 18.3459 | 18.1315 | 17.9183 | 17.7036 | 16.6273 | 15.3994 | 13.8312 | 19.5696 | 19.4239 | 19.3042 | 19.1118 | 18.9113 | 18.7059 | 18.491 | 18.2765 | 18.0627 | 17.85 | 17.6359 | 16.5621 | 15.3368 | 13.7712
|  | WAREHAM TOWN | CT |  |  |  |  | 15.4663 | 15.4432 | 15.4251 | 15.4013 | 15.3726 | 15.3388 | 15.299 | 15.2695 | 15.1304 | 14.9489 | 14.7688 | 13.855 | 12.804 | 11.5633 | 19.6434 | 19.534 | 19.4198 | 19.2345 | 19.0398 | 18.8389 | 18.628 | 18.4152 | 18.202 | 17.993 | 17.7859 | 16.7431 | 15.5627 | 14.1934 | 19.5708 | 19.4616 | 19.3478 | 19.1629 | 18.9688 | 18.7683 | 18.558 | 18.3457 | 18.1331 | 17.9247 | 17.7181 | 16.6778 | 15.4999 | 14.1332
|  | WAREHAM TOWN | LW |  |  |  |  | 15.4688 | 15.4128 | 15.3933 | 15.3666 | 15.3351 | 15.2991 | 15.2575 | 15.2249 | 15.0634 | 14.8777 | 14.6906 | 13.7453 | 12.6499 | 11.213 | 19.6422 | 19.4962 | 19.3762 | 19.1833 | 18.9822 | 18.7764 | 18.5609 | 18.3459 | 18.1315 | 17.9183 | 17.7036 | 16.6273 | 15.3994 | 13.8312 | 19.5696 | 19.4239 | 19.3042 | 19.1118 | 18.9113 | 18.7059 | 18.491 | 18.2765 | 18.0627 | 17.85 | 17.6359 | 16.5621 | 15.3368 | 13.7712
|  | WAREHAM TOWN | ST |  |  |  |  | 15.4705 | 15.4705 | 15.4705 | 15.4705 | 15.4705 | 15.4705 | 15.4705 | 15.4705 | 15.4705 | 15.4705 | 15.4705 | 15.1978 | 14.7416 | 14.2892 | 19.7642 | 19.7425 | 19.7174 | 19.607 | 19.4949 | 19.3842 | 19.2721 | 19.1504 | 19.03 | 18.9126 | 18.7974 | 18.2397 | 17.7005 | 17.1658 | 19.6913 | 19.6696 | 19.6446 | 19.5345 | 19.4228 | 19.3124 | 19.2006 | 19.0793 | 18.9593 | 18.8423 | 18.7274 | 18.1714 | 17.6338 | 17.1007
|  | WAREHAM TOWN | FS |  |  |  |  | 15.4696 | 15.4607 | 15.4605 | 15.4602 | 15.4598 | 15.4591 | 15.4584 | 15.4551 | 15.4516 | 15.4477 | 15.4435 | 15.4327 | 15.274 | 14.8198 | 19.7745 | 19.7509 | 19.7347 | 19.7141 | 19.6751 | 19.6029 | 19.5317 | 19.4475 | 19.3632 | 19.2788 | 19.1944 | 18.7888 | 18.3473 | 17.8344 | 19.7015 | 19.678 | 19.6618 | 19.6413 | 19.6024 | 19.5304 | 19.4595 | 19.3755 | 19.2914 | 19.2073 | 19.1231 | 18.7187 | 18.2784 | 17.7666
BRAMLEY (FLEE) | BRACKNELL MAIN | WARFIELD | MINIMUM HEADROOM | SU 86960 71382 | NO | YES | 0.72842 | 36.8668 | 36.7388 | 36.6949 | 36.634 | 36.5612 | 36.4787 | 36.384 | 36.3103 | 36.2341 | 36.1561 | 36.0747 | 35.586 | 34.8121 | 33.3374 | 34.5615 | 34.4335 | 34.3896 | 34.3288 | 34.2559 | 34.1735 | 34.0787 | 34.005 | 33.9289 | 33.8508 | 33.7694 | 33.2808 | 32.5069 | 31.0321 | 36.4246 | 36.2967 | 36.2528 | 36.1919 | 36.1191 | 36.0366 | 35.9418 | 35.8682 | 35.792 | 35.7139 | 35.6326 | 35.1439 | 34.3561 | 32.2068
|  | WARFIELD | CT |  |  |  |  | 36.8668 | 36.8112 | 36.7682 | 36.7108 | 36.6407 | 36.559 | 36.4633 | 36.3958 | 36.3248 | 36.2527 | 36.1784 | 35.7185 | 34.9846 | 33.8444 | 34.5615 | 34.5059 | 34.4629 | 34.4055 | 34.3355 | 34.2538 | 34.158 | 34.0905 | 34.0195 | 33.9474 | 33.8731 | 33.4133 | 32.6794 | 31.5392 | 36.4246 | 36.369 | 36.3261 | 36.2687 | 36.1986 | 36.1169 | 36.0211 | 35.9537 | 35.8827 | 35.8106 | 35.7363 | 35.2764 | 34.5347 | 32.7191
|  | WARFIELD | LW |  |  |  |  | 36.8686 | 36.7388 | 36.6949 | 36.634 | 36.5612 | 36.4787 | 36.384 | 36.3103 | 36.2341 | 36.1561 | 36.0747 | 35.586 | 34.8121 | 33.3374 | 34.5633 | 34.4335 | 34.3896 | 34.3288 | 34.2559 | 34.1735 | 34.0787 | 34.005 | 33.9289 | 33.8508 | 33.7694 | 33.2808 | 32.5069 | 31.0321 | 36.4265 | 36.2967 | 36.2528 | 36.1919 | 36.1191 | 36.0366 | 35.9418 | 35.8682 | 35.792 | 35.7139 | 35.6326 | 35.1439 | 34.3561 | 32.2068
|  | WARFIELD | ST |  |  |  |  | 36.8716 | 36.8716 | 36.8716 | 36.8716 | 36.8716 | 36.8716 | 36.8716 | 36.8716 | 36.8716 | 36.8716 | 36.8716 | 36.8716 | 36.8682 | 36.864 | 34.5663 | 34.5663 | 34.5663 | 34.5663 | 34.5663 | 34.5663 | 34.5663 | 34.5663 | 34.5663 | 34.5663 | 34.5663 | 34.5663 | 34.5629 | 34.5587 | 36.4295 | 36.4295 | 36.4295 | 36.4295 | 36.4295 | 36.4295 | 36.4295 | 36.4295 | 36.4295 | 36.4295 | 36.4295 | 36.4295 | 36.4261 | 36.4219
|  | WARFIELD | FS |  |  |  |  | 36.8696 | 36.8506 | 36.8502 | 36.8496 | 36.8487 | 36.8471 | 36.8456 | 36.8387 | 36.8311 | 36.8229 | 36.8139 | 36.7908 | 36.6641 | 36.3857 | 34.5643 | 34.5454 | 34.5449 | 34.5444 | 34.5434 | 34.5419 | 34.5403 | 34.5335 | 34.5259 | 34.5176 | 34.5086 | 34.4856 | 34.3588 | 34.0804 | 36.4275 | 36.4085 | 36.4081 | 36.4075 | 36.4066 | 36.405 | 36.4035 | 36.3966 | 36.389 | 36.3808 | 36.3718 | 36.3487 | 36.222 | 35.9436
MELKSHAM GSP | FROME BSP | WARMINSTER | MINIMUM HEADROOM | ST 84936 44551 | NO | NO | 0.36737 | 17.3768 | 17.3388 | 17.3245 | 17.3051 | 17.2822 | 17.256 | 17.2256 | 17.2017 | 17.1767 | 17.15 | 17.1221 | 16.9062 | 15.8381 | 14.51 | 16.3768 | 16.3388 | 16.3245 | 16.3051 | 16.2822 | 16.256 | 16.2256 | 16.2017 | 16.1767 | 16.0389 | 15.786 | 14.6446 | 13.4361 | 11.9676 | 17.019 | 16.9809 | 16.9667 | 16.9472 | 16.9244 | 16.8981 | 16.8397 | 16.582 | 16.3267 | 16.0768 | 15.8246 | 14.6861 | 13.4805 | 12.0148
|  | WARMINSTER | CT |  |  |  |  | 17.3768 | 17.3602 | 17.3471 | 17.33 | 17.3094 | 17.2852 | 17.2567 | 17.236 | 17.2132 | 17.1898 | 17.1656 | 17.01 | 16.1156 | 14.9882 | 16.3768 | 16.3602 | 16.3471 | 16.33 | 16.3094 | 16.2852 | 16.2567 | 16.236 | 16.2132 | 16.1728 | 15.9337 | 14.8566 | 13.7482 | 12.4917 | 17.019 | 17.0023 | 16.9892 | 16.9721 | 16.9515 | 16.9273 | 16.8988 | 16.7119 | 16.4542 | 16.2104 | 15.9719 | 14.8977 | 13.7918 | 12.5379
|  | WARMINSTER | LW |  |  |  |  | 17.3785 | 17.3388 | 17.3245 | 17.3051 | 17.2822 | 17.256 | 17.2256 | 17.2017 | 17.1767 | 17.15 | 17.1221 | 16.9062 | 15.8381 | 14.51 | 16.3785 | 16.3388 | 16.3245 | 16.3051 | 16.2822 | 16.256 | 16.2256 | 16.2017 | 16.1767 | 16.0389 | 15.786 | 14.6446 | 13.4361 | 11.9676 | 17.0206 | 16.9809 | 16.9667 | 16.9472 | 16.9244 | 16.8981 | 16.8397 | 16.582 | 16.3267 | 16.0768 | 15.8246 | 14.6861 | 13.4805 | 12.0148
|  | WARMINSTER | ST |  |  |  |  | 17.38 | 17.38 | 17.38 | 17.38 | 17.38 | 17.38 | 17.38 | 17.38 | 17.38 | 17.38 | 17.38 | 17.3766 | 17.3724 | 17.3682 | 16.38 | 16.38 | 16.38 | 16.38 | 16.38 | 16.38 | 16.38 | 16.38 | 16.38 | 16.38 | 16.38 | 16.3766 | 15.9234 | 15.3932 | 17.0221 | 17.0221 | 17.0221 | 17.0221 | 17.0221 | 17.0221 | 17.0221 | 17.0221 | 17.0221 | 17.0221 | 17.0221 | 16.4875 | 15.9623 | 15.4337
|  | WARMINSTER | FS |  |  |  |  | 17.3793 | 17.3728 | 17.3726 | 17.3724 | 17.3721 | 17.3716 | 17.371 | 17.3687 | 17.366 | 17.3632 | 17.3601 | 17.3521 | 17.3074 | 17.2075 | 16.3793 | 16.3728 | 16.3726 | 16.3724 | 16.3721 | 16.3716 | 16.371 | 16.3687 | 16.366 | 16.3632 | 16.3601 | 16.3521 | 16.3074 | 16.2075 | 17.0214 | 17.0149 | 17.0147 | 17.0145 | 17.0142 | 17.0137 | 17.0131 | 17.0108 | 17.0081 | 17.0053 | 17.0022 | 16.9942 | 16.9495 | 16.583
LOVEDEAN GSP | FORT WIDLEY | WATERLOOVILLE | MINIMUM HEADROOM | SU 67988 09282 | NO | NO | 0.41895 | 49.4415 | 49.2822 | 49.2282 | 49.1535 | 49.065 | 48.9633 | 48.8456 | 48.7537 | 48.6373 | 48.0637 | 47.4846 | 44.6538 | 41.4095 | 37.171 | 47.9573 | 47.7844 | 47.7148 | 47.617 | 47.5039 | 47.1915 | 46.4449 | 45.7173 | 44.9946 | 44.2868 | 43.5733 | 40.2487 | 36.6013 | 31.9677 | 48.8205 | 48.6611 | 48.5899 | 48.4858 | 48.3659 | 48.0612 | 47.3606 | 46.6793 | 46.0023 | 45.3389 | 44.6698 | 41.351 | 37.7028 | 33.0683
|  | WATERLOOVILLE | CT |  |  |  |  | 49.4416 | 49.3797 | 49.3321 | 49.2682 | 49.19 | 49.097 | 48.9868 | 48.9088 | 48.8263 | 48.4123 | 47.8691 | 45.2138 | 42.2186 | 38.6628 | 47.9584 | 47.8846 | 47.8231 | 47.7378 | 47.6365 | 47.5189 | 46.812 | 46.0883 | 45.369 | 44.6822 | 44.0102 | 40.8674 | 37.4891 | 33.5645 | 48.8206 | 48.7587 | 48.6994 | 48.6082 | 48.5005 | 48.3763 | 47.7111 | 47.0345 | 46.3617 | 45.7188 | 45.0894 | 41.9698 | 38.5908 | 34.6653
|  | WATERLOOVILLE | LW |  |  |  |  | 49.4416 | 49.2822 | 49.2282 | 49.1535 | 49.065 | 48.9633 | 48.8456 | 48.7537 | 48.6373 | 48.0637 | 47.4846 | 44.6538 | 41.4095 | 37.171 | 47.9573 | 47.7844 | 47.7148 | 47.617 | 47.5039 | 47.1915 | 46.4449 | 45.7173 | 44.9946 | 44.2868 | 43.5733 | 40.2487 | 36.6013 | 31.9677 | 48.8205 | 48.6611 | 48.5899 | 48.4858 | 48.3659 | 48.0612 | 47.3606 | 46.6793 | 46.0023 | 45.3389 | 44.6698 | 41.351 | 37.7028 | 33.0683
|  | WATERLOOVILLE | ST |  |  |  |  | 49.4442 | 49.4442 | 49.4442 | 49.4442 | 49.4442 | 49.4442 | 49.4442 | 49.4442 | 49.4442 | 49.4442 | 49.4442 | 49.2901 | 48.118 | 46.8906 | 47.9729 | 47.968 | 47.9624 | 47.9485 | 47.9339 | 47.9191 | 47.9036 | 47.8866 | 47.8698 | 47.5915 | 47.238 | 45.6096 | 44.1059 | 42.6096 | 48.8232 | 48.8232 | 48.8232 | 48.8232 | 48.8099 | 48.791 | 48.7712 | 48.7496 | 48.7282 | 48.4672 | 48.1395 | 46.6299 | 45.2089 | 43.7122
|  | WATERLOOVILLE | FS |  |  |  |  | 49.4415 | 49.4159 | 49.4153 | 49.4145 | 49.4133 | 49.4112 | 49.4091 | 49.3998 | 49.3895 | 49.3783 | 49.3662 | 49.335 | 49.1606 | 48.7725 | 47.9733 | 47.9448 | 47.9413 | 47.9369 | 47.9304 | 47.9201 | 47.9099 | 47.8916 | 47.8723 | 47.852 | 47.8307 | 47.7201 | 46.6168 | 45.2904 | 48.8205 | 48.7948 | 48.7942 | 48.7935 | 48.7922 | 48.7901 | 48.788 | 48.7682 | 48.7464 | 48.7236 | 48.6997 | 48.5785 | 47.5428 | 46.2849
COWLEY GSP | HIGH WYCOMBE BSP | WATLINGTON | MINIMUM HEADROOM | SU 69106 94287 | NO | YES | 0.17789 | 9.729 | 9.6509 | 9.5936 | 9.5029 | 9.4068 | 9.3087 | 9.2041 | 9.1036 | 9.004 | 8.9055 | 8.8069 | 8.314 | 7.7408 | 6.9536 | 8.2924 | 8.2067 | 8.1412 | 8.0372 | 7.9275 | 7.8159 | 7.6972 | 7.5824 | 7.4687 | 7.3564 | 7.2443 | 6.6889 | 6.0547 | 5.2079 | 8.2632 | 8.1884 | 8.13 | 8.0376 | 7.9398 | 7.8399 | 7.7334 | 7.631 | 7.5296 | 7.4293 | 7.329 | 6.8279 | 6.2468 | 5.4518
|  | WATLINGTON | CT |  |  |  |  | 9.729 | 9.6754 | 9.6209 | 9.5348 | 9.4421 | 9.3459 | 9.2428 | 9.1429 | 9.043 | 8.9467 | 8.8515 | 8.3732 | 7.823 | 7.1512 | 8.2925 | 8.232 | 8.1699 | 8.0711 | 7.9653 | 7.8561 | 7.7394 | 7.6249 | 7.5106 | 7.4007 | 7.2922 | 6.7529 | 6.1441 | 5.415 | 8.2632 | 8.213 | 8.1576 | 8.0697 | 7.9753 | 7.8775 | 7.7726 | 7.6708 | 7.569 | 7.4709 | 7.374 | 6.8877 | 6.3299 | 5.6506
|  | WATLINGTON | LW |  |  |  |  | 9.7292 | 9.6509 | 9.5936 | 9.5029 | 9.4068 | 9.3087 | 9.2041 | 9.1036 | 9.004 | 8.9055 | 8.8069 | 8.314 | 7.7408 | 6.9536 | 8.2924 | 8.2067 | 8.1412 | 8.0372 | 7.9275 | 7.8159 | 7.6972 | 7.5824 | 7.4687 | 7.3564 | 7.2443 | 6.6889 | 6.0547 | 5.2079 | 8.2636 | 8.1884 | 8.13 | 8.0376 | 7.9398 | 7.8399 | 7.7334 | 7.631 | 7.5296 | 7.4293 | 7.329 | 6.8279 | 6.2468 | 5.4518
|  | WATLINGTON | ST |  |  |  |  | 9.7804 | 9.7705 | 9.7593 | 9.7143 | 9.668 | 9.6225 | 9.5765 | 9.526 | 9.4764 | 9.4285 | 9.3822 | 9.1674 | 8.9662 | 8.7693 | 8.3527 | 8.3411 | 8.3278 | 8.2744 | 8.2195 | 8.1657 | 8.1111 | 8.0513 | 7.9926 | 7.9358 | 7.881 | 7.6266 | 7.389 | 7.1565 | 8.3094 | 8.3006 | 8.2906 | 8.2504 | 8.2049 | 8.1584 | 8.1112 | 8.0595 | 8.0087 | 7.9597 | 7.9123 | 7.6923 | 7.4863 | 7.2848
|  | WATLINGTON | FS |  |  |  |  | 9.7882 | 9.7768 | 9.7707 | 9.7617 | 9.7461 | 9.7178 | 9.6896 | 9.6561 | 9.6225 | 9.5889 | 9.5544 | 9.3943 | 9.2146 | 8.9923 | 8.3621 | 8.3496 | 8.3425 | 8.3319 | 8.3133 | 8.28 | 8.2467 | 8.2074 | 8.168 | 8.1286 | 8.0882 | 7.8999 | 7.6942 | 7.4468 | 8.3164 | 8.3055 | 8.3001 | 8.292 | 8.278 | 8.2527 | 8.2273 | 8.193 | 8.1587 | 8.1243 | 8.089 | 7.9253 | 7.7422 | 7.5166
AMERSHAM | LOUDWATER BSP | WELL END | MINIMUM HEADROOM | SU 88511 87957 | NO | NO | 0.35579 | 29.1888 | 29.0921 | 29.0594 | 29.014 | 28.9603 | 28.8995 | 28.8297 | 28.7756 | 28.7198 | 28.6626 | 28.5083 | 27.2855 | 25.8868 | 24.0059 | 28.013 | 27.9107 | 27.8716 | 27.8163 | 27.7524 | 27.6814 | 27.6009 | 27.5359 | 27.4694 | 27.2078 | 26.9176 | 25.5212 | 23.9546 | 21.9111 | 28.7467 | 28.65 | 28.6172 | 28.5719 | 28.5181 | 28.4574 | 28.3876 | 28.3335 | 28.2362 | 27.9527 | 27.67 | 26.2797 | 24.7088 | 22.6611
|  | WELL END | CT |  |  |  |  | 29.1888 | 29.1488 | 29.1179 | 29.0765 | 29.0259 | 28.9668 | 28.8975 | 28.8489 | 28.7984 | 28.7471 | 28.6533 | 27.4839 | 26.1636 | 24.5775 | 28.0132 | 27.968 | 27.9314 | 27.8805 | 27.8201 | 27.7511 | 27.6714 | 27.6118 | 27.5505 | 27.3513 | 27.0733 | 25.7351 | 24.2545 | 22.513 | 28.7467 | 28.7067 | 28.6758 | 28.6344 | 28.5838 | 28.5247 | 28.4553 | 28.4068 | 28.3563 | 28.0943 | 27.8236 | 26.494 | 25.0093 | 23.2639
|  | WELL END | LW |  |  |  |  | 29.1889 | 29.0921 | 29.0594 | 29.014 | 28.9603 | 28.8995 | 28.8297 | 28.7756 | 28.7198 | 28.6626 | 28.5083 | 27.2855 | 25.8868 | 24.0059 | 28.013 | 27.9107 | 27.8716 | 27.8163 | 27.7524 | 27.6814 | 27.6009 | 27.5359 | 27.4694 | 27.2078 | 26.9176 | 25.5212 | 23.9546 | 21.9111 | 28.7468 | 28.65 | 28.6172 | 28.5719 | 28.5181 | 28.4574 | 28.3876 | 28.3335 | 28.2362 | 27.9527 | 27.67 | 26.2797 | 24.7088 | 22.6611
|  | WELL END | ST |  |  |  |  | 29.1905 | 29.1905 | 29.1905 | 29.1905 | 29.1905 | 29.1905 | 29.1905 | 29.1905 | 29.1905 | 29.1905 | 29.1905 | 29.1905 | 28.9287 | 28.4479 | 28.0215 | 28.02 | 28.0184 | 28.0121 | 28.0057 | 27.9994 | 27.993 | 27.986 | 27.9792 | 27.9726 | 27.9662 | 27.9032 | 27.3045 | 26.7274 | 28.7484 | 28.7484 | 28.7484 | 28.7484 | 28.7484 | 28.7484 | 28.7484 | 28.7484 | 28.7484 | 28.7484 | 28.7484 | 28.6427 | 28.0634 | 27.4871
|  | WELL END | FS |  |  |  |  | 29.1891 | 29.1755 | 29.1752 | 29.1748 | 29.1741 | 29.173 | 29.1719 | 29.167 | 29.1615 | 29.1556 | 29.1491 | 29.1326 | 29.0419 | 28.8429 | 28.0215 | 28.007 | 28.0057 | 28.0041 | 28.0013 | 27.9965 | 27.9917 | 27.9825 | 27.973 | 27.9628 | 27.9522 | 27.9153 | 27.8063 | 27.5593 | 28.747 | 28.7334 | 28.7331 | 28.7327 | 28.732 | 28.7309 | 28.7298 | 28.7248 | 28.7194 | 28.7135 | 28.707 | 28.6905 | 28.5998 | 28.2987
LOVEDEAN GSP | FAREHAM T1A T2A (90MVAS) | WEST END | MINIMUM HEADROOM | SU 57216 06147 | NO | NO | 0.21158 | 34.6077 | 34.5057 | 34.4712 | 34.4233 | 34.3667 | 34.302 | 34.2273 | 34.1692 | 34.1087 | 34.0465 | 33.9814 | 33.5842 | 32.2056 | 30.0611 | 33.2889 | 33.1811 | 33.1402 | 33.0819 | 33.0146 | 32.9392 | 32.8535 | 32.784 | 32.7123 | 32.6392 | 32.5633 | 31.3151 | 29.5516 | 27.2168 | 34.113 | 34.011 | 33.9764 | 33.9286 | 33.872 | 33.8073 | 33.7326 | 33.6745 | 33.614 | 33.5518 | 33.4867 | 33.0894 | 31.5038 | 29.1724
|  | WEST END | CT |  |  |  |  | 34.6077 | 34.5663 | 34.5344 | 34.4915 | 34.4391 | 34.3773 | 34.3044 | 34.2531 | 34.1991 | 34.1441 | 34.0871 | 33.7272 | 32.4875 | 30.6779 | 33.2891 | 33.2422 | 33.2043 | 33.1514 | 33.0887 | 33.0164 | 32.9328 | 32.87 | 32.8048 | 32.7389 | 32.6713 | 31.5365 | 29.8588 | 27.8602 | 34.113 | 34.0715 | 34.0396 | 33.9968 | 33.9444 | 33.8826 | 33.8097 | 33.7583 | 33.7044 | 33.6493 | 33.5924 | 33.2325 | 31.8107 | 29.8153
|  | WEST END | LW |  |  |  |  | 34.6078 | 34.5057 | 34.4712 | 34.4233 | 34.3667 | 34.302 | 34.2273 | 34.1692 | 34.1087 | 34.0465 | 33.9814 | 33.5842 | 32.2056 | 30.0611 | 33.2889 | 33.1811 | 33.1402 | 33.0819 | 33.0146 | 32.9392 | 32.8535 | 32.784 | 32.7123 | 32.6392 | 32.5633 | 31.3151 | 29.5516 | 27.2168 | 34.1131 | 34.011 | 33.9764 | 33.9286 | 33.872 | 33.8073 | 33.7326 | 33.6745 | 33.614 | 33.5518 | 33.4867 | 33.0894 | 31.5038 | 29.1724
|  | WEST END | ST |  |  |  |  | 34.6095 | 34.6095 | 34.6095 | 34.6095 | 34.6095 | 34.6095 | 34.6095 | 34.6095 | 34.6095 | 34.6095 | 34.6095 | 34.6095 | 34.6095 | 34.6095 | 33.298 | 33.2965 | 33.295 | 33.2883 | 33.2815 | 33.2747 | 33.268 | 33.2606 | 33.2533 | 33.2463 | 33.2395 | 33.2075 | 33.1645 | 32.5001 | 34.1147 | 34.1147 | 34.1147 | 34.1147 | 34.1147 | 34.1147 | 34.1147 | 34.1147 | 34.1147 | 34.1147 | 34.1147 | 34.1147 | 34.1147 | 34.1147
|  | WEST END | FS |  |  |  |  | 34.6078 | 34.592 | 34.5917 | 34.5912 | 34.5904 | 34.5891 | 34.5878 | 34.5821 | 34.5758 | 34.5689 | 34.5614 | 34.5422 | 34.4357 | 34.1999 | 33.2974 | 33.2808 | 33.2795 | 33.2778 | 33.2747 | 33.2692 | 33.2638 | 33.2533 | 33.2423 | 33.2307 | 33.2185 | 33.1763 | 33.0482 | 32.7915 | 34.1131 | 34.0973 | 34.0969 | 34.0965 | 34.0957 | 34.0944 | 34.0931 | 34.0874 | 34.0811 | 34.0742 | 34.0667 | 34.0475 | 33.9409 | 33.7052
MELKSHAM GSP | WEST GRAFTON | WEST GRAFTON VILLAGE | MINIMUM HEADROOM | SU 24639 60279 | NO | YES | 0.27368 | 8.9468 | 8.8949 | 8.8589 | 8.8009 | 8.7389 | 8.6746 | 8.6072 | 8.5429 | 8.4779 | 8.4106 | 8.3432 | 7.9973 | 7.5771 | 6.9862 | 7.0338 | 6.9755 | 6.9327 | 6.8632 | 6.7892 | 6.7132 | 6.6341 | 6.5576 | 6.4814 | 6.4055 | 6.3296 | 5.9438 | 5.4839 | 4.8544 | 8.3186 | 8.2603 | 8.2177 | 8.1483 | 8.0745 | 7.9987 | 7.9197 | 7.8435 | 7.7674 | 7.6917 | 7.6159 | 7.231 | 6.7718 | 6.143
|  | WEST GRAFTON VILLAGE | CT |  |  |  |  | 8.9468 | 8.9103 | 8.874 | 8.8165 | 8.7562 | 8.6926 | 8.6247 | 8.5608 | 8.4965 | 8.4295 | 8.3635 | 8.0224 | 7.6107 | 7.1016 | 7.0338 | 6.9914 | 6.9487 | 6.8798 | 6.8081 | 6.733 | 6.6536 | 6.5774 | 6.5013 | 6.4258 | 6.3515 | 5.9714 | 5.521 | 4.9741 | 8.3186 | 8.2763 | 8.2336 | 8.1649 | 8.0934 | 8.0185 | 7.9392 | 7.8632 | 7.7873 | 7.7119 | 7.6378 | 7.2585 | 6.8089 | 6.2627
|  | WEST GRAFTON VILLAGE | LW |  |  |  |  | 8.9486 | 8.8949 | 8.8589 | 8.8009 | 8.7389 | 8.6746 | 8.6072 | 8.5429 | 8.4779 | 8.4106 | 8.3432 | 7.9973 | 7.5771 | 6.9862 | 7.0354 | 6.9755 | 6.9327 | 6.8632 | 6.7892 | 6.7132 | 6.6341 | 6.5576 | 6.4814 | 6.4055 | 6.3296 | 5.9438 | 5.4839 | 4.8544 | 8.3202 | 8.2603 | 8.2177 | 8.1483 | 8.0745 | 7.9987 | 7.9197 | 7.8435 | 7.7674 | 7.6917 | 7.6159 | 7.231 | 6.7718 | 6.143
|  | WEST GRAFTON VILLAGE | ST |  |  |  |  | 8.9841 | 8.9794 | 8.9748 | 8.9465 | 8.9168 | 8.8881 | 8.8594 | 8.8284 | 8.7979 | 8.7688 | 8.7404 | 8.6039 | 8.4702 | 8.3369 | 7.0798 | 7.0738 | 7.068 | 7.0321 | 6.9948 | 6.9587 | 6.9226 | 6.8835 | 6.8452 | 6.8086 | 6.7728 | 6.6036 | 6.4462 | 6.2898 | 8.3644 | 8.3585 | 8.3527 | 8.3169 | 8.2797 | 8.2437 | 8.2077 | 8.1688 | 8.1306 | 8.0941 | 8.0583 | 7.8897 | 7.7328 | 7.5768
|  | WEST GRAFTON VILLAGE | FS |  |  |  |  | 8.9884 | 8.9808 | 8.9776 | 8.9733 | 8.9639 | 8.9456 | 8.9273 | 8.9056 | 8.8838 | 8.8613 | 8.8387 | 8.735 | 8.609 | 8.4444 | 7.0851 | 7.0768 | 7.0727 | 7.0673 | 7.0554 | 7.0324 | 7.0093 | 6.9823 | 6.9552 | 6.9272 | 6.8992 | 6.7693 | 6.6189 | 6.436 | 8.3697 | 8.3614 | 8.3573 | 8.3519 | 8.3402 | 8.3171 | 8.2942 | 8.2672 | 8.2402 | 8.2123 | 8.1843 | 8.0549 | 7.9048 | 7.7222
AXMINSTER | YEOVIL BSP | WEST HENDFORD | MINIMUM HEADROOM | ST 55000 15442 | NO | YES | 6.7474 | 59.5886 | 59.5356 | 59.5176 | 59.4928 | 59.4556 | 59.4051 | 59.3478 | 59.2988 | 59.2487 | 59.198 | 59.1456 | 58.3961 | 57.1957 | 55.6531 | 58.4383 | 58.3797 | 58.3554 | 58.3211 | 58.2816 | 58.2371 | 58.1865 | 58.1442 | 58.0677 | 57.786 | 57.5019 | 56.1793 | 54.7511 | 52.9901 | 59.5044 | 59.4514 | 59.3905 | 59.1587 | 58.9073 | 58.6412 | 58.3506 | 58.0649 | 57.7814 | 57.5034 | 57.223 | 55.9166 | 54.5043 | 52.7591
|  | WEST HENDFORD | CT |  |  |  |  | 59.5886 | 59.5683 | 59.5526 | 59.5316 | 59.5028 | 59.4562 | 59.4026 | 59.3583 | 59.3126 | 59.2671 | 59.2209 | 58.5985 | 57.4854 | 56.1864 | 58.4387 | 58.4135 | 58.3921 | 58.3623 | 58.327 | 58.2863 | 58.239 | 58.2014 | 58.1625 | 57.9312 | 57.6617 | 56.41 | 55.0829 | 53.5702 | 59.5044 | 59.484 | 59.4606 | 59.2498 | 59.0154 | 58.7631 | 58.4861 | 58.2017 | 57.9186 | 57.6474 | 57.3815 | 56.1454 | 54.8332 | 53.3354
|  | WEST HENDFORD | LW |  |  |  |  | 59.5886 | 59.5356 | 59.5176 | 59.4928 | 59.4556 | 59.4051 | 59.3478 | 59.2988 | 59.2487 | 59.198 | 59.1456 | 58.3961 | 57.1957 | 55.6531 | 58.4383 | 58.3797 | 58.3554 | 58.3211 | 58.2816 | 58.2371 | 58.1865 | 58.1442 | 58.0677 | 57.786 | 57.5019 | 56.1793 | 54.7511 | 52.9901 | 59.5044 | 59.4514 | 59.3905 | 59.1587 | 58.9073 | 58.6412 | 58.3506 | 58.0649 | 57.7814 | 57.5034 | 57.223 | 55.9166 | 54.5043 | 52.7591
|  | WEST HENDFORD | ST |  |  |  |  | 59.5895 | 59.5895 | 59.5895 | 59.5895 | 59.5895 | 59.5895 | 59.5895 | 59.5835 | 59.5724 | 59.5618 | 59.5514 | 59.5033 | 59.4584 | 59.1233 | 58.4445 | 58.4425 | 58.4402 | 58.4344 | 58.4284 | 58.4222 | 58.4158 | 58.4088 | 58.4018 | 58.3951 | 58.3885 | 58.2257 | 57.5906 | 56.9553 | 59.5053 | 59.5053 | 59.5053 | 59.5053 | 59.4874 | 59.3527 | 59.2119 | 59.0576 | 58.9035 | 58.7559 | 58.6111 | 57.941 | 57.3152 | 56.6893
|  | WEST HENDFORD | FS |  |  |  |  | 59.5886 | 59.58 | 59.5798 | 59.5795 | 59.5791 | 59.5784 | 59.5777 | 59.5746 | 59.5711 | 59.5674 | 59.5633 | 59.5308 | 59.4445 | 59.2858 | 58.4448 | 58.435 | 58.4335 | 58.4318 | 58.4292 | 58.4251 | 58.421 | 58.4141 | 58.4068 | 58.3992 | 58.3913 | 58.362 | 58.2858 | 58.1178 | 59.5044 | 59.4958 | 59.4956 | 59.4953 | 59.4949 | 59.4942 | 59.4935 | 59.4828 | 59.3992 | 59.3107 | 59.2213 | 58.7979 | 58.3529 | 57.8313
MANNINGTON GSP | SHAFTESBURY BSP | WEST STOUR | MINIMUM HEADROOM | ST 77699 22040 | NO | YES | 0.16421 | 8.7047 | 8.6546 | 8.6172 | 8.558 | 8.4956 | 8.4317 | 8.3647 | 8.2997 | 8.2354 | 8.1712 | 8.1059 | 7.7718 | 7.3653 | 6.8006 | 7.6847 | 7.6293 | 7.5861 | 7.5174 | 7.4451 | 7.3716 | 7.2949 | 7.2197 | 7.1455 | 7.0714 | 6.9964 | 6.6163 | 6.163 | 5.5524 | 7.9232 | 7.8687 | 7.8265 | 7.7594 | 7.6888 | 7.6169 | 7.5418 | 7.4684 | 7.3958 | 7.3234 | 7.25 | 6.8755 | 6.4267 | 5.8205
|  | WEST STOUR | CT |  |  |  |  | 8.7047 | 8.6689 | 8.633 | 8.576 | 8.5156 | 8.4527 | 8.3865 | 8.3227 | 8.2587 | 8.195 | 8.132 | 7.8075 | 7.4199 | 6.9401 | 7.6847 | 7.6439 | 7.6025 | 7.5363 | 7.4664 | 7.3941 | 7.3182 | 7.2443 | 7.1702 | 7.0966 | 7.0241 | 6.6544 | 6.222 | 5.698 | 7.9232 | 7.8832 | 7.8428 | 7.7781 | 7.7099 | 7.6391 | 7.5649 | 7.4926 | 7.4203 | 7.3484 | 7.2774 | 6.9133 | 6.4852 | 5.9655
|  | WEST STOUR | LW |  |  |  |  | 8.7057 | 8.6546 | 8.6172 | 8.558 | 8.4956 | 8.4317 | 8.3647 | 8.2997 | 8.2354 | 8.1712 | 8.1059 | 7.7718 | 7.3653 | 6.8006 | 7.6855 | 7.6293 | 7.5861 | 7.5174 | 7.4451 | 7.3716 | 7.2949 | 7.2197 | 7.1455 | 7.0714 | 6.9964 | 6.6163 | 6.163 | 5.5524 | 7.924 | 7.8687 | 7.8265 | 7.7594 | 7.6888 | 7.6169 | 7.5418 | 7.4684 | 7.3958 | 7.3234 | 7.25 | 6.8755 | 6.4267 | 5.8205
|  | WEST STOUR | ST |  |  |  |  | 8.7418 | 8.7363 | 8.7308 | 8.7012 | 8.6716 | 8.6424 | 8.6129 | 8.5811 | 8.5498 | 8.5191 | 8.4897 | 8.3455 | 8.2067 | 8.0712 | 7.7289 | 7.7222 | 7.7156 | 7.6797 | 7.644 | 7.6086 | 7.573 | 7.5345 | 7.4967 | 7.4596 | 7.424 | 7.2504 | 7.0834 | 6.9204 | 7.9662 | 7.9597 | 7.9533 | 7.9185 | 7.8838 | 7.8495 | 7.8149 | 7.7775 | 7.7408 | 7.7047 | 7.6702 | 7.5016 | 7.3394 | 7.1791
|  | WEST STOUR | FS |  |  |  |  | 8.744 | 8.7368 | 8.7335 | 8.7284 | 8.7185 | 8.6991 | 8.6798 | 8.6566 | 8.6332 | 8.6099 | 8.5865 | 8.476 | 8.3458 | 8.1844 | 7.7317 | 7.7238 | 7.7198 | 7.7137 | 7.7017 | 7.6784 | 7.6552 | 7.6273 | 7.5995 | 7.5716 | 7.5437 | 7.4112 | 7.2597 | 7.0778 | 7.9689 | 7.9611 | 7.9572 | 7.9513 | 7.9397 | 7.917 | 7.8945 | 7.8674 | 7.8403 | 7.8132 | 7.7861 | 7.6573 | 7.5094 | 7.331
MANNINGTON GSP | BOURNEMOUTH | WESTBOURNE | MINIMUM HEADROOM | SZ 07642 91485 | NO | NO | 0.10421 | 35.9147 | 35.7888 | 35.7462 | 35.6872 | 35.6173 | 35.5371 | 35.4442 | 35.3717 | 35.296 | 35.2179 | 35.136 | 34.4698 | 32.7604 | 30.2916 | 33.5147 | 33.3888 | 33.3462 | 33.2872 | 33.2173 | 33.1371 | 33.0442 | 32.9717 | 32.896 | 32.8179 | 32.736 | 31.3604 | 29.5088 | 26.9006 | 35.0726 | 34.9467 | 34.9041 | 34.8451 | 34.7752 | 34.6949 | 34.6021 | 34.5296 | 34.4539 | 34.3758 | 34.2939 | 33.0434 | 31.1882 | 28.5763
|  | WESTBOURNE | CT |  |  |  |  | 35.9148 | 35.8656 | 35.8277 | 35.7769 | 35.7147 | 35.6408 | 35.5534 | 35.4915 | 35.4262 | 35.3592 | 35.2896 | 34.685 | 33.0539 | 30.9975 | 33.5148 | 33.4656 | 33.4277 | 33.3769 | 33.3147 | 33.2408 | 33.1534 | 33.0915 | 33.0262 | 32.9592 | 32.8896 | 31.5758 | 29.8028 | 27.6062 | 35.0727 | 35.0235 | 34.9856 | 34.9348 | 34.8726 | 34.7987 | 34.7113 | 34.6494 | 34.5841 | 34.5171 | 34.4475 | 33.2589 | 31.4821 | 29.2819
|  | WESTBOURNE | LW |  |  |  |  | 35.9148 | 35.7888 | 35.7462 | 35.6872 | 35.6173 | 35.5371 | 35.4442 | 35.3717 | 35.296 | 35.2179 | 35.136 | 34.4698 | 32.7604 | 30.2916 | 33.5148 | 33.3888 | 33.3462 | 33.2872 | 33.2173 | 33.1371 | 33.0442 | 32.9717 | 32.896 | 32.8179 | 32.736 | 31.3604 | 29.5088 | 26.9006 | 35.0727 | 34.9467 | 34.9041 | 34.8451 | 34.7752 | 34.6949 | 34.6021 | 34.5296 | 34.4539 | 34.3758 | 34.2939 | 33.0434 | 31.1882 | 28.5763
|  | WESTBOURNE | ST |  |  |  |  | 35.9168 | 35.9168 | 35.9168 | 35.9168 | 35.9168 | 35.9168 | 35.9168 | 35.9168 | 35.9168 | 35.9168 | 35.9168 | 35.9168 | 35.9168 | 35.6784 | 33.5168 | 33.5168 | 33.5168 | 33.5168 | 33.5168 | 33.5168 | 33.5168 | 33.5168 | 33.5168 | 33.5168 | 33.5168 | 33.5168 | 33.1965 | 32.5567 | 35.0747 | 35.0747 | 35.0747 | 35.0747 | 35.0747 | 35.0747 | 35.0747 | 35.0747 | 35.0747 | 35.0747 | 35.0747 | 35.0747 | 34.8816 | 34.2395
|  | WESTBOURNE | FS |  |  |  |  | 35.9147 | 35.8946 | 35.8941 | 35.8935 | 35.8925 | 35.8909 | 35.8892 | 35.8819 | 35.8739 | 35.8651 | 35.8555 | 35.8311 | 35.6941 | 35.3898 | 33.5147 | 33.4946 | 33.4941 | 33.4935 | 33.4925 | 33.4909 | 33.4892 | 33.4819 | 33.4739 | 33.4651 | 33.4555 | 33.4311 | 33.2941 | 32.8498 | 35.0726 | 35.0525 | 35.052 | 35.0514 | 35.0504 | 35.0488 | 35.0471 | 35.0398 | 35.0318 | 35.023 | 35.0134 | 34.9889 | 34.852 | 34.5355
MELKSHAM GSP | FROME BSP | WESTBURY | MINIMUM HEADROOM | ST 87654 51530 | NO | YES | 0.58632 | 29.3435 | 29.1277 | 28.967 | 28.717 | 28.4503 | 28.1726 | 27.8765 | 27.5909 | 27.3052 | 27.0225 | 26.7369 | 25.3066 | 23.6066 | 21.2576 | 26.6916 | 26.456 | 26.2732 | 25.9875 | 25.6839 | 25.3689 | 25.0342 | 24.7087 | 24.3837 | 24.0626 | 23.7387 | 22.1315 | 20.2548 | 17.7306 | 27.1941 | 26.9776 | 26.8162 | 26.565 | 26.2971 | 26.0182 | 25.7208 | 25.4285 | 25.1111 | 24.7974 | 24.4809 | 22.9079 | 21.0654 | 18.5751
|  | WESTBURY | CT |  |  |  |  | 29.3464 | 29.2007 | 29.0512 | 28.8153 | 28.5625 | 28.2962 | 28.01 | 27.7297 | 27.4491 | 27.1752 | 26.9041 | 25.5407 | 23.9372 | 21.9688 | 26.6956 | 26.5316 | 26.3614 | 26.0914 | 25.8031 | 25.5006 | 25.1767 | 24.8562 | 24.5359 | 24.2238 | 23.9155 | 22.3794 | 20.6059 | 18.4687 | 27.197 | 27.0507 | 26.9006 | 26.6635 | 26.4096 | 26.142 | 25.8546 | 25.573 | 25.2617 | 24.957 | 24.6558 | 23.1531 | 21.4125 | 19.308
|  | WESTBURY | LW |  |  |  |  | 29.3435 | 29.1277 | 28.967 | 28.717 | 28.4503 | 28.1726 | 27.8765 | 27.5909 | 27.3052 | 27.0225 | 26.7369 | 25.3066 | 23.6066 | 21.2576 | 26.6916 | 26.456 | 26.2732 | 25.9875 | 25.6839 | 25.3689 | 25.0342 | 24.7087 | 24.3837 | 24.0626 | 23.7387 | 22.1315 | 20.2548 | 17.7306 | 27.1941 | 26.9776 | 26.8162 | 26.565 | 26.2971 | 26.0182 | 25.7208 | 25.4285 | 25.1111 | 24.7974 | 24.4809 | 22.9079 | 21.0654 | 18.5751
|  | WESTBURY | ST |  |  |  |  | 29.4846 | 29.4551 | 29.4228 | 29.2955 | 29.1655 | 29.0352 | 28.903 | 28.7581 | 28.6152 | 28.4774 | 28.3423 | 27.7084 | 27.1084 | 26.5116 | 26.8573 | 26.8225 | 26.7845 | 26.6346 | 26.4815 | 26.3281 | 26.1725 | 26.0019 | 25.8338 | 25.6715 | 25.5125 | 24.7666 | 24.0605 | 23.3588 | 27.336 | 27.3063 | 27.2738 | 27.1458 | 27.0151 | 26.8839 | 26.751 | 26.6052 | 26.4615 | 26.3229 | 26.1869 | 25.4979 | 24.8124 | 24.1309
|  | WESTBURY | FS |  |  |  |  | 29.5 | 29.4653 | 29.4456 | 29.4204 | 29.3741 | 29.2923 | 29.2107 | 29.1139 | 29.0168 | 28.9188 | 28.8205 | 28.3599 | 27.8255 | 27.1518 | 26.8756 | 26.8377 | 26.8146 | 26.785 | 26.7306 | 26.6345 | 26.5386 | 26.4256 | 26.3125 | 26.1983 | 26.084 | 25.545 | 24.9362 | 24.1888 | 27.3515 | 27.3167 | 27.2969 | 27.2715 | 27.2249 | 27.1427 | 27.0606 | 26.9632 | 26.8657 | 26.7671 | 26.6683 | 26.2051 | 25.6574 | 24.9242
NURSLING GSP | SOUTHAMPTON (2 X 90) | WESTERN ESPLANADE | MINIMUM HEADROOM | SU 41618 12009 | NO | NO | 0.48632 | 70.2385 | 70.1535 | 70.1247 | 70.0847 | 70.0375 | 69.8259 | 69.2594 | 68.704 | 68.1523 | 67.6127 | 67.0671 | 64.5723 | 61.9024 | 58.6371 | 68.049 | 67.964 | 67.9352 | 67.8953 | 67.848 | 67.7931 | 67.7292 | 67.6791 | 67.6262 | 67.5714 | 67.5136 | 67.1451 | 64.2547 | 60.6281 | 68.7964 | 68.7114 | 68.6826 | 68.6426 | 68.5954 | 68.5405 | 68.4766 | 68.4264 | 68.3736 | 68.3188 | 68.261 | 66.0709 | 63.0407 | 59.4133
|  | WESTERN ESPLANADE | CT |  |  |  |  | 70.2387 | 70.2084 | 70.1852 | 70.1539 | 70.1156 | 70.0688 | 69.5602 | 69.0061 | 68.4547 | 67.9315 | 67.4187 | 65.0804 | 62.6473 | 59.8824 | 68.0493 | 68.019 | 67.9957 | 67.9644 | 67.9261 | 67.8798 | 67.8244 | 67.785 | 67.7425 | 67.6986 | 67.6528 | 67.3509 | 65.0805 | 61.9814 | 68.7966 | 68.7663 | 68.7431 | 68.7118 | 68.6735 | 68.6271 | 68.5718 | 68.5323 | 68.4899 | 68.446 | 68.4001 | 66.6327 | 63.8666 | 60.7669
|  | WESTERN ESPLANADE | LW |  |  |  |  | 70.2386 | 70.1535 | 70.1247 | 70.0847 | 70.0375 | 69.8259 | 69.2594 | 68.704 | 68.1523 | 67.6127 | 67.0671 | 64.5723 | 61.9024 | 58.6371 | 68.0491 | 67.964 | 67.9352 | 67.8953 | 67.848 | 67.7931 | 67.7292 | 67.6791 | 67.6262 | 67.5714 | 67.5136 | 67.1451 | 64.2547 | 60.6281 | 68.7965 | 68.7114 | 68.6826 | 68.6426 | 68.5954 | 68.5405 | 68.4766 | 68.4264 | 68.3736 | 68.3188 | 68.261 | 66.0709 | 63.0407 | 59.4133
|  | WESTERN ESPLANADE | ST |  |  |  |  | 70.24 | 70.24 | 70.24 | 70.24 | 70.24 | 70.24 | 70.24 | 70.24 | 70.2386 | 69.9699 | 69.6917 | 68.4097 | 67.2203 | 66.018 | 68.0505 | 68.0505 | 68.0505 | 68.0505 | 68.0505 | 68.0505 | 68.0505 | 68.0505 | 68.0505 | 68.0505 | 68.0505 | 68.0505 | 68.0505 | 68.0505 | 68.7979 | 68.7979 | 68.7979 | 68.7979 | 68.7979 | 68.7979 | 68.7979 | 68.7979 | 68.7979 | 68.7979 | 68.7979 | 68.7979 | 68.7979 | 67.6118
|  | WESTERN ESPLANADE | FS |  |  |  |  | 70.2385 | 70.2238 | 70.2235 | 70.2231 | 70.2223 | 70.2211 | 70.22 | 70.2146 | 70.2088 | 70.2024 | 70.1955 | 70.1769 | 69.4166 | 68.4862 | 68.049 | 68.0344 | 68.034 | 68.0336 | 68.0329 | 68.0317 | 68.0305 | 68.0252 | 68.0193 | 68.0129 | 68.006 | 67.9882 | 67.8874 | 67.6612 | 68.7964 | 68.7817 | 68.7814 | 68.781 | 68.7802 | 68.779 | 68.7778 | 68.7725 | 68.7667 | 68.7603 | 68.7534 | 68.7356 | 68.6348 | 68.4086
BOTLEY WOOD GSP | NETLEY COMMON BSP | WESTON | MINIMUM HEADROOM | SU 45207 09912 | NO | NO | 0.030526 | 9.5571 | 9.4556 | 9.4212 | 9.3735 | 9.3171 | 9.2515 | 9.1753 | 9.1155 | 9.0525 | 8.8634 | 8.6455 | 7.5133 | 6.09 | 3.9688 | 13.7276 | 13.5612 | 13.4536 | 13.2883 | 13.1093 | 12.9197 | 12.7137 | 12.5198 | 12.3247 | 12.1297 | 11.9316 | 10.8423 | 9.3163 | 7.0917 | 22.4098 | 22.3082 | 22.2738 | 22.2261 | 22.1697 | 22.1041 | 22.0279 | 21.774 | 21.4938 | 21.2154 | 20.934 | 19.5041 | 17.7801 | 15.3564
|  | WESTON | CT |  |  |  |  | 9.5574 | 9.5209 | 9.4928 | 9.4551 | 9.409 | 9.3532 | 9.2867 | 9.2393 | 9.1884 | 9.044 | 8.8436 | 7.8011 | 6.4972 | 4.8058 | 13.7311 | 13.6343 | 13.5391 | 13.3888 | 13.2245 | 13.0486 | 12.8557 | 12.673 | 12.4877 | 12.306 | 12.125 | 11.138 | 9.7353 | 7.9442 | 22.41 | 22.3735 | 22.3455 | 22.3078 | 22.2617 | 22.2059 | 22.1394 | 21.946 | 21.6743 | 21.4096 | 21.1474 | 19.8149 | 18.222 | 16.2387
|  | WESTON | LW |  |  |  |  | 9.5573 | 9.4556 | 9.4212 | 9.3735 | 9.3171 | 9.2515 | 9.1753 | 9.1155 | 9.0525 | 8.8634 | 8.6455 | 7.5133 | 6.09 | 3.9688 | 13.7276 | 13.5612 | 13.4536 | 13.2883 | 13.1093 | 12.9197 | 12.7137 | 12.5198 | 12.3247 | 12.1297 | 11.9316 | 10.8423 | 9.3163 | 7.0917 | 22.4099 | 22.3082 | 22.2738 | 22.2261 | 22.1697 | 22.1041 | 22.0279 | 21.774 | 21.4938 | 21.2154 | 20.934 | 19.5041 | 17.7801 | 15.3564
|  | WESTON | ST |  |  |  |  | 9.5589 | 9.5589 | 9.5589 | 9.5589 | 9.5589 | 9.5589 | 9.5589 | 9.5589 | 9.5589 | 9.5589 | 9.5589 | 9.4968 | 9.075 | 8.6529 | 13.8095 | 13.792 | 13.773 | 13.6988 | 13.6223 | 13.5461 | 13.4687 | 13.3832 | 13.2983 | 13.2165 | 13.1362 | 12.7549 | 12.3891 | 11.9918 | 22.4116 | 22.4116 | 22.4116 | 22.4116 | 22.4116 | 22.4116 | 22.4116 | 22.4116 | 22.4116 | 22.4116 | 22.4116 | 21.8751 | 21.2739 | 20.6724
|  | WESTON | FS |  |  |  |  | 9.5571 | 9.5398 | 9.5393 | 9.5388 | 9.538 | 9.5366 | 9.5351 | 9.5288 | 9.5219 | 9.5143 | 9.5061 | 9.485 | 9.3655 | 8.9026 | 13.8129 | 13.7851 | 13.7738 | 13.7591 | 13.7307 | 13.6798 | 13.63 | 13.5681 | 13.5058 | 13.4432 | 13.3796 | 13.0896 | 12.7087 | 12.1783 | 22.4098 | 22.3924 | 22.392 | 22.3915 | 22.3906 | 22.3892 | 22.3878 | 22.3815 | 22.3745 | 22.367 | 22.3587 | 22.3376 | 21.9237 | 21.2244
CHICKERELL GSP | CHICKERELL BSP | WEYMOUTH | MINIMUM HEADROOM | SY 67443 79096 | NO | YES | 1.4747 | 35.8584 | 35.6722 | 35.609 | 35.5215 | 35.4178 | 35.298 | 35.1588 | 35.0499 | 34.9355 | 34.7857 | 34.2344 | 31.4745 | 28.2056 | 23.7121 | 33.9952 | 33.8091 | 33.7459 | 33.6583 | 33.5547 | 33.4348 | 33.2956 | 33.1668 | 32.8177 | 32.2027 | 31.5828 | 28.5044 | 24.8818 | 20.0352 | 36.5741 | 36.388 | 36.3248 | 36.2373 | 36.1336 | 36.0137 | 35.8746 | 35.3394 | 34.712 | 34.0911 | 33.4653 | 30.36 | 26.7446 | 21.905
|  | WEYMOUTH | CT |  |  |  |  | 35.8584 | 35.7891 | 35.7358 | 35.6643 | 35.5759 | 35.47 | 35.3441 | 35.2545 | 35.1588 | 35.0604 | 34.6097 | 32.0146 | 28.9772 | 25.2548 | 33.9952 | 33.9259 | 33.8727 | 33.8011 | 33.7128 | 33.6068 | 33.481 | 33.3766 | 33.1527 | 32.5612 | 31.9758 | 29.0707 | 25.6968 | 21.6347 | 36.5741 | 36.5049 | 36.4516 | 36.3801 | 36.2917 | 36.1857 | 36.0599 | 35.6633 | 35.0483 | 34.451 | 33.8598 | 30.9282 | 27.5586 | 23.5034
|  | WEYMOUTH | LW |  |  |  |  | 35.859 | 35.6722 | 35.609 | 35.5215 | 35.4178 | 35.298 | 35.1588 | 35.0499 | 34.9355 | 34.7857 | 34.2344 | 31.4745 | 28.2056 | 23.7121 | 33.9959 | 33.8091 | 33.7459 | 33.6583 | 33.5547 | 33.4348 | 33.2956 | 33.1668 | 32.8177 | 32.2027 | 31.5828 | 28.5044 | 24.8818 | 20.0352 | 36.5748 | 36.388 | 36.3248 | 36.2373 | 36.1336 | 36.0137 | 35.8746 | 35.3394 | 34.712 | 34.0911 | 33.4653 | 30.36 | 26.7446 | 21.905
|  | WEYMOUTH | ST |  |  |  |  | 35.8621 | 35.8621 | 35.8621 | 35.8621 | 35.8621 | 35.8621 | 35.8621 | 35.8621 | 35.8621 | 35.8621 | 35.8621 | 35.8621 | 34.8062 | 33.6203 | 33.9989 | 33.9989 | 33.9989 | 33.9989 | 33.9989 | 33.9989 | 33.9989 | 33.9989 | 33.9989 | 33.9989 | 33.9989 | 33.4409 | 32.0586 | 30.6821 | 36.5779 | 36.5779 | 36.5779 | 36.5779 | 36.5779 | 36.5779 | 36.5779 | 36.5779 | 36.5779 | 36.5779 | 36.5779 | 35.3316 | 33.9329 | 32.5401
|  | WEYMOUTH | FS |  |  |  |  | 35.8588 | 35.8277 | 35.827 | 35.826 | 35.8245 | 35.822 | 35.8194 | 35.8081 | 35.7957 | 35.7821 | 35.7673 | 35.7295 | 35.5161 | 34.9597 | 33.9957 | 33.9645 | 33.9638 | 33.9629 | 33.9613 | 33.9588 | 33.9563 | 33.945 | 33.9325 | 33.9189 | 33.9042 | 33.8663 | 33.6283 | 32.3689 | 36.5746 | 36.5435 | 36.5427 | 36.5418 | 36.5403 | 36.5378 | 36.5352 | 36.5239 | 36.5115 | 36.4979 | 36.4831 | 36.4453 | 35.6996 | 34.2566
COWLEY GSP | HEADINGTON BSP | WHEATLEY | MINIMUM HEADROOM | SP 60777 05379 | NO | NO | 39.1842 | -20.6795 | -20.7266 | -20.7459 | -5.7721 | -5.8036 | -5.839 | -5.8794 | -5.9122 | -5.9461 | -5.9816 | -6.0185 | -7.068 | -8.344 | -9.9083 | -21.7045 | -21.7633 | -21.7953 | -6.8393 | -6.8902 | -6.9461 | -7.009 | -7.0643 | -7.341 | -7.6456 | -7.9517 | -9.3286 | -10.7691 | -12.4962 | -21.2891 | -21.3456 | -21.3751 | -6.4157 | -6.4627 | -6.5146 | -6.7171 | -7.0286 | -7.3359 | -7.636 | -7.9376 | -9.2953 | -10.7176 | -12.4267
|  | WHEATLEY | CT |  |  |  |  | -20.6795 | -20.7065 | -20.7285 | -5.7563 | -5.7892 | -5.8268 | -5.871 | -5.9046 | -5.9394 | -5.9755 | -6.0134 | -6.9186 | -8.1186 | -9.4852 | -21.7045 | -21.7408 | -21.7737 | -6.8178 | -6.8686 | -6.9255 | -6.9911 | -7.0477 | -7.2274 | -7.529 | -7.8242 | -9.1522 | -10.5027 | -12.0182 | -21.2891 | -21.3236 | -21.3544 | -6.3953 | -6.4426 | -6.4957 | -6.5918 | -6.9096 | -7.2241 | -7.5213 | -7.8122 | -9.1219 | -10.4557 | -11.9548
|  | WHEATLEY | LW |  |  |  |  | -20.6727 | -20.7266 | -20.7459 | -5.7721 | -5.8036 | -5.839 | -5.8794 | -5.9122 | -5.9461 | -5.9816 | -6.0185 | -7.068 | -8.344 | -9.9083 | -21.6987 | -21.7633 | -21.7953 | -6.8393 | -6.8902 | -6.9461 | -7.009 | -7.0643 | -7.341 | -7.6456 | -7.9517 | -9.3286 | -10.7691 | -12.4962 | -21.2831 | -21.3456 | -21.3751 | -6.4157 | -6.4627 | -6.5146 | -6.7171 | -7.0286 | -7.3359 | -7.636 | -7.9376 | -9.2953 | -10.7176 | -12.4267
|  | WHEATLEY | ST |  |  |  |  | -20.6693 | -20.6701 | -20.6709 | -5.6718 | -5.6726 | -5.6735 | -5.6743 | -5.6752 | -5.676 | -5.6768 | -5.6777 | -5.6853 | -5.6971 | -6.1466 | -21.6863 | -21.6916 | -21.6975 | -6.7088 | -6.7207 | -6.733 | -6.7459 | -6.7598 | -6.7737 | -6.7868 | -6.7996 | -7.1005 | -7.721 | -8.3384 | -21.2725 | -21.2769 | -21.2817 | -6.291 | -6.3008 | -6.3109 | -6.3214 | -6.3327 | -6.3441 | -6.3548 | -6.421 | -7.0951 | -7.7054 | -8.3128
|  | WHEATLEY | FS |  |  |  |  | -20.6692 | -20.677 | -20.6772 | -5.6775 | -5.6778 | -5.6785 | -5.6791 | -5.6819 | -5.6851 | -5.6885 | -5.6922 | -5.705 | -5.7616 | -5.8809 | -21.6831 | -21.6933 | -21.6962 | -6.6994 | -6.7038 | -6.7101 | -6.7164 | -6.7255 | -6.7349 | -6.7446 | -6.7547 | -6.7983 | -6.8821 | -7.0289 | -21.2698 | -21.2796 | -21.2819 | -6.2846 | -6.2882 | -6.2934 | -6.2986 | -6.3065 | -6.3146 | -6.3231 | -6.332 | -6.3695 | -6.4876 | -6.9479
MELKSHAM GSP | ANDOVER BSP | WHITCHURCH | MINIMUM HEADROOM | SU 45924 48466 | NO | YES | 0.052632 | 6.7249 | 6.6934 | 6.6824 | 6.6672 | 6.6493 | 6.6288 | 6.6052 | 6.5869 | 6.5679 | 6.5483 | 6.5279 | 6.4007 | 6.1988 | 5.7597 | 5.8567 | 5.7913 | 5.745 | 5.6685 | 5.5894 | 5.5093 | 5.426 | 5.3459 | 5.266 | 5.1866 | 5.1073 | 4.7007 | 4.2213 | 3.5688 | 4.804 | 4.7386 | 4.6923 | 4.6158 | 4.5367 | 4.4566 | 4.3732 | 4.2931 | 4.2132 | 4.1337 | 4.0544 | 3.6477 | 3.1682 | 2.5157
|  | WHITCHURCH | CT |  |  |  |  | 6.7249 | 6.7115 | 6.7011 | 6.6872 | 6.6694 | 6.6485 | 6.6242 | 6.6068 | 6.5887 | 6.5702 | 6.5512 | 6.4329 | 6.2437 | 5.9084 | 5.8567 | 5.8112 | 5.7664 | 5.6921 | 5.6141 | 5.5345 | 5.4514 | 5.3713 | 5.2914 | 5.2131 | 5.1361 | 4.7407 | 4.2787 | 3.7199 | 4.804 | 4.7585 | 4.7137 | 4.6394 | 4.5613 | 4.4817 | 4.3986 | 4.3185 | 4.2385 | 4.1602 | 4.0832 | 3.6878 | 3.2257 | 2.6668
|  | WHITCHURCH | LW |  |  |  |  | 6.7258 | 6.6934 | 6.6824 | 6.6672 | 6.6493 | 6.6288 | 6.6052 | 6.5869 | 6.5679 | 6.5483 | 6.5279 | 6.4007 | 6.1988 | 5.7597 | 5.8567 | 5.7913 | 5.745 | 5.6685 | 5.5894 | 5.5093 | 5.426 | 5.3459 | 5.266 | 5.1866 | 5.1073 | 4.7007 | 4.2213 | 3.5688 | 4.804 | 4.7386 | 4.6923 | 4.6158 | 4.5367 | 4.4566 | 4.3732 | 4.2931 | 4.2132 | 4.1337 | 4.0544 | 3.6477 | 3.1682 | 2.5157
|  | WHITCHURCH | ST |  |  |  |  | 6.7263 | 6.7263 | 6.7263 | 6.7263 | 6.7263 | 6.7263 | 6.7263 | 6.7263 | 6.7263 | 6.7263 | 6.7263 | 6.7263 | 6.7263 | 6.7263 | 5.9063 | 5.9002 | 5.8942 | 5.8535 | 5.8131 | 5.7734 | 5.7346 | 5.6927 | 5.6508 | 5.6107 | 5.5716 | 5.3877 | 5.2136 | 5.0464 | 4.8536 | 4.8475 | 4.8416 | 4.8008 | 4.7604 | 4.7206 | 4.6819 | 4.6399 | 4.598 | 4.5579 | 4.5188 | 4.3348 | 4.1607 | 3.9934
|  | WHITCHURCH | FS |  |  |  |  | 6.7258 | 6.7209 | 6.7208 | 6.7206 | 6.7204 | 6.72 | 6.7196 | 6.7178 | 6.7158 | 6.7137 | 6.7114 | 6.7054 | 6.6724 | 6.5996 | 5.9118 | 5.9039 | 5.8997 | 5.8931 | 5.8795 | 5.8529 | 5.8263 | 5.7944 | 5.7624 | 5.7305 | 5.6985 | 5.5469 | 5.3807 | 5.1782 | 4.8591 | 4.8512 | 4.847 | 4.8404 | 4.8269 | 4.8002 | 4.7736 | 4.7416 | 4.7097 | 4.6777 | 4.6457 | 4.4941 | 4.3279 | 4.1253
BOTLEY WOOD GSP | BOTLEY WOOD BSP | WHITELEY | MINIMUM HEADROOM | SU 52936 08794 | NO | NO | 2.3611 | 33.9642 | 33.9022 | 33.8811 | 33.852 | 33.8176 | 33.7786 | 33.7337 | 33.6895 | 33.581 | 33.2424 | 32.8985 | 31.3741 | 29.7889 | 27.8052 | 33.6263 | 33.5557 | 33.5246 | 33.4815 | 33.4318 | 33.3765 | 32.9465 | 32.5063 | 32.0715 | 31.6498 | 31.225 | 29.3582 | 27.4495 | 25.224 | 34.0694 | 34.0074 | 33.9864 | 33.9573 | 33.9229 | 33.639 | 33.1984 | 32.7696 | 32.3461 | 31.9352 | 31.5213 | 29.7004 | 27.8108 | 25.5882
|  | WHITELEY | CT |  |  |  |  | 33.9642 | 33.9382 | 33.9182 | 33.8913 | 33.8585 | 33.8201 | 33.7751 | 33.7435 | 33.6847 | 33.4256 | 33.1008 | 31.6578 | 30.2033 | 28.5201 | 33.6271 | 33.5939 | 33.5653 | 33.5257 | 33.4787 | 33.4251 | 33.1677 | 32.7224 | 32.2816 | 31.868 | 31.4664 | 29.6978 | 27.9484 | 26.0221 | 34.0694 | 34.0434 | 34.0234 | 33.9966 | 33.9637 | 33.8358 | 33.4146 | 32.981 | 32.5516 | 32.1487 | 31.7574 | 30.0326 | 28.3089 | 26.3853
|  | WHITELEY | LW |  |  |  |  | 33.9642 | 33.9022 | 33.8811 | 33.852 | 33.8176 | 33.7786 | 33.7337 | 33.6895 | 33.581 | 33.2424 | 32.8985 | 31.3741 | 29.7889 | 27.8052 | 33.6263 | 33.5557 | 33.5246 | 33.4815 | 33.4318 | 33.3765 | 32.9465 | 32.5063 | 32.0715 | 31.6498 | 31.225 | 29.3582 | 27.4495 | 25.224 | 34.0695 | 34.0074 | 33.9864 | 33.9573 | 33.9229 | 33.639 | 33.1984 | 32.7696 | 32.3461 | 31.9352 | 31.5213 | 29.7004 | 27.8108 | 25.5882
|  | WHITELEY | ST |  |  |  |  | 33.9653 | 33.9653 | 33.9653 | 33.9653 | 33.9653 | 33.9653 | 33.9653 | 33.9653 | 33.9653 | 33.9653 | 33.9653 | 33.8715 | 33.1928 | 32.5163 | 33.6341 | 33.6304 | 33.6263 | 33.6181 | 33.6095 | 33.6005 | 33.5911 | 33.5808 | 33.5705 | 33.5311 | 33.317 | 32.3574 | 31.4974 | 30.6418 | 34.0705 | 34.0705 | 34.0705 | 34.0705 | 34.0705 | 34.0705 | 34.0705 | 34.0705 | 33.9867 | 33.7732 | 33.565 | 32.6324 | 31.7966 | 30.9651
|  | WHITELEY | FS |  |  |  |  | 33.9643 | 33.9554 | 33.9552 | 33.9549 | 33.9545 | 33.9538 | 33.953 | 33.9498 | 33.9463 | 33.9424 | 33.9381 | 33.9273 | 33.8678 | 33.7371 | 33.6357 | 33.6248 | 33.6224 | 33.6197 | 33.6161 | 33.6111 | 33.606 | 33.598 | 33.5897 | 33.581 | 33.5718 | 33.5373 | 33.289 | 32.6816 | 34.0696 | 34.0607 | 34.0605 | 34.0602 | 34.0598 | 34.059 | 34.0583 | 34.0551 | 34.0515 | 34.0476 | 34.0434 | 34.0326 | 33.5351 | 32.9411
BRAMLEY (FLEE) | BURGHFIELD MAIN | WHITLEY WOOD | MINIMUM HEADROOM | SU 72812 69667 | NO | NO | 1.42 | 34.8729 | 34.7639 | 34.727 | 34.6759 | 34.6154 | 34.5464 | 34.4669 | 34.405 | 34.3407 | 34.2747 | 34.2056 | 33.615 | 32.0226 | 29.8274 | 35.2388 | 35.1241 | 35.0808 | 35.0193 | 34.9482 | 34.8686 | 34.7779 | 34.7047 | 34.6293 | 34.5524 | 34.3301 | 32.8064 | 31.0538 | 28.7022 | 35.7887 | 35.6797 | 35.6428 | 35.5917 | 35.5312 | 35.4622 | 35.3826 | 35.3208 | 35.2565 | 35.1905 | 35.1214 | 34.7015 | 34.0295 | 31.7589
|  | WHITLEY WOOD | CT |  |  |  |  | 34.8729 | 34.8282 | 34.7938 | 34.7476 | 34.6912 | 34.6247 | 34.5465 | 34.4914 | 34.4337 | 34.3748 | 34.314 | 33.8379 | 32.334 | 30.491 | 35.239 | 35.189 | 35.1487 | 35.0927 | 35.026 | 34.9491 | 34.8601 | 34.7935 | 34.7246 | 34.655 | 34.4994 | 33.0428 | 31.3857 | 29.3928 | 35.7887 | 35.744 | 35.7096 | 35.6634 | 35.607 | 35.5405 | 35.4622 | 35.4072 | 35.3495 | 35.2906 | 35.2298 | 34.847 | 34.2231 | 32.4447
|  | WHITLEY WOOD | LW |  |  |  |  | 34.8729 | 34.7639 | 34.727 | 34.6759 | 34.6154 | 34.5464 | 34.4669 | 34.405 | 34.3407 | 34.2747 | 34.2056 | 33.615 | 32.0226 | 29.8274 | 35.2388 | 35.1241 | 35.0808 | 35.0193 | 34.9482 | 34.8686 | 34.7779 | 34.7047 | 34.6293 | 34.5524 | 34.3301 | 32.8064 | 31.0538 | 28.7022 | 35.7887 | 35.6797 | 35.6428 | 35.5917 | 35.5312 | 35.4622 | 35.3826 | 35.3208 | 35.2565 | 35.1905 | 35.1214 | 34.7015 | 34.0295 | 31.7589
|  | WHITLEY WOOD | ST |  |  |  |  | 34.8747 | 34.8747 | 34.8747 | 34.8747 | 34.8747 | 34.8747 | 34.8747 | 34.8747 | 34.8747 | 34.8747 | 34.8747 | 34.8747 | 34.8747 | 34.8747 | 35.2479 | 35.2464 | 35.2447 | 35.2382 | 35.2316 | 35.225 | 35.2184 | 35.2112 | 35.2041 | 35.1973 | 35.1907 | 35.1603 | 34.7844 | 34.168 | 35.7905 | 35.7905 | 35.7905 | 35.7905 | 35.7905 | 35.7905 | 35.7905 | 35.7905 | 35.7905 | 35.7905 | 35.7905 | 35.7905 | 35.7905 | 35.7905
|  | WHITLEY WOOD | FS |  |  |  |  | 34.873 | 34.8564 | 34.856 | 34.8555 | 34.8547 | 34.8533 | 34.852 | 34.8459 | 34.8393 | 34.832 | 34.8242 | 34.804 | 34.6921 | 34.4449 | 35.2473 | 35.2298 | 35.2284 | 35.2267 | 35.2236 | 35.2183 | 35.2129 | 35.2024 | 35.1912 | 35.1795 | 35.1671 | 35.125 | 34.9929 | 34.7262 | 35.7888 | 35.7722 | 35.7718 | 35.7713 | 35.7705 | 35.7691 | 35.7678 | 35.7617 | 35.7551 | 35.7478 | 35.74 | 35.7198 | 35.6079 | 35.3607
MINETY GSP | CIRENCESTER BSP | WHITEWAY | MINIMUM HEADROOM | SP 02076 03059 | NO | YES | 0.14737 | 33.1883 | 33.1183 | 33.0947 | 33.0619 | 33.023 | 32.9785 | 32.927 | 32.8868 | 32.8449 | 32.8017 | 32.7564 | 32.4424 | 31.2121 | 29.5637 | 32.1805 | 32.1058 | 32.0768 | 32.0356 | 31.988 | 31.9345 | 31.8737 | 31.8239 | 31.7725 | 31.7201 | 31.6361 | 30.4705 | 29.1327 | 27.3543 | 33.2409 | 33.171 | 33.1473 | 33.1145 | 33.0757 | 33.0311 | 32.9796 | 32.9395 | 32.8971 | 32.8421 | 32.7851 | 31.6583 | 30.2678 | 28.4609
|  | WHITEWAY | CT |  |  |  |  | 33.1883 | 33.1607 | 33.1395 | 33.1109 | 33.076 | 33.0347 | 32.9857 | 32.9512 | 32.9147 | 32.8773 | 32.8386 | 32.5813 | 31.4681 | 30.0787 | 32.1808 | 32.1488 | 32.1227 | 32.0861 | 32.0428 | 31.9928 | 31.9349 | 31.8906 | 31.8445 | 31.798 | 31.7503 | 30.6606 | 29.4059 | 27.8921 | 33.2409 | 33.2133 | 33.1921 | 33.1636 | 33.1287 | 33.0873 | 33.0384 | 33.0038 | 32.9673 | 32.9206 | 32.8704 | 31.854 | 30.5448 | 29.0037
|  | WHITEWAY | LW |  |  |  |  | 33.1883 | 33.1183 | 33.0947 | 33.0619 | 33.023 | 32.9785 | 32.927 | 32.8868 | 32.8449 | 32.8017 | 32.7564 | 32.4424 | 31.2121 | 29.5637 | 32.1805 | 32.1058 | 32.0768 | 32.0356 | 31.988 | 31.9345 | 31.8737 | 31.8239 | 31.7725 | 31.7201 | 31.6361 | 30.4705 | 29.1327 | 27.3543 | 33.241 | 33.171 | 33.1473 | 33.1145 | 33.0757 | 33.0311 | 32.9796 | 32.9395 | 32.8971 | 32.8421 | 32.7851 | 31.6583 | 30.2678 | 28.4609
|  | WHITEWAY | ST |  |  |  |  | 33.1895 | 33.1895 | 33.1895 | 33.1895 | 33.1895 | 33.1895 | 33.1895 | 33.1895 | 33.1895 | 33.1895 | 33.1895 | 33.1895 | 33.1895 | 33.1837 | 32.1872 | 32.1859 | 32.1844 | 32.179 | 32.1735 | 32.168 | 32.1624 | 32.1564 | 32.1504 | 32.1446 | 32.1389 | 32.1125 | 31.8357 | 31.3174 | 33.2421 | 33.2421 | 33.2421 | 33.2421 | 33.2421 | 33.2421 | 33.2421 | 33.2421 | 33.2421 | 33.2421 | 33.2421 | 33.2357 | 33.0717 | 32.5152
|  | WHITEWAY | FS |  |  |  |  | 33.1883 | 33.1772 | 33.1769 | 33.1766 | 33.1761 | 33.1752 | 33.1743 | 33.1702 | 33.1658 | 33.161 | 33.1557 | 33.1422 | 33.0669 | 32.8996 | 32.1869 | 32.175 | 32.1739 | 32.1724 | 32.1699 | 32.1657 | 32.1615 | 32.1538 | 32.1457 | 32.1371 | 32.1281 | 32.0966 | 32.0042 | 31.82 | 33.2409 | 33.2298 | 33.2296 | 33.2292 | 33.2287 | 33.2278 | 33.2269 | 33.2229 | 33.2184 | 33.2136 | 33.2083 | 33.1948 | 33.1195 | 32.9426
BRAMLEY (FLEE) | BURGHFIELD MAIN | WILSON ROAD | MINIMUM HEADROOM | SU 69235 73304 | NO | NO | 0.14632 | 33.4202 | 33.3124 | 33.276 | 33.2254 | 33.1655 | 33.0962 | 33.0157 | 32.9527 | 32.8864 | 32.8178 | 32.7457 | 31.5491 | 29.9046 | 27.5445 | 31.7115 | 31.5949 | 31.5485 | 31.4815 | 31.4049 | 31.3189 | 31.2211 | 31.1402 | 31.0562 | 30.9702 | 30.8807 | 30.0156 | 28.2108 | 25.6905 | 32.4024 | 32.2881 | 32.2444 | 32.1819 | 32.1098 | 32.0283 | 31.9352 | 31.8591 | 31.7799 | 31.6986 | 31.5154 | 30.0257 | 28.2242 | 25.707
|  | WILSON ROAD | CT |  |  |  |  | 33.4204 | 33.3808 | 33.3503 | 33.3093 | 33.2592 | 33.1989 | 33.1272 | 33.0762 | 33.0216 | 32.9654 | 32.9068 | 31.8294 | 30.2995 | 28.3705 | 31.712 | 31.664 | 31.6242 | 31.5674 | 31.5009 | 31.4242 | 31.3356 | 31.2665 | 31.194 | 31.1205 | 31.0449 | 30.3048 | 28.6192 | 26.5338 | 32.4028 | 32.357 | 32.3197 | 32.2672 | 32.2052 | 32.1329 | 32.0489 | 31.9847 | 31.917 | 31.8482 | 31.7156 | 30.3148 | 28.6322 | 26.55
|  | WILSON ROAD | LW |  |  |  |  | 33.4203 | 33.3124 | 33.276 | 33.2254 | 33.1655 | 33.0962 | 33.0157 | 32.9527 | 32.8864 | 32.8178 | 32.7457 | 31.5491 | 29.9046 | 27.5445 | 31.7115 | 31.5949 | 31.5485 | 31.4815 | 31.4049 | 31.3189 | 31.2211 | 31.1402 | 31.0562 | 30.9702 | 30.8807 | 30.0156 | 28.2108 | 25.6905 | 32.4024 | 32.2881 | 32.2444 | 32.1819 | 32.1098 | 32.0283 | 31.9352 | 31.8591 | 31.7799 | 31.6986 | 31.5154 | 30.0257 | 28.2242 | 25.707
|  | WILSON ROAD | ST |  |  |  |  | 33.4221 | 33.4221 | 33.4221 | 33.4221 | 33.4221 | 33.4221 | 33.4221 | 33.4221 | 33.4221 | 33.4221 | 33.4221 | 33.4221 | 33.2575 | 32.714 | 31.7252 | 31.7233 | 31.7211 | 31.7106 | 31.6997 | 31.6891 | 31.6784 | 31.6667 | 31.655 | 31.6438 | 31.6327 | 31.5798 | 31.5288 | 31.1872 | 32.4129 | 32.4114 | 32.4099 | 32.4022 | 32.3943 | 32.3865 | 32.3787 | 32.3701 | 32.3617 | 32.3534 | 32.3454 | 32.3068 | 31.8355 | 31.1972
|  | WILSON ROAD | FS |  |  |  |  | 33.4202 | 33.4021 | 33.4017 | 33.4011 | 33.4003 | 33.3988 | 33.3973 | 33.3907 | 33.3835 | 33.3756 | 33.367 | 33.345 | 33.2209 | 32.9431 | 31.7241 | 31.7047 | 31.7029 | 31.7006 | 31.6959 | 31.6873 | 31.6789 | 31.6643 | 31.6492 | 31.6334 | 31.6169 | 31.5562 | 31.3944 | 31.0791 | 32.4115 | 32.3925 | 32.3911 | 32.3892 | 32.3855 | 32.3789 | 32.3723 | 32.36 | 32.3469 | 32.3333 | 32.3189 | 32.2687 | 32.1171 | 31.7261
MANNINGTON GSP | MANNINGTON BSP | WIMBORNE | MINIMUM HEADROOM | SZ 02014 99989 | NO | YES | 1.4274 | 18.9224 | 18.7797 | 18.7198 | 18.6343 | 18.5355 | 18.4255 | 18.3011 | 18.1968 | 18.0897 | 17.9809 | 17.8683 | 17.2195 | 16.2466 | 13.3915 | 17.0006 | 16.8559 | 16.7939 | 16.7052 | 16.6029 | 16.2807 | 15.805 | 15.3425 | 14.8828 | 14.4304 | 13.9757 | 11.7753 | 9.2749 | 5.9966 | 18.0992 | 17.9592 | 17.9022 | 17.8212 | 17.7271 | 17.5908 | 17.1692 | 16.7218 | 16.272 | 15.8291 | 15.3744 | 13.1734 | 10.6725 | 7.3937
|  | WIMBORNE | CT |  |  |  |  | 18.9224 | 18.8561 | 18.8002 | 18.7219 | 18.6303 | 18.5258 | 18.4056 | 18.3101 | 18.2116 | 18.1127 | 18.0119 | 17.4163 | 16.5136 | 14.3034 | 17.0006 | 16.9326 | 16.8748 | 16.7934 | 16.6985 | 16.4647 | 16.0069 | 15.5481 | 15.0919 | 14.652 | 14.2192 | 12.1188 | 9.7642 | 6.9739 | 18.0992 | 18.0352 | 17.982 | 17.908 | 17.8209 | 17.721 | 17.356 | 16.9249 | 16.4786 | 16.0482 | 15.6179 | 13.517 | 11.1619 | 8.3711
|  | WIMBORNE | LW |  |  |  |  | 18.925 | 18.7797 | 18.7198 | 18.6343 | 18.5355 | 18.4255 | 18.3011 | 18.1968 | 18.0897 | 17.9809 | 17.8683 | 17.2195 | 16.2466 | 13.3915 | 17.0031 | 16.8559 | 16.7939 | 16.7052 | 16.6029 | 16.2807 | 15.805 | 15.3425 | 14.8828 | 14.4304 | 13.9757 | 11.7753 | 9.2749 | 5.9966 | 18.102 | 17.9592 | 17.9022 | 17.8212 | 17.7271 | 17.5908 | 17.1692 | 16.7218 | 16.272 | 15.8291 | 15.3744 | 13.1734 | 10.6725 | 7.3937
|  | WIMBORNE | ST |  |  |  |  | 18.9433 | 18.9393 | 18.9349 | 18.9203 | 18.9051 | 18.8899 | 18.8744 | 18.8575 | 18.8407 | 18.8246 | 18.8089 | 18.7361 | 18.6648 | 18.5935 | 17.0235 | 17.0189 | 17.0139 | 16.9972 | 16.98 | 16.9627 | 16.945 | 16.9258 | 16.8798 | 16.6555 | 16.4312 | 15.3899 | 14.414 | 13.4512 | 18.1174 | 18.1141 | 18.1106 | 18.0987 | 18.0865 | 18.0742 | 18.0617 | 18.048 | 18.0345 | 17.9693 | 17.7771 | 16.7829 | 15.8125 | 14.8495
|  | WIMBORNE | FS |  |  |  |  | 18.9437 | 18.9206 | 18.9176 | 18.9138 | 18.9075 | 18.8968 | 18.8861 | 18.8684 | 18.8501 | 18.8309 | 18.8108 | 18.7363 | 18.5491 | 18.1906 | 17.0242 | 17.0008 | 16.9974 | 16.9932 | 16.9862 | 16.9742 | 16.9623 | 16.9432 | 16.9235 | 16.9029 | 16.8814 | 16.5719 | 15.7726 | 14.8106 | 18.1173 | 18.0946 | 18.0921 | 18.0889 | 18.0836 | 18.0746 | 18.0657 | 18.0499 | 18.0335 | 18.0162 | 17.9981 | 17.885 | 17.1497 | 16.2046
MANNINGTON GSP | MANNINGTON BSP | WIMBORNE ST GILES | MINIMUM HEADROOM | SU 03028 12678 | YES | YES | 0.15789 | 1.3119 | 1.3027 | 1.2958 | 1.2843 | 1.2725 | 1.2605 | 1.2475 | 1.2349 | 1.2224 | 1.2098 | 1.1973 | 1.1349 | 1.0598 | 0.9517 | 1.3065 | 1.2966 | 1.2888 | 1.2756 | 1.2621 | 1.2486 | 1.2339 | 1.2196 | 1.2054 | 1.1911 | 1.1769 | 1.1069 | 1.0241 | 0.90831 | 1.342 | 1.3371 | 1.3355 | 1.3331 | 1.3304 | 1.3273 | 1.3237 | 1.3209 | 1.3179 | 1.3149 | 1.3117 | 1.2923 | 1.2608 | 1.1954
|  | WIMBORNE ST GILES | CT |  |  |  |  | 1.3119 | 1.3057 | 1.2997 | 1.2885 | 1.2769 | 1.2652 | 1.2523 | 1.2401 | 1.2279 | 1.2158 | 1.2037 | 1.1393 | 1.0628 | 0.97015 | 1.3065 | 1.2996 | 1.2928 | 1.2799 | 1.2667 | 1.2534 | 1.2389 | 1.225 | 1.2111 | 1.1972 | 1.1834 | 1.1114 | 1.0272 | 0.92689 | 1.342 | 1.3401 | 1.3386 | 1.3366 | 1.3341 | 1.3312 | 1.3277 | 1.3253 | 1.3227 | 1.3201 | 1.3174 | 1.2958 | 1.2629 | 1.2131
|  | WIMBORNE ST GILES | LW |  |  |  |  | 1.3119 | 1.3027 | 1.2958 | 1.2843 | 1.2725 | 1.2605 | 1.2475 | 1.2349 | 1.2224 | 1.2098 | 1.1973 | 1.1349 | 1.0598 | 0.9517 | 1.3066 | 1.2966 | 1.2888 | 1.2756 | 1.2621 | 1.2486 | 1.2339 | 1.2196 | 1.2054 | 1.1911 | 1.1769 | 1.1069 | 1.0241 | 0.90831 | 1.342 | 1.3371 | 1.3355 | 1.3331 | 1.3304 | 1.3273 | 1.3237 | 1.3209 | 1.3179 | 1.3149 | 1.3117 | 1.2923 | 1.2608 | 1.1954
|  | WIMBORNE ST GILES | ST |  |  |  |  | 1.3182 | 1.3173 | 1.3163 | 1.3104 | 1.3045 | 1.2988 | 1.2932 | 1.2873 | 1.2815 | 1.2758 | 1.2702 | 1.2432 | 1.2168 | 1.1911 | 1.314 | 1.3129 | 1.3117 | 1.3048 | 1.2978 | 1.2911 | 1.2845 | 1.2776 | 1.2708 | 1.264 | 1.2575 | 1.2256 | 1.1945 | 1.1642 | 1.3421 | 1.3421 | 1.3421 | 1.3421 | 1.3421 | 1.3421 | 1.3421 | 1.3421 | 1.3421 | 1.3421 | 1.3421 | 1.3421 | 1.3421 | 1.3421
|  | WIMBORNE ST GILES | FS |  |  |  |  | 1.3199 | 1.319 | 1.3188 | 1.3184 | 1.3165 | 1.3132 | 1.3099 | 1.3061 | 1.3022 | 1.2983 | 1.2944 | 1.2746 | 1.2527 | 1.225 | 1.316 | 1.315 | 1.3148 | 1.3144 | 1.3121 | 1.3082 | 1.3044 | 1.2999 | 1.2954 | 1.2908 | 1.2863 | 1.2631 | 1.2383 | 1.2077 | 1.342 | 1.3412 | 1.3412 | 1.3412 | 1.3412 | 1.3411 | 1.341 | 1.3408 | 1.3405 | 1.3401 | 1.3397 | 1.3388 | 1.3335 | 1.3219
MANNINGTON GSP | SHAFTESBURY BSP | WINCANTON | MINIMUM HEADROOM | ST 71286 27802 | NO | YES | 1.1453 | 17.2119 | 17.1697 | 17.1554 | 17.1356 | 17.1122 | 17.0851 | 17.0538 | 17.0292 | 17.0035 | 16.9768 | 16.9437 | 16.2802 | 15.5053 | 14.4586 | 16.225 | 16.1798 | 16.1621 | 16.137 | 16.108 | 16.0753 | 16.038 | 16.0073 | 15.9755 | 15.943 | 15.9091 | 15.7076 | 15.3266 | 14.4582 | 16.1507 | 16.046 | 15.9603 | 15.8279 | 15.688 | 15.5423 | 15.3866 | 15.2337 | 15.0813 | 14.9306 | 14.7784 | 14.0267 | 13.1636 | 12.0291
|  | WINCANTON | CT |  |  |  |  | 17.212 | 17.1961 | 17.1839 | 17.1675 | 17.1475 | 17.1235 | 17.0949 | 17.0747 | 17.0531 | 17.031 | 17.0079 | 16.3999 | 15.6755 | 14.799 | 16.2252 | 16.2066 | 16.1912 | 16.1697 | 16.1443 | 16.1148 | 16.0806 | 16.0541 | 16.0264 | 15.9984 | 15.9695 | 15.7932 | 15.4767 | 14.7722 | 16.1535 | 16.0797 | 16.0015 | 15.8771 | 15.7451 | 15.6061 | 15.457 | 15.3065 | 15.1565 | 15.0112 | 14.8666 | 14.1529 | 13.3437 | 12.3824
|  | WINCANTON | LW |  |  |  |  | 17.2119 | 17.1697 | 17.1554 | 17.1356 | 17.1122 | 17.0851 | 17.0538 | 17.0292 | 17.0035 | 16.9768 | 16.9437 | 16.2802 | 15.5053 | 14.4586 | 16.225 | 16.1798 | 16.1621 | 16.137 | 16.108 | 16.0753 | 16.038 | 16.0073 | 15.9755 | 15.943 | 15.9091 | 15.7076 | 15.3266 | 14.4582 | 16.1507 | 16.046 | 15.9603 | 15.8279 | 15.688 | 15.5423 | 15.3866 | 15.2337 | 15.0813 | 14.9306 | 14.7784 | 14.0267 | 13.1636 | 12.0291
|  | WINCANTON | ST |  |  |  |  | 17.2126 | 17.2126 | 17.2126 | 17.2126 | 17.2126 | 17.2126 | 17.2126 | 17.2126 | 17.2126 | 17.2126 | 17.2126 | 17.2126 | 17.0484 | 16.7514 | 16.2294 | 16.2285 | 16.2276 | 16.2242 | 16.2207 | 16.2171 | 16.2135 | 16.2096 | 16.2057 | 16.2019 | 16.1982 | 16.1807 | 16.1639 | 16.1472 | 16.2274 | 16.2101 | 16.1902 | 16.1183 | 16.0447 | 15.9708 | 15.895 | 15.8124 | 15.7307 | 15.6517 | 15.5744 | 15.2062 | 14.8545 | 14.5039
|  | WINCANTON | FS |  |  |  |  | 17.2119 | 17.2049 | 17.2048 | 17.2046 | 17.2042 | 17.2036 | 17.2031 | 17.2006 | 17.1978 | 17.1947 | 17.1914 | 17.1829 | 17.1353 | 17.0289 | 16.229 | 16.2215 | 16.2208 | 16.2199 | 16.2184 | 16.2156 | 16.2129 | 16.2079 | 16.2027 | 16.1972 | 16.1915 | 16.1711 | 16.1119 | 15.9941 | 16.2344 | 16.2168 | 16.2058 | 16.191 | 16.1648 | 16.1188 | 16.0729 | 16.0194 | 15.9657 | 15.9111 | 15.8565 | 15.5983 | 15.3091 | 14.9622
COWLEY GSP | WITNEY BSP | WINDRUSH PARK | MINIMUM HEADROOM | SP 33366 09758 | NO | YES | 1.6053 | 31.952 | 31.9119 | 31.8983 | 31.8795 | 31.8573 | 31.8318 | 31.8024 | 31.7796 | 31.6903 | 31.5874 | 31.4841 | 30.9735 | 30.3374 | 29.446 | 32.2874 | 32.2446 | 32.228 | 32.2045 | 32.1772 | 32.1468 | 32.1121 | 32.0838 | 31.9697 | 31.8375 | 31.7051 | 31.0544 | 30.3162 | 29.3509 | 32.4151 | 32.375 | 32.3615 | 32.3427 | 32.3204 | 32.295 | 32.2486 | 32.1142 | 31.9809 | 31.8496 | 31.7183 | 31.0709 | 30.3341 | 29.3703
|  | WINDRUSH PARK | CT |  |  |  |  | 31.952 | 31.9358 | 31.9233 | 31.9066 | 31.8862 | 31.8621 | 31.8336 | 31.8135 | 31.7466 | 31.6472 | 31.5492 | 31.0644 | 30.4739 | 29.7233 | 32.2876 | 32.2689 | 32.2537 | 32.2324 | 32.2072 | 32.1782 | 32.1447 | 32.1191 | 32.0332 | 31.9048 | 31.7785 | 31.1583 | 30.4633 | 29.6423 | 32.4151 | 32.3989 | 32.3865 | 32.3698 | 32.3494 | 32.3252 | 32.2968 | 32.1757 | 32.0442 | 31.9168 | 31.7914 | 31.1746 | 30.4811 | 29.6614
|  | WINDRUSH PARK | LW |  |  |  |  | 31.952 | 31.9119 | 31.8983 | 31.8795 | 31.8573 | 31.8318 | 31.8024 | 31.7796 | 31.6903 | 31.5874 | 31.4841 | 30.9735 | 30.3374 | 29.446 | 32.2874 | 32.2446 | 32.228 | 32.2045 | 32.1772 | 32.1468 | 32.1121 | 32.0838 | 31.9697 | 31.8375 | 31.7051 | 31.0544 | 30.3162 | 29.3509 | 32.4151 | 32.375 | 32.3615 | 32.3427 | 32.3204 | 32.295 | 32.2486 | 32.1142 | 31.9809 | 31.8496 | 31.7183 | 31.0709 | 30.3341 | 29.3703
|  | WINDRUSH PARK | ST |  |  |  |  | 31.9526 | 31.9526 | 31.9526 | 31.9526 | 31.9526 | 31.9526 | 31.9526 | 31.9526 | 31.9526 | 31.9526 | 31.9526 | 31.859 | 31.6548 | 31.4549 | 32.2913 | 32.2905 | 32.2896 | 32.2866 | 32.2836 | 32.2805 | 32.2774 | 32.2739 | 32.2706 | 32.2673 | 32.2642 | 32.1277 | 31.8472 | 31.5668 | 32.4158 | 32.4158 | 32.4158 | 32.4158 | 32.4158 | 32.4158 | 32.4158 | 32.4158 | 32.4158 | 32.4158 | 32.4158 | 32.1393 | 31.8615 | 31.583
|  | WINDRUSH PARK | FS |  |  |  |  | 31.952 | 31.9457 | 31.9456 | 31.9454 | 31.9451 | 31.9446 | 31.9441 | 31.9418 | 31.9393 | 31.9366 | 31.9336 | 31.926 | 31.8838 | 31.69 | 32.2912 | 32.2845 | 32.2839 | 32.2831 | 32.2817 | 32.2794 | 32.2771 | 32.2728 | 32.2683 | 32.2635 | 32.2585 | 32.2409 | 32.1895 | 31.9562 | 32.4151 | 32.4089 | 32.4087 | 32.4086 | 32.4083 | 32.4077 | 32.4072 | 32.405 | 32.4025 | 32.3998 | 32.3968 | 32.3892 | 32.2472 | 31.9679
MANNINGTON GSP |  | WINFRITH HEATH | MINIMUM HEADROOM | SY 80748 86538 | NO | YES | 0 | 15.7772 | 15.6559 | 15.5376 | 15.3751 | 15.1948 | 15.0006 | 14.7834 | 14.5716 | 14.3619 | 14.1574 | 13.9511 | 13.0292 | 12.0674 | 10.9138 | 9.0471 | 8.9085 | 8.7697 | 8.579 | 8.3675 | 8.1402 | 7.886 | 7.6373 | 7.3912 | 7.1517 | 6.9102 | 5.8379 | 4.7337 | 3.4373 | 9.8451 | 9.7216 | 9.6008 | 9.4347 | 9.2505 | 9.0521 | 8.8303 | 8.6138 | 8.3996 | 8.1907 | 7.9799 | 7.0391 | 6.0594 | 4.8878
|  | WINFRITH HEATH | CT |  |  |  |  | 15.7837 | 15.6934 | 15.5904 | 15.4418 | 15.2751 | 15.0912 | 14.8833 | 14.6685 | 14.4549 | 14.2536 | 14.0567 | 13.1781 | 12.2901 | 11.2926 | 9.0554 | 8.9505 | 8.8301 | 8.6558 | 8.4605 | 8.2455 | 8.0026 | 7.7501 | 7.4995 | 7.2635 | 7.0331 | 6.0119 | 4.9941 | 3.8667 | 9.8519 | 9.7597 | 9.6545 | 9.5027 | 9.3324 | 9.1446 | 8.9323 | 8.7128 | 8.4945 | 8.2888 | 8.0877 | 7.1912 | 6.2868 | 5.273
|  | WINFRITH HEATH | LW |  |  |  |  | 15.7772 | 15.6559 | 15.5376 | 15.3751 | 15.1948 | 15.0006 | 14.7834 | 14.5716 | 14.3619 | 14.1574 | 13.9511 | 13.0292 | 12.0674 | 10.9138 | 9.0471 | 8.9085 | 8.7697 | 8.579 | 8.3675 | 8.1402 | 7.886 | 7.6373 | 7.3912 | 7.1517 | 6.9102 | 5.8379 | 4.7337 | 3.4373 | 9.8451 | 9.7216 | 9.6008 | 9.4347 | 9.2505 | 9.0521 | 8.8303 | 8.6138 | 8.3996 | 8.1907 | 7.9799 | 7.0391 | 6.0594 | 4.8878
|  | WINFRITH HEATH | ST |  |  |  |  | 15.8459 | 15.8055 | 15.7599 | 15.675 | 15.5835 | 15.4877 | 15.3857 | 15.2743 | 15.1628 | 15.0572 | 14.9537 | 14.4871 | 14.0597 | 13.6295 | 9.1286 | 9.0804 | 9.026 | 8.925 | 8.816 | 8.702 | 8.5807 | 8.4482 | 8.3155 | 8.1898 | 8.0666 | 7.5116 | 7.0038 | 6.4929 | 9.9154 | 9.874 | 9.8273 | 9.7404 | 9.6467 | 9.5486 | 9.4442 | 9.3302 | 9.216 | 9.1078 | 9.0018 | 8.5242 | 8.0867 | 7.6463
|  | WINFRITH HEATH | FS |  |  |  |  | 15.8714 | 15.8445 | 15.8207 | 15.7934 | 15.7593 | 15.7125 | 15.6658 | 15.614 | 15.562 | 15.5093 | 15.455 | 15.2007 | 14.9395 | 14.6323 | 9.1588 | 9.1278 | 9.0994 | 9.0669 | 9.0263 | 8.9707 | 8.9151 | 8.8536 | 8.7921 | 8.7297 | 8.6654 | 8.3636 | 8.0595 | 7.7081 | 9.9415 | 9.9141 | 9.8897 | 9.8618 | 9.8268 | 9.779 | 9.7312 | 9.6781 | 9.6249 | 9.571 | 9.5154 | 9.2552 | 8.9886 | 8.6758
COWLEY GSP | DRAYTON BSP | WINSMORE LANE | MINIMUM HEADROOM | SU 49513 96982 | NO | NO | 0.24421 | 26.0401 | 25.9154 | 25.8638 | 25.7902 | 25.7059 | 25.6122 | 25.5061 | 25.4179 | 25.3275 | 25.2215 | 24.8965 | 23.3193 | 21.5002 | 18.9654 | 24.6835 | 24.5632 | 24.5165 | 24.4505 | 24.3741 | 24.2885 | 24.1909 | 24.1114 | 24.0296 | 23.9461 | 23.6128 | 21.7584 | 19.6686 | 16.8959 | 25.3855 | 25.2726 | 25.2344 | 25.1814 | 25.1188 | 25.0471 | 24.9644 | 24.9 | 24.833 | 24.6715 | 24.2748 | 22.3758 | 20.2424 | 17.4691
|  | WINSMORE LANE | CT |  |  |  |  | 26.0408 | 25.9845 | 25.9372 | 25.8704 | 25.7921 | 25.7028 | 25.5999 | 25.5191 | 25.4358 | 25.3524 | 25.0948 | 23.5975 | 21.8921 | 19.7696 | 24.684 | 24.6316 | 24.5887 | 24.5292 | 24.4584 | 24.3768 | 24.2822 | 24.2102 | 24.1356 | 24.0605 | 23.8304 | 22.0648 | 20.1029 | 17.7509 | 25.3855 | 25.3398 | 25.3047 | 25.2575 | 25.1998 | 25.1317 | 25.0513 | 24.9947 | 24.9352 | 24.8729 | 24.4955 | 22.6867 | 20.6835 | 18.3237
|  | WINSMORE LANE | LW |  |  |  |  | 26.0401 | 25.9154 | 25.8638 | 25.7902 | 25.7059 | 25.6122 | 25.5061 | 25.4179 | 25.3275 | 25.2215 | 24.8965 | 23.3193 | 21.5002 | 18.9654 | 24.6835 | 24.5632 | 24.5165 | 24.4505 | 24.3741 | 24.2885 | 24.1909 | 24.1114 | 24.0296 | 23.9461 | 23.6128 | 21.7584 | 19.6686 | 16.8959 | 25.3855 | 25.2726 | 25.2344 | 25.1814 | 25.1188 | 25.0471 | 24.9644 | 24.9 | 24.833 | 24.6715 | 24.2748 | 22.3758 | 20.2424 | 17.4691
|  | WINSMORE LANE | ST |  |  |  |  | 26.0505 | 26.0505 | 26.0475 | 26.0347 | 26.0214 | 26.0082 | 25.9946 | 25.9798 | 25.9651 | 25.9511 | 25.9374 | 25.8743 | 25.364 | 24.7234 | 24.6938 | 24.6915 | 24.6889 | 24.6808 | 24.6724 | 24.664 | 24.6554 | 24.646 | 24.6367 | 24.6278 | 24.6191 | 24.5792 | 24.0247 | 23.2277 | 25.3874 | 25.3874 | 25.3874 | 25.3874 | 25.3874 | 25.3874 | 25.3874 | 25.3874 | 25.3874 | 25.3874 | 25.3874 | 25.3874 | 24.6778 | 23.8556
|  | WINSMORE LANE | FS |  |  |  |  | 26.0487 | 26.0311 | 26.0307 | 26.0302 | 26.0246 | 26.0155 | 26.0063 | 25.9913 | 25.9757 | 25.9594 | 25.9424 | 25.879 | 25.7215 | 25.4208 | 24.6935 | 24.6746 | 24.6728 | 24.6705 | 24.6667 | 24.6604 | 24.654 | 24.6422 | 24.6297 | 24.6166 | 24.6028 | 24.5548 | 24.4116 | 24.1249 | 25.3855 | 25.368 | 25.3676 | 25.3671 | 25.3662 | 25.3648 | 25.3633 | 25.357 | 25.35 | 25.3423 | 25.334 | 25.3127 | 25.1941 | 24.9318
MANNINGTON GSP | LYTCHETT | WINTERBORNE KINGSTON | MINIMUM HEADROOM | SY 84631 98138 | NO | YES | 1.1853 | 8.3027 | 8.2698 | 8.2393 | 24.7014 | 24.6599 | 24.6139 | 24.5627 | 24.5167 | 24.468 | 24.4173 | 24.3633 | 24.0424 | 23.5078 | 22.6782 | 7.6517 | 7.5819 | 7.5106 | 23.902 | 23.7888 | 23.6718 | 23.5488 | 23.4262 | 23.3017 | 23.1776 | 23.051 | 22.383 | 21.5879 | 20.631 | 7.4695 | 7.4068 | 7.3435 | 23.7485 | 23.6493 | 23.5461 | 23.437 | 23.3293 | 23.2195 | 23.1097 | 22.9972 | 22.3965 | 21.6694 | 20.7799
|  | WINTERBORNE KINGSTON | CT |  |  |  |  | 8.3027 | 8.2698 | 8.2393 | 24.7014 | 24.6599 | 24.6139 | 24.5627 | 24.5167 | 24.468 | 24.4173 | 24.3633 | 24.0424 | 23.5078 | 22.6782 | 7.6517 | 7.5819 | 7.5106 | 23.902 | 23.7888 | 23.6718 | 23.5488 | 23.4262 | 23.3017 | 23.1776 | 23.051 | 22.383 | 21.5879 | 20.631 | 7.4695 | 7.4068 | 7.3435 | 23.7485 | 23.6493 | 23.5461 | 23.437 | 23.3293 | 23.2195 | 23.1097 | 22.9972 | 22.3965 | 21.6694 | 20.7799
|  | WINTERBORNE KINGSTON | LW |  |  |  |  | 8.3228 | 8.2757 | 8.2538 | 24.7234 | 24.6886 | 24.6499 | 24.6054 | 24.5663 | 24.5245 | 24.4813 | 24.4353 | 24.1579 | 23.6495 | 22.7485 | 7.6702 | 7.5846 | 7.5204 | 23.9176 | 23.8097 | 23.6983 | 23.5813 | 23.4656 | 23.3488 | 23.2314 | 23.112 | 22.4839 | 21.7219 | 20.6921 | 7.4883 | 7.4102 | 7.3541 | 23.7654 | 23.6717 | 23.5744 | 23.4715 | 23.3706 | 23.2685 | 23.1654 | 23.0603 | 22.5002 | 21.8075 | 20.8459
|  | WINTERBORNE KINGSTON | ST |  |  |  |  | 8.3355 | 8.3332 | 8.3308 | 24.8252 | 24.8188 | 24.8124 | 24.806 | 24.7985 | 24.7911 | 24.7837 | 24.7764 | 24.7333 | 24.6792 | 24.6204 | 7.7383 | 7.7282 | 7.7174 | 24.1639 | 24.1089 | 24.0546 | 24.0012 | 23.9427 | 23.885 | 23.8281 | 23.773 | 23.4997 | 23.2253 | 22.9499 | 7.5457 | 7.537 | 7.5278 | 23.9836 | 23.9381 | 23.8931 | 23.8489 | 23.8002 | 23.7523 | 23.705 | 23.6592 | 23.4306 | 23.199 | 22.9656
|  | WINTERBORNE KINGSTON | FS |  |  |  |  | 8.3378 | 8.3311 | 8.3296 | 24.8279 | 24.8255 | 24.8215 | 24.8176 | 24.8116 | 24.8053 | 24.7989 | 24.7922 | 24.7612 | 24.6923 | 24.571 | 7.7466 | 7.7347 | 7.7271 | 24.2178 | 24.1991 | 24.1634 | 24.1279 | 24.0863 | 24.0446 | 24.0029 | 23.9611 | 23.7574 | 23.5246 | 23.2411 | 7.5528 | 7.5419 | 7.5354 | 24.0276 | 24.0121 | 23.9826 | 23.9532 | 23.9185 | 23.8837 | 23.8488 | 23.8138 | 23.6437 | 23.4427 | 23.1907
MANNINGTON GSP | REDHILL BSP | WINTON | MINIMUM HEADROOM | SZ 09349 93822 | NO | YES | 0.15579 | 27.1254 | 26.986 | 26.9386 | 26.8729 | 26.7952 | 26.7051 | 26.6003 | 26.5183 | 26.4319 | 26.3425 | 26.2484 | 25.6314 | 24.2261 | 21.3152 | 26.6963 | 26.5514 | 26.4981 | 26.4215 | 26.333 | 26.2325 | 26.1175 | 26.0245 | 25.9273 | 25.8272 | 25.5963 | 23.8743 | 21.7008 | 18.5866 | 27.5149 | 27.3755 | 27.3281 | 27.2624 | 27.1847 | 27.0945 | 26.9898 | 26.9077 | 26.8214 | 26.7319 | 26.6379 | 26.0475 | 24.1175 | 21.0193
|  | WINTON | CT |  |  |  |  | 27.1254 | 27.0745 | 27.0353 | 26.9826 | 26.9182 | 26.8405 | 26.748 | 26.6813 | 26.6099 | 26.5363 | 26.4596 | 25.9325 | 24.6502 | 22.2772 | 26.6963 | 26.6399 | 26.5947 | 26.5312 | 26.456 | 26.3679 | 26.2652 | 26.1876 | 26.1053 | 26.021 | 25.8075 | 24.1775 | 22.1255 | 19.5481 | 27.5149 | 27.4639 | 27.4247 | 27.3721 | 27.3076 | 27.23 | 27.1375 | 27.0708 | 26.9994 | 26.9258 | 26.849 | 26.3485 | 24.5422 | 21.9809
|  | WINTON | LW |  |  |  |  | 27.1261 | 26.986 | 26.9386 | 26.8729 | 26.7952 | 26.7051 | 26.6003 | 26.5183 | 26.4319 | 26.3425 | 26.2484 | 25.6314 | 24.2261 | 21.3152 | 26.697 | 26.5514 | 26.4981 | 26.4215 | 26.333 | 26.2325 | 26.1175 | 26.0245 | 25.9273 | 25.8272 | 25.5963 | 23.8743 | 21.7008 | 18.5866 | 27.5156 | 27.3755 | 27.3281 | 27.2624 | 27.1847 | 27.0945 | 26.9898 | 26.9077 | 26.8214 | 26.7319 | 26.6379 | 26.0475 | 24.1175 | 21.0193
|  | WINTON | ST |  |  |  |  | 27.1284 | 27.1284 | 27.1284 | 27.1284 | 27.1284 | 27.1284 | 27.1284 | 27.1284 | 27.1284 | 27.1284 | 27.1284 | 27.1284 | 27.1284 | 27.0888 | 26.7084 | 26.7078 | 26.7072 | 26.6998 | 26.6924 | 26.6852 | 26.6781 | 26.6704 | 26.6627 | 26.6552 | 26.6478 | 26.6114 | 25.9076 | 25.1587 | 27.5179 | 27.5179 | 27.5179 | 27.5179 | 27.5179 | 27.5179 | 27.5179 | 27.5179 | 27.5179 | 27.5179 | 27.5179 | 27.5179 | 27.5179 | 27.5179
|  | WINTON | FS |  |  |  |  | 27.1259 | 27.1022 | 27.1017 | 27.101 | 27.0998 | 27.0979 | 27.096 | 27.0874 | 27.0779 | 27.0676 | 27.0563 | 27.0275 | 26.8648 | 26.5005 | 26.7058 | 26.6816 | 26.6805 | 26.6788 | 26.6752 | 26.668 | 26.6608 | 26.6462 | 26.6308 | 26.6145 | 26.5973 | 26.5394 | 26.3477 | 25.4326 | 27.5154 | 27.4917 | 27.4912 | 27.4905 | 27.4893 | 27.4874 | 27.4854 | 27.4768 | 27.4674 | 27.457 | 27.4458 | 27.417 | 27.2543 | 26.89
COWLEY GSP | WITNEY BSP | WITNEY TOWN | MINIMUM HEADROOM | SP 35844 09625 | NO | YES | 0.49263 | 27.8756 | 27.7362 | 27.6868 | 46.3553 | 46.2739 | 46.1812 | 46.0745 | 45.9903 | 45.741 | 45.2001 | 44.6549 | 42.0844 | 39.2356 | 35.5739 | 25.9838 | 25.8316 | 25.7683 | 44.4162 | 44.3129 | 44.1976 | 43.6028 | 42.9911 | 42.3843 | 41.7904 | 41.192 | 38.3865 | 35.2894 | 31.2886 | 26.9941 | 26.8384 | 26.7713 | 45.3288 | 44.7664 | 44.1761 | 43.5365 | 42.9126 | 42.2939 | 41.6883 | 41.0784 | 38.2215 | 35.0957 | 31.1605
|  | WITNEY TOWN | CT |  |  |  |  | 27.8756 | 27.8135 | 27.7649 | 46.4384 | 46.3607 | 46.2691 | 46.1618 | 46.085 | 45.9823 | 45.4524 | 44.9319 | 42.4694 | 39.7898 | 36.6509 | 25.9838 | 25.911 | 25.8501 | 44.5042 | 44.4059 | 44.2927 | 43.8643 | 43.2513 | 42.6422 | 42.0596 | 41.4879 | 38.7991 | 35.9061 | 32.4492 | 26.9941 | 26.9184 | 26.854 | 45.5028 | 44.9881 | 44.4219 | 43.802 | 43.1767 | 42.5554 | 41.9613 | 41.3784 | 38.6401 | 35.7005 | 32.305
|  | WITNEY TOWN | LW |  |  |  |  | 27.8808 | 27.7362 | 27.6868 | 46.3553 | 46.2739 | 46.1812 | 46.0745 | 45.9903 | 45.741 | 45.2001 | 44.6549 | 42.0844 | 39.2356 | 35.5739 | 25.9881 | 25.8316 | 25.7683 | 44.4162 | 44.3129 | 44.1976 | 43.6028 | 42.9911 | 42.3843 | 41.7904 | 41.192 | 38.3865 | 35.2894 | 31.2886 | 26.9981 | 26.8384 | 26.7713 | 45.3288 | 44.7664 | 44.1761 | 43.5365 | 42.9126 | 42.2939 | 41.6883 | 41.0784 | 38.2215 | 35.0957 | 31.1605
|  | WITNEY TOWN | ST |  |  |  |  | 27.8848 | 27.8848 | 27.8848 | 46.6215 | 46.6206 | 46.6198 | 46.6189 | 46.6181 | 46.6173 | 46.6164 | 46.6156 | 46.3141 | 45.1822 | 44.063 | 26.0044 | 26.0002 | 25.9955 | 44.7196 | 44.7056 | 44.6914 | 44.6769 | 44.661 | 44.6453 | 44.6106 | 44.3117 | 42.9416 | 41.6773 | 40.4273 | 27.0178 | 27.0125 | 27.0065 | 45.7271 | 45.7095 | 45.6917 | 45.5262 | 45.1957 | 44.8682 | 44.5551 | 44.2493 | 42.8477 | 41.5545 | 40.2759
|  | WITNEY TOWN | FS |  |  |  |  | 27.8833 | 27.8612 | 27.8607 | 46.5976 | 46.5965 | 46.5947 | 46.5929 | 46.5849 | 46.576 | 46.5664 | 46.5559 | 46.5265 | 46.3734 | 45.9654 | 26.0058 | 25.9813 | 25.9783 | 44.7121 | 44.7064 | 44.6972 | 44.6881 | 44.6718 | 44.6548 | 44.6369 | 44.6181 | 44.5483 | 43.7414 | 42.6191 | 27.02 | 26.9949 | 26.9911 | 45.7241 | 45.7171 | 45.7059 | 45.6948 | 45.6763 | 45.657 | 45.6368 | 45.5558 | 44.6386 | 43.6714 | 42.5309
BRAMLEY (FLEE) | WOKINGHAM BSP | WOKINGHAM | MINIMUM HEADROOM | SU 79589 67665 | NO | YES | 20.363 | 11.93 | 11.8314 | 11.798 | 11.7518 | 11.697 | 11.6354 | 11.5647 | 11.5101 | 11.454 | 11.3966 | 11.337 | 10.6979 | 9.5163 | 7.8731 | 12.1341 | 12.0271 | 11.9844 | 11.923 | 11.7507 | 11.5032 | 11.2436 | 10.9957 | 10.7505 | 10.5103 | 10.2703 | 9.1014 | 7.7655 | 5.9756 | 12.8907 | 12.7857 | 12.7453 | 12.6875 | 12.6211 | 12.5479 | 12.4372 | 12.1884 | 11.9424 | 11.7013 | 11.4605 | 10.288 | 8.9485 | 7.1552
|  | WOKINGHAM | CT |  |  |  |  | 11.93 | 11.8894 | 11.8581 | 11.8161 | 11.7647 | 11.705 | 11.6352 | 11.5864 | 11.5359 | 11.4848 | 11.4323 | 10.8715 | 9.7578 | 8.3934 | 12.1344 | 12.0859 | 12.0458 | 11.9891 | 11.8467 | 11.6064 | 11.3521 | 11.1082 | 10.8669 | 10.6338 | 10.4053 | 9.2865 | 8.0245 | 6.5183 | 12.8909 | 12.8443 | 12.8064 | 12.7532 | 12.6905 | 12.6196 | 12.5383 | 12.3011 | 12.0589 | 11.825 | 11.5957 | 10.4733 | 9.2079 | 7.6984
|  | WOKINGHAM | LW |  |  |  |  | 11.9301 | 11.8314 | 11.798 | 11.7518 | 11.697 | 11.6354 | 11.5647 | 11.5101 | 11.454 | 11.3966 | 11.337 | 10.6979 | 9.5163 | 7.8731 | 12.1341 | 12.0271 | 11.9844 | 11.923 | 11.7507 | 11.5032 | 11.2436 | 10.9957 | 10.7505 | 10.5103 | 10.2703 | 9.1014 | 7.7655 | 5.9756 | 12.8907 | 12.7857 | 12.7453 | 12.6875 | 12.6211 | 12.5479 | 12.4372 | 12.1884 | 11.9424 | 11.7013 | 11.4605 | 10.288 | 8.9485 | 7.1552
|  | WOKINGHAM | ST |  |  |  |  | 11.9317 | 11.9317 | 11.9317 | 11.9317 | 11.9317 | 11.9317 | 11.9317 | 11.9317 | 11.9317 | 11.9317 | 11.9317 | 11.9317 | 11.9317 | 11.8371 | 12.1469 | 12.145 | 12.1429 | 12.1332 | 12.1234 | 12.1138 | 12.1042 | 12.0629 | 11.9399 | 11.8227 | 11.7094 | 11.1939 | 10.728 | 10.2872 | 12.9008 | 12.8993 | 12.8978 | 12.8904 | 12.883 | 12.8757 | 12.8685 | 12.8606 | 12.853 | 12.8457 | 12.8387 | 12.3855 | 11.9176 | 11.4748
|  | WOKINGHAM | FS |  |  |  |  | 11.9304 | 11.9173 | 11.917 | 11.9166 | 11.916 | 11.9149 | 11.9138 | 11.9091 | 11.9039 | 11.8982 | 11.892 | 11.8761 | 11.7894 | 11.6003 | 12.1477 | 12.1335 | 12.132 | 12.1299 | 12.1261 | 12.1193 | 12.1125 | 12.1012 | 12.0894 | 12.0771 | 12.0644 | 11.7431 | 11.3094 | 10.7957 | 12.901 | 12.8871 | 12.8859 | 12.8843 | 12.8812 | 12.8758 | 12.8704 | 12.8607 | 12.8505 | 12.8398 | 12.8286 | 12.7885 | 12.5022 | 11.9871
BRAMLEY (FLEE) | BURGHFIELD RESERVE | WOODCOTE | MINIMUM HEADROOM | SU 64425 81624 | YES | NO | 0.85789 | 5.5733 | 5.5506 | 5.5429 | 5.5323 | 5.5197 | 5.5054 | 5.4891 | 5.4765 | 5.4635 | 5.4502 | 5.4363 | 5.3538 | 5.2248 | 4.8729 | 4.9417 | 4.919 | 4.9113 | 4.9007 | 4.8881 | 4.8739 | 4.8575 | 4.8449 | 4.8319 | 4.8186 | 4.7738 | 4.5041 | 4.1931 | 3.7756 | 5.5733 | 5.5506 | 5.5429 | 5.5323 | 5.5197 | 5.5054 | 5.4891 | 5.4765 | 5.4635 | 5.4502 | 5.4226 | 5.1554 | 4.8469 | 4.4317
|  | WOODCOTE | CT |  |  |  |  | 5.5733 | 5.5637 | 5.5564 | 5.5465 | 5.5344 | 5.5203 | 5.5039 | 5.4923 | 5.4804 | 5.4683 | 5.4558 | 5.3791 | 5.258 | 4.9732 | 4.9417 | 4.9321 | 4.9248 | 4.9149 | 4.9028 | 4.8888 | 4.8723 | 4.8608 | 4.8488 | 4.8367 | 4.7997 | 4.5379 | 4.2387 | 3.8797 | 5.5733 | 5.5637 | 5.5564 | 5.5465 | 5.5344 | 5.5203 | 5.5039 | 5.4923 | 5.4804 | 5.4683 | 5.4484 | 5.1892 | 4.8923 | 4.5356
|  | WOODCOTE | LW |  |  |  |  | 5.5733 | 5.5506 | 5.5429 | 5.5323 | 5.5197 | 5.5054 | 5.4891 | 5.4765 | 5.4635 | 5.4502 | 5.4363 | 5.3538 | 5.2248 | 4.8729 | 4.9417 | 4.919 | 4.9113 | 4.9007 | 4.8881 | 4.8739 | 4.8575 | 4.8449 | 4.8319 | 4.8186 | 4.7738 | 4.5041 | 4.1931 | 3.7756 | 5.5733 | 5.5506 | 5.5429 | 5.5323 | 5.5197 | 5.5054 | 5.4891 | 5.4765 | 5.4635 | 5.4502 | 5.4226 | 5.1554 | 4.8469 | 4.4317
|  | WOODCOTE | ST |  |  |  |  | 5.5737 | 5.5737 | 5.5737 | 5.5737 | 5.5737 | 5.5737 | 5.5737 | 5.5737 | 5.5737 | 5.5737 | 5.5737 | 5.5737 | 5.5737 | 5.5737 | 4.9421 | 4.9421 | 4.9421 | 4.9421 | 4.9421 | 4.9421 | 4.9421 | 4.9421 | 4.9421 | 4.9421 | 4.9421 | 4.9421 | 4.8608 | 4.7547 | 5.5737 | 5.5737 | 5.5737 | 5.5737 | 5.5737 | 5.5737 | 5.5737 | 5.5737 | 5.5737 | 5.5737 | 5.5737 | 5.5737 | 5.5103 | 5.4057
|  | WOODCOTE | FS |  |  |  |  | 5.5734 | 5.5702 | 5.5701 | 5.57 | 5.5699 | 5.5696 | 5.5694 | 5.5682 | 5.567 | 5.5656 | 5.5641 | 5.5603 | 5.5394 | 5.4937 | 4.9418 | 4.9386 | 4.9386 | 4.9385 | 4.9383 | 4.9381 | 4.9378 | 4.9367 | 4.9354 | 4.934 | 4.9325 | 4.9287 | 4.9078 | 4.8604 | 5.5734 | 5.5702 | 5.5701 | 5.57 | 5.5699 | 5.5696 | 5.5694 | 5.5682 | 5.567 | 5.5656 | 5.5641 | 5.5603 | 5.5394 | 5.4937
NURSLING GSP | SOUTHAMPTON (2 X 90) | WOODMILL LANE | MINIMUM HEADROOM | SU 43733 15470 | NO | NO | 0.14316 | 26.1335 | 26.0648 | 26.0376 | 25.9983 | 25.9532 | 25.9023 | 25.8443 | 25.7962 | 25.746 | 25.6897 | 25.6115 | 25.0334 | 24.0826 | 22.6014 | 25.1602 | 25.0937 | 25.0688 | 25.0334 | 24.9924 | 24.9455 | 24.8917 | 24.8479 | 24.8021 | 24.7549 | 24.7055 | 24.1089 | 22.9763 | 21.3978 | 25.7683 | 25.7049 | 25.6834 | 25.6537 | 25.6184 | 25.5774 | 25.5296 | 25.4922 | 25.4526 | 25.3869 | 25.2086 | 24.2866 | 23.1639 | 21.5955
|  | WOODMILL LANE | CT |  |  |  |  | 26.1338 | 26.1066 | 26.084 | 26.0516 | 26.0138 | 25.9698 | 25.9188 | 25.8788 | 25.8365 | 25.7925 | 25.7242 | 25.2099 | 24.3462 | 23.1407 | 25.1605 | 25.1352 | 25.1148 | 25.0863 | 25.0523 | 25.0123 | 24.9654 | 24.9298 | 24.8919 | 24.8532 | 24.813 | 24.299 | 23.248 | 21.9474 | 25.7685 | 25.7462 | 25.729 | 25.7059 | 25.6776 | 25.6433 | 25.6023 | 25.573 | 25.5415 | 25.5055 | 25.3391 | 24.4761 | 23.4348 | 22.1441
|  | WOODMILL LANE | LW |  |  |  |  | 26.1335 | 26.0648 | 26.0376 | 25.9983 | 25.9532 | 25.9023 | 25.8443 | 25.7962 | 25.746 | 25.6897 | 25.6115 | 25.0334 | 24.0826 | 22.6014 | 25.1602 | 25.0937 | 25.0688 | 25.0334 | 24.9924 | 24.9455 | 24.8917 | 24.8479 | 24.8021 | 24.7549 | 24.7055 | 24.1089 | 22.9763 | 21.3978 | 25.7684 | 25.7049 | 25.6834 | 25.6537 | 25.6184 | 25.5774 | 25.5296 | 25.4922 | 25.4526 | 25.3869 | 25.2086 | 24.2866 | 23.1639 | 21.5955
|  | WOODMILL LANE | ST |  |  |  |  | 26.1414 | 26.1402 | 26.1389 | 26.1326 | 26.1263 | 26.12 | 26.1136 | 26.1066 | 26.0997 | 26.093 | 26.0863 | 26.0537 | 25.947 | 25.7048 | 25.1653 | 25.1646 | 25.1638 | 25.1602 | 25.1564 | 25.1527 | 25.1489 | 25.1448 | 25.1407 | 25.1367 | 25.1328 | 25.1139 | 25.0955 | 24.7787 | 25.7695 | 25.7695 | 25.7695 | 25.7695 | 25.7695 | 25.7695 | 25.7695 | 25.7695 | 25.7695 | 25.7695 | 25.7695 | 25.7685 | 25.3636 | 24.9565
|  | WOODMILL LANE | FS |  |  |  |  | 26.1405 | 26.1287 | 26.1277 | 26.1262 | 26.1233 | 26.1183 | 26.1132 | 26.1045 | 26.0954 | 26.0859 | 26.0759 | 26.0395 | 25.9409 | 25.7149 | 25.1643 | 25.1529 | 25.1521 | 25.1511 | 25.1492 | 25.1459 | 25.1425 | 25.1357 | 25.1286 | 25.121 | 25.113 | 25.086 | 24.9967 | 24.8129 | 25.7683 | 25.7573 | 25.7571 | 25.7567 | 25.7562 | 25.7553 | 25.7544 | 25.7504 | 25.746 | 25.7412 | 25.736 | 25.7227 | 25.6468 | 25.2979
COWLEY GSP | YARNTON BSP | WOODSTOCK | MINIMUM HEADROOM | SP 44795 17462 | NO | YES | 0.17158 | 17.8395 | 17.7875 | 17.7656 | 17.7345 | 17.6989 | 17.6596 | 17.6151 | 17.4792 | 17.3348 | 17.1938 | 17.052 | 16.3765 | 15.6196 | 14.6177 | 17.2157 | 17.163 | 17.1402 | 17.1079 | 17.071 | 17.0302 | 16.9843 | 16.9459 | 16.7902 | 16.6216 | 16.4524 | 15.6548 | 14.7811 | 13.665 | 17.6327 | 17.5818 | 17.5611 | 17.5318 | 17.3904 | 17.2185 | 17.033 | 16.8539 | 16.6763 | 16.5032 | 16.3296 | 15.5123 | 14.6199 | 13.4853
|  | WOODSTOCK | CT |  |  |  |  | 17.8398 | 17.8152 | 17.7945 | 17.7653 | 17.7312 | 17.6925 | 17.648 | 17.5469 | 17.4032 | 17.2659 | 17.1311 | 16.4859 | 15.7702 | 14.9164 | 17.2161 | 17.1908 | 17.1693 | 17.139 | 17.1036 | 17.0635 | 17.0176 | 16.9811 | 16.8671 | 16.7025 | 16.5413 | 15.7787 | 14.9527 | 13.9912 | 17.633 | 17.6093 | 17.5896 | 17.5622 | 17.4566 | 17.2912 | 17.1115 | 16.9319 | 16.7545 | 16.5856 | 16.4201 | 15.6386 | 14.7949 | 13.8159
|  | WOODSTOCK | LW |  |  |  |  | 17.8395 | 17.7875 | 17.7656 | 17.7345 | 17.6989 | 17.6596 | 17.6151 | 17.4792 | 17.3348 | 17.1938 | 17.052 | 16.3765 | 15.6196 | 14.6177 | 17.2157 | 17.163 | 17.1402 | 17.1079 | 17.071 | 17.0302 | 16.9843 | 16.9459 | 16.7902 | 16.6216 | 16.4524 | 15.6548 | 14.7811 | 13.665 | 17.6327 | 17.5818 | 17.5611 | 17.5318 | 17.3904 | 17.2185 | 17.033 | 16.8539 | 16.6763 | 16.5032 | 16.3296 | 15.5123 | 14.6199 | 13.4853
|  | WOODSTOCK | ST |  |  |  |  | 17.846 | 17.8443 | 17.8424 | 17.8367 | 17.8309 | 17.825 | 17.8189 | 17.8124 | 17.8059 | 17.7997 | 17.7937 | 17.5427 | 17.2639 | 16.9922 | 17.223 | 17.221 | 17.2189 | 17.2124 | 17.2058 | 17.1991 | 17.1922 | 17.1847 | 17.1774 | 17.1704 | 17.1635 | 16.9933 | 16.6464 | 16.3085 | 17.6381 | 17.6368 | 17.6353 | 17.6306 | 17.6259 | 17.6212 | 17.6163 | 17.5366 | 17.4441 | 17.3557 | 17.2697 | 16.8786 | 16.5208 | 16.1721
|  | WOODSTOCK | FS |  |  |  |  | 17.8466 | 17.8387 | 17.8374 | 17.8359 | 17.8336 | 17.8297 | 17.8258 | 17.8196 | 17.8132 | 17.8064 | 17.7995 | 17.773 | 17.6885 | 17.4096 | 17.2238 | 17.2158 | 17.2144 | 17.2127 | 17.21 | 17.2057 | 17.2013 | 17.1946 | 17.1877 | 17.1804 | 17.1729 | 17.144 | 17.079 | 16.8712 | 17.6385 | 17.6308 | 17.6297 | 17.6285 | 17.6265 | 17.6233 | 17.62 | 17.6145 | 17.6088 | 17.6028 | 17.5965 | 17.3664 | 17.0873 | 16.7583
BOTLEY WOOD GSP | NETLEY COMMON BSP | WOOLSTON | MINIMUM HEADROOM | SU 44145 11242 | NO | YES | 0.024211 | 19.8893 | 19.8457 | 19.8259 | 19.7963 | 19.7632 | 19.6927 | 19.6143 | 19.5397 | 19.4642 | 19.3887 | 19.3123 | 18.9063 | 18.3929 | 17.628 | 19.412 | 19.375 | 19.3625 | 19.3451 | 19.3246 | 19.3007 | 19.273 | 19.2513 | 19.2284 | 19.2046 | 19.1797 | 19.023 | 18.7635 | 18.2529 | 20.6158 | 20.5368 | 20.4773 | 20.3816 | 20.2804 | 20.1759 | 20.066 | 19.9582 | 19.8499 | 19.7421 | 19.6336 | 19.0718 | 18.3997 | 17.476
|  | WOOLSTON | CT |  |  |  |  | 19.8895 | 19.8699 | 19.8527 | 19.827 | 19.7978 | 19.7361 | 19.6617 | 19.5909 | 19.5192 | 19.4483 | 19.3774 | 19.0011 | 18.5263 | 17.9125 | 19.4121 | 19.3987 | 19.3884 | 19.3746 | 19.3578 | 19.3374 | 19.3131 | 19.2958 | 19.2772 | 19.258 | 19.238 | 19.1067 | 18.8801 | 18.5154 | 20.6168 | 20.5633 | 20.5087 | 20.4184 | 20.3227 | 20.2235 | 20.1179 | 20.0137 | 19.9087 | 19.8055 | 19.7028 | 19.1734 | 18.5436 | 17.7742
|  | WOOLSTON | LW |  |  |  |  | 19.8893 | 19.8457 | 19.8259 | 19.7963 | 19.7632 | 19.6927 | 19.6143 | 19.5397 | 19.4642 | 19.3887 | 19.3123 | 18.9063 | 18.3929 | 17.628 | 19.412 | 19.375 | 19.3625 | 19.3451 | 19.3246 | 19.3007 | 19.273 | 19.2513 | 19.2284 | 19.2046 | 19.1797 | 19.023 | 18.7635 | 18.2529 | 20.6158 | 20.5368 | 20.4773 | 20.3816 | 20.2804 | 20.1759 | 20.066 | 19.9582 | 19.8499 | 19.7421 | 19.6336 | 19.0718 | 18.3997 | 17.476
|  | WOOLSTON | ST |  |  |  |  | 19.8988 | 19.8973 | 19.8956 | 19.8877 | 19.8796 | 19.8715 | 19.8634 | 19.8544 | 19.8315 | 19.7973 | 19.7635 | 19.6015 | 19.4439 | 19.289 | 19.4126 | 19.4126 | 19.4126 | 19.4126 | 19.4126 | 19.4126 | 19.4126 | 19.4126 | 19.4126 | 19.4126 | 19.4126 | 19.4126 | 19.4126 | 19.4126 | 20.6735 | 20.6637 | 20.6532 | 20.6021 | 20.55 | 20.4982 | 20.4461 | 20.3885 | 20.3315 | 20.276 | 20.2211 | 19.9578 | 19.7018 | 19.4502
|  | WOOLSTON | FS |  |  |  |  | 19.8985 | 19.8913 | 19.8902 | 19.8887 | 19.8854 | 19.8795 | 19.8736 | 19.8652 | 19.8566 | 19.8478 | 19.8388 | 19.7371 | 19.5791 | 19.3677 | 19.412 | 19.4057 | 19.4055 | 19.4053 | 19.405 | 19.4045 | 19.404 | 19.4017 | 19.3992 | 19.3964 | 19.3935 | 19.3858 | 19.3425 | 19.2454 | 20.6754 | 20.6632 | 20.657 | 20.6482 | 20.6289 | 20.5934 | 20.5588 | 20.5173 | 20.4757 | 20.434 | 20.3923 | 20.1949 | 19.9652 | 19.6825
MINETY GSP | SWINDON BSP | WOOTTON BASSETT | MINIMUM HEADROOM | SU 07587 81123 | NO | YES | 0.32211 | 25.1197 | 24.9054 | 24.7243 | 24.4567 | 24.1676 | 23.8633 | 23.5317 | 23.2092 | 22.8881 | 22.5726 | 22.2549 | 20.7477 | 19.0673 | 16.894 | 23.051 | 22.8133 | 22.6051 | 22.2971 | 21.9649 | 21.6161 | 21.2366 | 20.8657 | 20.4967 | 20.1347 | 19.7706 | 18.0574 | 16.177 | 13.8049 | 23.6172 | 23.3912 | 23.1967 | 22.9091 | 22.5985 | 22.2721 | 21.9167 | 21.5702 | 21.2253 | 20.8867 | 20.546 | 18.9365 | 17.1567 | 14.8846
|  | WOOTTON BASSETT | CT |  |  |  |  | 25.1231 | 24.9694 | 24.8046 | 24.5523 | 24.278 | 23.9852 | 23.6636 | 23.3401 | 23.0177 | 22.7085 | 22.4048 | 20.9556 | 19.3682 | 17.5013 | 23.0561 | 22.8815 | 22.6926 | 22.4023 | 22.0874 | 21.7521 | 21.3844 | 21.0116 | 20.6406 | 20.2853 | 19.937 | 18.2894 | 16.5141 | 14.4604 | 23.6214 | 23.4573 | 23.2806 | 23.0094 | 22.7149 | 22.401 | 22.0565 | 21.7085 | 21.362 | 21.0299 | 20.704 | 19.1563 | 17.4756 | 15.5158
|  | WOOTTON BASSETT | LW |  |  |  |  | 25.1197 | 24.9054 | 24.7243 | 24.4567 | 24.1676 | 23.8633 | 23.5317 | 23.2092 | 22.8881 | 22.5726 | 22.2549 | 20.7477 | 19.0673 | 16.894 | 23.051 | 22.8133 | 22.6051 | 22.2971 | 21.9649 | 21.6161 | 21.2366 | 20.8657 | 20.4967 | 20.1347 | 19.7706 | 18.0574 | 16.177 | 13.8049 | 23.6172 | 23.3912 | 23.1967 | 22.9091 | 22.5985 | 22.2721 | 21.9167 | 21.5702 | 21.2253 | 20.8867 | 20.546 | 18.9365 | 17.1567 | 14.8846
|  | WOOTTON BASSETT | ST |  |  |  |  | 25.2279 | 25.1939 | 25.1562 | 25.019 | 24.8733 | 24.7252 | 24.5719 | 24.4052 | 24.2394 | 24.0808 | 23.9254 | 23.2079 | 22.5382 | 21.8736 | 23.2126 | 23.1577 | 23.0968 | 22.9321 | 22.7606 | 22.5863 | 22.4059 | 22.2097 | 22.0145 | 21.8278 | 21.6449 | 20.801 | 20.0142 | 19.2335 | 23.7668 | 23.716 | 23.6597 | 23.5074 | 23.3489 | 23.1878 | 23.0211 | 22.8397 | 22.6593 | 22.4867 | 22.3177 | 21.5374 | 20.8095 | 20.0872
|  | WOOTTON BASSETT | FS |  |  |  |  | 25.2491 | 25.2177 | 25.1973 | 25.1724 | 25.1341 | 25.0513 | 24.9686 | 24.8728 | 24.7768 | 24.6799 | 24.5813 | 24.1155 | 23.6102 | 22.9999 | 23.2475 | 23.2044 | 23.1713 | 23.131 | 23.0699 | 22.9726 | 22.8753 | 22.7633 | 22.6511 | 22.538 | 22.4229 | 21.8776 | 21.2985 | 20.6148 | 23.799 | 23.7582 | 23.7276 | 23.6903 | 23.6338 | 23.5438 | 23.4539 | 23.35 | 23.246 | 23.141 | 23.0343 | 22.529 | 21.987 | 21.3402
COWLEY GSP | OXFORD BSP | WOOTTON ROAD | MINIMUM HEADROOM | SU 49244 98269 | NO | NO | 0.35895 | 17.9942 | 17.871 | 17.8279 | 17.7684 | 17.6982 | 17.6185 | 17.5268 | 17.4554 | 17.3814 | 17.025 | 16.5829 | 14.5374 | 12.2867 | 9.3601 | 16.7524 | 16.6175 | 16.5618 | 16.4842 | 16.3893 | 15.883 | 15.3279 | 14.7932 | 14.2644 | 13.7494 | 13.2315 | 10.8591 | 8.2977 | 5.0653 | 17.1205 | 16.9973 | 16.9542 | 16.6326 | 16.1531 | 15.6482 | 15.0945 | 14.5612 | 14.0337 | 13.5201 | 13.0036 | 10.6369 | 8.0809 | 4.854
|  | WOOTTON ROAD | CT |  |  |  |  | 17.9942 | 17.941 | 17.899 | 17.8432 | 17.7753 | 17.696 | 17.603 | 17.5372 | 17.4685 | 17.2565 | 16.8359 | 14.8904 | 12.7926 | 10.3124 | 16.7524 | 16.6897 | 16.6367 | 16.5641 | 16.478 | 16.1195 | 15.5841 | 15.0468 | 14.5142 | 14.0099 | 13.5166 | 11.2587 | 8.8741 | 6.1116 | 17.1205 | 17.0673 | 17.0253 | 16.8148 | 16.3659 | 15.8842 | 15.3502 | 14.8143 | 14.283 | 13.7801 | 13.2881 | 11.0357 | 8.6561 | 5.8986
|  | WOOTTON ROAD | LW |  |  |  |  | 17.996 | 17.871 | 17.8279 | 17.7684 | 17.6982 | 17.6185 | 17.5268 | 17.4554 | 17.3814 | 17.025 | 16.5829 | 14.5374 | 12.2867 | 9.3601 | 16.7532 | 16.6175 | 16.5618 | 16.4842 | 16.3893 | 15.883 | 15.3279 | 14.7932 | 14.2644 | 13.7494 | 13.2315 | 10.8591 | 8.2977 | 5.0653 | 17.1224 | 16.9973 | 16.9542 | 16.6326 | 16.1531 | 15.6482 | 15.0945 | 14.5612 | 14.0337 | 13.5201 | 13.0036 | 10.6369 | 8.0809 | 4.854
|  | WOOTTON ROAD | ST |  |  |  |  | 17.9989 | 17.9989 | 17.9989 | 17.9989 | 17.9989 | 17.9989 | 17.9989 | 17.9989 | 17.9989 | 17.9989 | 17.9989 | 17.9964 | 17.2339 | 16.4106 | 16.7662 | 16.7622 | 16.7577 | 16.7469 | 16.7356 | 16.7241 | 16.7121 | 16.6991 | 16.5006 | 16.2437 | 15.9941 | 14.8709 | 13.8584 | 12.8637 | 17.1253 | 17.1253 | 17.1253 | 17.1253 | 17.1253 | 17.0605 | 16.8093 | 16.5358 | 16.265 | 16.0089 | 15.7601 | 14.6403 | 13.6309 | 12.6392
|  | WOOTTON ROAD | FS |  |  |  |  | 17.997 | 17.9782 | 17.9777 | 17.9772 | 17.9763 | 17.9747 | 17.9732 | 17.9664 | 17.9589 | 17.9507 | 17.9418 | 17.9189 | 17.7928 | 17.515 | 16.7672 | 16.7462 | 16.7434 | 16.7401 | 16.7351 | 16.7276 | 16.72 | 16.7065 | 16.6923 | 16.6773 | 16.6616 | 16.4165 | 15.6773 | 14.7939 | 17.1233 | 17.1045 | 17.1041 | 17.1035 | 17.1026 | 17.101 | 17.0995 | 17.0927 | 17.0852 | 17.0437 | 16.8917 | 16.181 | 15.4436 | 14.562
BRAMLEY (FLEE) | COXMOOR WOOD BSP | WRECCLESHAM | MINIMUM HEADROOM | SU 82093 44312 | NO | YES | 0.21474 | 34.8893 | 34.7914 | 34.7505 | 34.6916 | 34.6238 | 34.5493 | 34.4659 | 34.3972 | 34.326 | 34.2536 | 34.1791 | 33.5698 | 32.3102 | 30.5555 | 32.8645 | 32.7541 | 32.6999 | 32.6181 | 32.5274 | 32.4307 | 32.3252 | 32.2335 | 32.1397 | 31.9757 | 31.7464 | 30.5733 | 29.1906 | 27.3176 | 34.4753 | 34.3789 | 34.3398 | 34.2838 | 34.2188 | 34.1471 | 33.9831 | 33.7557 | 33.5285 | 33.3037 | 33.0793 | 31.9296 | 30.57 | 28.7193
|  | WRECCLESHAM | CT |  |  |  |  | 34.8893 | 34.8403 | 34.7996 | 34.7418 | 34.6741 | 34.5983 | 34.5124 | 34.4458 | 34.3767 | 34.3072 | 34.2355 | 33.6632 | 32.4389 | 30.937 | 32.8645 | 32.8037 | 32.7501 | 32.6698 | 32.5796 | 32.4819 | 32.3743 | 32.2845 | 32.1927 | 32.046 | 31.8213 | 30.6714 | 29.3263 | 27.7083 | 34.4753 | 34.4278 | 34.3887 | 34.3337 | 34.2688 | 34.1958 | 34.0474 | 33.8206 | 33.5947 | 33.3735 | 33.1537 | 32.0268 | 30.7044 | 29.1083
|  | WRECCLESHAM | LW |  |  |  |  | 34.8935 | 34.7914 | 34.7505 | 34.6916 | 34.6238 | 34.5493 | 34.4659 | 34.3972 | 34.326 | 34.2536 | 34.1791 | 33.5698 | 32.3102 | 30.5555 | 32.8684 | 32.7541 | 32.6999 | 32.6181 | 32.5274 | 32.4307 | 32.3252 | 32.2335 | 32.1397 | 31.9757 | 31.7464 | 30.5733 | 29.1906 | 27.3176 | 34.4795 | 34.3789 | 34.3398 | 34.2838 | 34.2188 | 34.1471 | 33.9831 | 33.7557 | 33.5285 | 33.3037 | 33.0793 | 31.9296 | 30.57 | 28.7193
|  | WRECCLESHAM | ST |  |  |  |  | 34.908 | 34.9067 | 34.9053 | 34.896 | 34.8858 | 34.8758 | 34.8661 | 34.8556 | 34.8452 | 34.8352 | 34.8255 | 34.7795 | 34.7331 | 34.5898 | 32.9011 | 32.8978 | 32.8941 | 32.8698 | 32.8444 | 32.8199 | 32.7958 | 32.7696 | 32.7439 | 32.7191 | 32.695 | 32.5772 | 32.0839 | 31.6083 | 34.4917 | 34.4907 | 34.4896 | 34.4822 | 34.4739 | 34.4658 | 34.4578 | 34.4493 | 34.4408 | 34.4327 | 34.4129 | 33.9028 | 33.4237 | 32.9618
|  | WRECCLESHAM | FS |  |  |  |  | 34.9087 | 34.894 | 34.8928 | 34.891 | 34.8874 | 34.8803 | 34.8733 | 34.8615 | 34.8491 | 34.8363 | 34.823 | 34.7724 | 34.6446 | 34.4062 | 32.904 | 32.8881 | 32.8856 | 32.8816 | 32.8731 | 32.8565 | 32.8399 | 32.8172 | 32.7939 | 32.7702 | 32.746 | 32.6426 | 32.466 | 32.0111 | 34.4922 | 34.4777 | 34.4767 | 34.4751 | 34.4721 | 34.4662 | 34.4604 | 34.4499 | 34.439 | 34.4275 | 34.4155 | 34.3645 | 33.9004 | 33.3428
MINETY GSP | TOOTHILL BSP | WROUGHTON | MINIMUM HEADROOM | SU 14446 81504 | NO | YES | 0.75789 | 24.6261 | 24.5865 | 24.5726 | 24.5533 | 24.4723 | 24.3254 | 24.1632 | 24.0059 | 23.8499 | 23.6971 | 23.5423 | 22.8201 | 22.0191 | 20.9716 | 23.8655 | 23.822 | 23.8038 | 23.7074 | 23.547 | 23.3778 | 23.1911 | 23.0093 | 22.8293 | 22.653 | 22.4749 | 21.651 | 20.7524 | 19.6079 | 23.901 | 23.7849 | 23.6837 | 23.5377 | 23.3785 | 23.2106 | 23.0254 | 22.845 | 22.6664 | 22.4916 | 22.3148 | 21.4968 | 20.604 | 19.4653
|  | WROUGHTON | CT |  |  |  |  | 24.6261 | 24.608 | 24.5938 | 24.5752 | 24.5325 | 24.3917 | 24.2345 | 24.0773 | 23.9205 | 23.7717 | 23.6267 | 22.9447 | 22.2006 | 21.3179 | 23.8655 | 23.8443 | 23.8262 | 23.7652 | 23.6142 | 23.4522 | 23.2715 | 23.0893 | 22.908 | 22.736 | 22.5688 | 21.7894 | 20.9548 | 19.9823 | 23.9055 | 23.8224 | 23.7306 | 23.5951 | 23.4453 | 23.2845 | 23.1052 | 22.9246 | 22.7446 | 22.5741 | 22.4081 | 21.6345 | 20.8052 | 19.838
|  | WROUGHTON | LW |  |  |  |  | 24.6277 | 24.5865 | 24.5726 | 24.5533 | 24.4723 | 24.3254 | 24.1632 | 24.0059 | 23.8499 | 23.6971 | 23.5423 | 22.8201 | 22.0191 | 20.9716 | 23.8669 | 23.822 | 23.8038 | 23.7074 | 23.547 | 23.3778 | 23.1911 | 23.0093 | 22.8293 | 22.653 | 22.4749 | 21.651 | 20.7524 | 19.6079 | 23.901 | 23.7849 | 23.6837 | 23.5377 | 23.3785 | 23.2106 | 23.0254 | 22.845 | 22.6664 | 22.4916 | 22.3148 | 21.4968 | 20.604 | 19.4653
|  | WROUGHTON | ST |  |  |  |  | 24.6284 | 24.6284 | 24.6284 | 24.6284 | 24.6284 | 24.6284 | 24.6284 | 24.5895 | 24.5113 | 24.437 | 24.3642 | 24.034 | 23.7323 | 23.4325 | 23.871 | 23.8696 | 23.8681 | 23.8644 | 23.8605 | 23.8468 | 23.7614 | 23.6677 | 23.5751 | 23.487 | 23.4007 | 23.0095 | 22.6521 | 22.2969 | 23.9717 | 23.9441 | 23.9123 | 23.8371 | 23.7577 | 23.6765 | 23.5919 | 23.4991 | 23.4072 | 23.3199 | 23.2345 | 22.8469 | 22.4927 | 22.1408
|  | WROUGHTON | FS |  |  |  |  | 24.6277 | 24.6212 | 24.6211 | 24.6209 | 24.6206 | 24.62 | 24.6195 | 24.6171 | 24.6145 | 24.6117 | 24.6086 | 24.4687 | 24.2401 | 23.957 | 23.8712 | 23.8639 | 23.863 | 23.8618 | 23.8601 | 23.8574 | 23.8547 | 23.85 | 23.845 | 23.8301 | 23.777 | 23.5297 | 23.267 | 22.9496 | 23.9889 | 23.9667 | 23.9507 | 23.9311 | 23.9023 | 23.857 | 23.8128 | 23.7621 | 23.7114 | 23.6597 | 23.6071 | 23.362 | 23.1013 | 22.786
AMERSHAM | LOUDWATER BSP | WYCOMBE MARSH | MINIMUM HEADROOM | SU 88582 91845 | NO | NO | 0.071579 | 20.6166 | 20.5424 | 20.5173 | 20.4824 | 20.4412 | 20.3938 | 20.3388 | 20.2959 | 20.2509 | 20.2045 | 20.1558 | 19.8403 | 18.9357 | 17.3702 | 19.7008 | 19.6266 | 19.6015 | 19.5666 | 19.5254 | 19.4722 | 19.4102 | 19.36 | 19.308 | 19.2546 | 19.117 | 18.0897 | 16.8759 | 15.2016 | 19.9936 | 19.9147 | 19.8845 | 19.8414 | 19.7916 | 19.7356 | 19.6717 | 19.6195 | 19.5655 | 19.5102 | 19.4007 | 18.3731 | 17.1591 | 15.4846
|  | WYCOMBE MARSH | CT |  |  |  |  | 20.6167 | 20.5882 | 20.5663 | 20.5368 | 20.5008 | 20.4578 | 20.4069 | 20.3708 | 20.3326 | 20.2933 | 20.2525 | 19.98 | 19.1927 | 17.9043 | 19.7009 | 19.6724 | 19.6505 | 19.621 | 19.585 | 19.5376 | 19.4799 | 19.4365 | 19.3911 | 19.3449 | 19.251 | 18.2811 | 17.1457 | 15.7522 | 19.9938 | 19.961 | 19.9343 | 19.897 | 19.8527 | 19.8014 | 19.7418 | 19.6964 | 19.649 | 19.6009 | 19.5347 | 18.5646 | 17.4289 | 16.0352
|  | WYCOMBE MARSH | LW |  |  |  |  | 20.6167 | 20.5424 | 20.5173 | 20.4824 | 20.4412 | 20.3938 | 20.3388 | 20.2959 | 20.2509 | 20.2045 | 20.1558 | 19.8403 | 18.9357 | 17.3702 | 19.7009 | 19.6266 | 19.6015 | 19.5666 | 19.5254 | 19.4722 | 19.4102 | 19.36 | 19.308 | 19.2546 | 19.117 | 18.0897 | 16.8759 | 15.2016 | 19.9936 | 19.9147 | 19.8845 | 19.8414 | 19.7916 | 19.7356 | 19.6717 | 19.6195 | 19.5655 | 19.5102 | 19.4007 | 18.3731 | 17.1591 | 15.4846
|  | WYCOMBE MARSH | ST |  |  |  |  | 20.6179 | 20.6179 | 20.6179 | 20.6179 | 20.6179 | 20.6179 | 20.6179 | 20.6179 | 20.6179 | 20.6179 | 20.6179 | 20.6179 | 20.6179 | 20.6114 | 19.7021 | 19.7021 | 19.7021 | 19.7021 | 19.7021 | 19.7021 | 19.7021 | 19.7021 | 19.7004 | 19.696 | 19.6917 | 19.6715 | 19.3843 | 18.959 | 19.9968 | 19.9968 | 19.9968 | 19.993 | 19.9876 | 19.9822 | 19.9768 | 19.9708 | 19.965 | 19.9594 | 19.9539 | 19.9281 | 19.6679 | 19.2425
|  | WYCOMBE MARSH | FS |  |  |  |  | 20.6166 | 20.6046 | 20.6043 | 20.6039 | 20.6034 | 20.6024 | 20.6014 | 20.597 | 20.5922 | 20.5869 | 20.5812 | 20.5666 | 20.4845 | 20.3016 | 19.7008 | 19.6888 | 19.6885 | 19.6882 | 19.6876 | 19.6866 | 19.6856 | 19.6812 | 19.6764 | 19.6712 | 19.6654 | 19.6427 | 19.5468 | 19.3504 | 19.9956 | 19.9835 | 19.9832 | 19.9829 | 19.9823 | 19.9782 | 19.9739 | 19.9657 | 19.9571 | 19.948 | 19.9386 | 19.9055 | 19.8058 | 19.6057
LOVEDEAN GSP | WYMERING BSP | WYMERING | MINIMUM HEADROOM | SU 64974 05375 | NO | NO | 5.388 | 66.4707 | 66.3475 | 66.305 | 66.2462 | 66.1765 | 66.0949 | 66 | 65.9256 | 65.8472 | 65.766 | 65.6798 | 65.141 | 64.2531 | 61.9833 | 67.7655 | 67.6423 | 67.5998 | 67.5409 | 67.4713 | 67.3896 | 67.2948 | 67.2203 | 67.1419 | 67.0607 | 66.9745 | 66.4358 | 65.5478 | 62.8828 | 68.127 | 67.9942 | 67.9414 | 67.866 | 67.7792 | 67.6801 | 67.5671 | 67.4738 | 67.3768 | 67.2774 | 67.1729 | 66.5483 | 64.5053 | 61.2649
|  | WYMERING | CT |  |  |  |  | 66.4707 | 66.4236 | 66.387 | 66.3384 | 66.2793 | 66.2084 | 66.1241 | 66.0636 | 65.9988 | 65.9313 | 65.8608 | 65.4033 | 64.623 | 63.0108 | 67.7655 | 67.7184 | 67.6817 | 67.6331 | 67.5741 | 67.5031 | 67.4188 | 67.3583 | 67.2936 | 67.226 | 67.1555 | 66.698 | 65.9178 | 63.9375 | 68.127 | 68.0714 | 68.0252 | 67.9607 | 67.885 | 67.7972 | 67.6952 | 67.6157 | 67.5321 | 67.4464 | 67.3581 | 66.8167 | 65.035 | 62.3232
|  | WYMERING | LW |  |  |  |  | 66.4731 | 66.3475 | 66.305 | 66.2462 | 66.1765 | 66.0949 | 66 | 65.9256 | 65.8472 | 65.766 | 65.6798 | 65.141 | 64.2531 | 61.9833 | 67.7678 | 67.6423 | 67.5998 | 67.5409 | 67.4713 | 67.3896 | 67.2948 | 67.2203 | 67.1419 | 67.0607 | 66.9745 | 66.4358 | 65.5478 | 62.8828 | 68.1289 | 67.9942 | 67.9414 | 67.866 | 67.7792 | 67.6801 | 67.5671 | 67.4738 | 67.3768 | 67.2774 | 67.1729 | 66.5483 | 64.5053 | 61.2649
|  | WYMERING | ST |  |  |  |  | 66.4752 | 66.4752 | 66.4752 | 66.4752 | 66.4752 | 66.4752 | 66.4752 | 66.4752 | 66.4752 | 66.4752 | 66.4752 | 66.4752 | 66.4752 | 66.4718 | 67.7699 | 67.7699 | 67.7699 | 67.7699 | 67.7699 | 67.7699 | 67.7699 | 67.7699 | 67.7699 | 67.7699 | 67.7699 | 67.7699 | 67.7699 | 67.7665 | 68.1423 | 68.1399 | 68.1373 | 68.1267 | 68.1158 | 68.1049 | 68.0938 | 68.0817 | 68.0696 | 68.058 | 68.0465 | 67.9919 | 67.9395 | 67.8836
|  | WYMERING | FS |  |  |  |  | 66.4729 | 66.4516 | 66.4511 | 66.4505 | 66.4494 | 66.4477 | 66.4459 | 66.4382 | 66.4297 | 66.4204 | 66.4103 | 66.3844 | 66.2378 | 65.9095 | 67.7677 | 67.7463 | 67.7458 | 67.7452 | 67.7442 | 67.7424 | 67.7407 | 67.7329 | 67.7244 | 67.7151 | 67.705 | 67.6791 | 67.5325 | 67.2042 | 68.1409 | 68.1182 | 68.116 | 68.1133 | 68.1084 | 68.0998 | 68.0911 | 68.0757 | 68.0594 | 68.0422 | 68.0244 | 67.9605 | 67.7769 | 67.4113
COWLEY GSP | YARNTON BSP | YARNTON | MINIMUM HEADROOM | SP 48277 12108 | NO | NO | 5.947 | 40.7877 | 40.662 | 40.6195 | 40.5605 | 40.4908 | 40.4111 | 40.3191 | 40.2349 | 40.1117 | 39.9879 | 39.7268 | 36.8921 | 33.8012 | 29.9921 | 38.9351 | 38.8094 | 38.7668 | 38.7079 | 38.6148 | 37.8883 | 37.0812 | 36.2978 | 35.5224 | 34.7685 | 34.0082 | 30.6323 | 27.1175 | 22.8867 | 40.2508 | 40.1252 | 40.0826 | 39.5424 | 38.8654 | 38.1409 | 37.3359 | 36.5547 | 35.7814 | 35.0296 | 34.2714 | 30.9043 | 27.3978 | 23.1753
|  | YARNTON | CT |  |  |  |  | 40.7877 | 40.7364 | 40.697 | 40.644 | 40.5793 | 40.5029 | 40.4129 | 40.3495 | 40.2411 | 40.1265 | 40.0112 | 37.4596 | 34.6266 | 31.3872 | 38.9351 | 38.8838 | 38.8444 | 38.7914 | 38.7266 | 38.257 | 37.4874 | 36.6975 | 35.9144 | 35.1774 | 34.4598 | 31.2723 | 28.0521 | 24.4282 | 40.2508 | 40.1996 | 40.1602 | 39.8004 | 39.1889 | 38.5087 | 37.7412 | 36.9535 | 36.1726 | 35.4376 | 34.722 | 31.5429 | 28.3303 | 24.7139
|  | YARNTON | LW |  |  |  |  | 40.7878 | 40.662 | 40.6195 | 40.5605 | 40.4908 | 40.4111 | 40.3191 | 40.2349 | 40.1117 | 39.9879 | 39.7268 | 36.8921 | 33.8012 | 29.9921 | 38.9351 | 38.8094 | 38.7668 | 38.7079 | 38.6148 | 37.8883 | 37.0812 | 36.2978 | 35.5224 | 34.7685 | 34.0082 | 30.6323 | 27.1175 | 22.8867 | 40.2509 | 40.1252 | 40.0826 | 39.5424 | 38.8654 | 38.1409 | 37.3359 | 36.5547 | 35.7814 | 35.0296 | 34.2714 | 30.9043 | 27.3978 | 23.1753
|  | YARNTON | ST |  |  |  |  | 40.7898 | 40.7898 | 40.7898 | 40.7898 | 40.7898 | 40.7898 | 40.7898 | 40.7898 | 40.7898 | 40.7898 | 40.7898 | 40.7247 | 40.3244 | 39.1156 | 38.9372 | 38.9372 | 38.9372 | 38.9372 | 38.9372 | 38.9372 | 38.9372 | 38.9372 | 38.5516 | 38.1633 | 37.7857 | 36.0884 | 34.5591 | 33.0326 | 40.253 | 40.253 | 40.253 | 40.253 | 40.253 | 39.984 | 39.6232 | 39.2121 | 38.8034 | 38.4162 | 38.0398 | 36.3476 | 34.8229 | 33.3011
|  | YARNTON | FS |  |  |  |  | 40.7878 | 40.7684 | 40.768 | 40.7674 | 40.7664 | 40.7648 | 40.7633 | 40.7562 | 40.7485 | 40.74 | 40.7308 | 40.7073 | 40.5765 | 40.2872 | 38.9352 | 38.9158 | 38.9153 | 38.9148 | 38.9138 | 38.9122 | 38.9106 | 38.9036 | 38.8959 | 38.8874 | 38.8782 | 38.6448 | 37.6695 | 36.5217 | 40.251 | 40.2316 | 40.2311 | 40.2305 | 40.2296 | 40.228 | 40.2264 | 40.2194 | 40.2116 | 40.0449 | 39.8531 | 38.8959 | 37.9233 | 36.778
BRAMLEY (ANDO-THAT) | THATCHAM BSP | YATTENDON | MINIMUM HEADROOM | SU 53699 74307 | NO | YES | 1.5158 | 14.8096 | 14.7604 | 14.7437 | 14.7206 | 14.6932 | 14.6622 | 14.6266 | 14.599 | 14.5705 | 14.5412 | 14.5107 | 14.3278 | 13.8914 | 12.9534 | 14.0777 | 14.0256 | 14.0059 | 13.9777 | 13.9453 | 13.9092 | 13.8684 | 13.8355 | 13.8017 | 13.7674 | 13.7319 | 13.5259 | 12.8231 | 11.8319 | 14.536 | 14.4867 | 14.47 | 14.4469 | 14.4195 | 14.3886 | 14.3529 | 14.3253 | 14.2968 | 14.2675 | 14.2371 | 13.652 | 12.9079 | 11.9147
|  | YATTENDON | CT |  |  |  |  | 14.8096 | 14.7886 | 14.7724 | 14.7507 | 14.7241 | 14.693 | 14.6566 | 14.6311 | 14.6045 | 14.5776 | 14.5498 | 14.3753 | 13.9902 | 13.1864 | 14.0778 | 14.0541 | 14.035 | 14.0084 | 13.9769 | 13.941 | 13.8995 | 13.8686 | 13.8368 | 13.8048 | 13.7721 | 13.5749 | 12.9276 | 12.0723 | 14.536 | 14.5149 | 14.4987 | 14.477 | 14.4504 | 14.4193 | 14.3829 | 14.3574 | 14.3309 | 14.3039 | 14.2762 | 13.7321 | 13.0126 | 12.1554
|  | YATTENDON | LW |  |  |  |  | 14.8097 | 14.7604 | 14.7437 | 14.7206 | 14.6932 | 14.6622 | 14.6266 | 14.599 | 14.5705 | 14.5412 | 14.5107 | 14.3278 | 13.8914 | 12.9534 | 14.0777 | 14.0256 | 14.0059 | 13.9777 | 13.9453 | 13.9092 | 13.8684 | 13.8355 | 13.8017 | 13.7674 | 13.7319 | 13.5259 | 12.8231 | 11.8319 | 14.536 | 14.4867 | 14.47 | 14.4469 | 14.4195 | 14.3886 | 14.3529 | 14.3253 | 14.2968 | 14.2675 | 14.2371 | 13.652 | 12.9079 | 11.9147
|  | YATTENDON | ST |  |  |  |  | 14.8105 | 14.8105 | 14.8105 | 14.8105 | 14.8105 | 14.8105 | 14.8105 | 14.8105 | 14.8105 | 14.8105 | 14.8105 | 14.8105 | 14.8105 | 14.8105 | 14.0822 | 14.0816 | 14.0809 | 14.0777 | 14.0744 | 14.0712 | 14.068 | 14.0646 | 14.0612 | 14.0579 | 14.0547 | 14.0401 | 14.0267 | 14.0139 | 14.5368 | 14.5368 | 14.5368 | 14.5368 | 14.5368 | 14.5368 | 14.5368 | 14.5368 | 14.5368 | 14.5368 | 14.5368 | 14.5368 | 14.5054 | 14.2426
|  | YATTENDON | FS |  |  |  |  | 14.8098 | 14.8026 | 14.8024 | 14.8022 | 14.8019 | 14.8013 | 14.8007 | 14.7981 | 14.7952 | 14.7921 | 14.7887 | 14.78 | 14.7321 | 14.6271 | 14.0821 | 14.0746 | 14.074 | 14.0732 | 14.0718 | 14.0692 | 14.0667 | 14.0618 | 14.0567 | 14.0514 | 14.0458 | 14.0262 | 13.9685 | 13.8541 | 14.5361 | 14.5289 | 14.5287 | 14.5285 | 14.5282 | 14.5276 | 14.527 | 14.5244 | 14.5215 | 14.5184 | 14.515 | 14.5063 | 14.4584 | 14.3534
MELKSHAM GSP | CHIPPENHAM | YATTON KEYNELL | MINIMUM HEADROOM | ST 87300 75782 | YES | YES | 10.6947 | -4.1453 | -4.1645 | -4.1812 | -4.2016 | -4.2245 | -4.2505 | -4.2793 | -4.3042 | -4.3751 | -4.4528 | -4.5312 | -4.935 | -5.4048 | -5.9638 | -5.8945 | -5.9461 | -5.9991 | -6.0804 | -6.1651 | -6.2528 | -6.3445 | -6.4367 | -6.5285 | -6.6196 | -6.711 | -7.1751 | -7.7041 | -8.3204 | -4.7874 | -4.8066 | -4.8233 | -4.8666 | -4.9437 | -5.0296 | -5.1195 | -5.2097 | -5.2996 | -5.3888 | -5.4784 | -5.9341 | -6.4549 | -7.0633
|  | YATTON KEYNELL | CT |  |  |  |  | -4.1453 | -4.1645 | -4.1812 | -4.2016 | -4.2245 | -4.2505 | -4.2793 | -4.3042 | -4.3751 | -4.4528 | -4.5312 | -4.935 | -5.4048 | -5.9638 | -5.8945 | -5.9461 | -5.9991 | -6.0804 | -6.1651 | -6.2528 | -6.3445 | -6.4367 | -6.5285 | -6.6196 | -6.711 | -7.1751 | -7.7041 | -8.3204 | -4.7874 | -4.8066 | -4.8233 | -4.8666 | -4.9437 | -5.0296 | -5.1195 | -5.2097 | -5.2996 | -5.3888 | -5.4784 | -5.9341 | -6.4549 | -7.0633
|  | YATTON KEYNELL | LW |  |  |  |  | -4.1326 | -4.1604 | -4.1715 | -4.1867 | -4.2049 | -4.2251 | -4.2484 | -4.2708 | -4.344 | -4.4169 | -4.4907 | -4.868 | -5.3148 | -5.9095 | -5.8837 | -5.9457 | -5.9949 | -6.0728 | -6.1547 | -6.2384 | -6.3265 | -6.4129 | -6.4999 | -6.5862 | -6.6732 | -7.1118 | -7.6195 | -8.2734 | -4.7747 | -4.8025 | -4.8136 | -4.858 | -4.9331 | -5.0148 | -5.1011 | -5.1856 | -5.2706 | -5.3551 | -5.4403 | -5.8703 | -6.3695 | -7.0152
|  | YATTON KEYNELL | ST |  |  |  |  | -4.1288 | -4.1297 | -4.1305 | -4.1314 | -4.1331 | -4.1347 | -4.1364 | -4.1381 | -4.1398 | -4.1415 | -4.1432 | -4.2374 | -4.3966 | -4.5558 | -5.8337 | -5.8422 | -5.8515 | -5.8928 | -5.9356 | -5.978 | -6.0205 | -6.0665 | -6.1117 | -6.1552 | -6.198 | -6.4004 | -6.5966 | -6.7917 | -4.7709 | -4.7718 | -4.7726 | -4.7735 | -4.7752 | -4.7768 | -4.8059 | -4.8454 | -4.8894 | -4.9317 | -4.9732 | -5.1701 | -5.3612 | -5.5513
|  | YATTON KEYNELL | FS |  |  |  |  | -4.1276 | -4.1313 | -4.1314 | -4.1315 | -4.1325 | -4.1337 | -4.1348 | -4.137 | -4.1393 | -4.1418 | -4.1444 | -4.154 | -4.2015 | -4.3621 | -5.8255 | -5.8338 | -5.8395 | -5.8464 | -5.8607 | -5.8868 | -5.9128 | -5.9432 | -5.9736 | -6.004 | -6.0354 | -6.1838 | -6.3468 | -6.5333 | -4.7697 | -4.7734 | -4.7735 | -4.7736 | -4.7746 | -4.7758 | -4.7769 | -4.7791 | -4.7814 | -4.7927 | -4.8198 | -4.9598 | -5.119 | -5.3019
AXMINSTER | YEOVIL BSP | YEOVIL | MINIMUM HEADROOM | ST 57690 16833 | NO | YES | 0.191 | 29.8073 | 29.7109 | 29.6783 | 29.633 | 29.5795 | 29.5174 | 29.4451 | 29.3885 | 29.3289 | 29.2671 | 29.202 | 28.7939 | 28.0078 | 25.8661 | 29.5101 | 29.3273 | 29.1994 | 28.9921 | 28.7733 | 28.5477 | 28.31 | 28.079 | 27.8461 | 27.6138 | 27.3794 | 26.1441 | 24.6151 | 22.4315 | 29.7387 | 29.5458 | 29.4068 | 29.1807 | 28.9427 | 28.6981 | 28.4412 | 28.1898 | 27.9368 | 27.6846 | 27.4305 | 26.0989 | 24.4707 | 22.1879
|  | YEOVIL | CT |  |  |  |  | 29.8075 | 29.7727 | 29.746 | 29.71 | 29.666 | 29.6129 | 29.5495 | 29.5044 | 29.456 | 29.406 | 29.3539 | 29.0119 | 28.3534 | 26.6034 | 29.5118 | 29.3938 | 29.275 | 29.0801 | 28.8741 | 28.6599 | 28.4327 | 28.2123 | 27.9899 | 27.7703 | 27.5503 | 26.3913 | 24.9628 | 23.1716 | 29.7406 | 29.6129 | 29.4834 | 29.27 | 29.0451 | 28.8122 | 28.566 | 28.3252 | 28.0825 | 27.8431 | 27.6037 | 26.3496 | 24.8237 | 22.9346
|  | YEOVIL | LW |  |  |  |  | 29.8074 | 29.7109 | 29.6783 | 29.633 | 29.5795 | 29.5174 | 29.4451 | 29.3885 | 29.3289 | 29.2671 | 29.202 | 28.7939 | 28.0078 | 25.8661 | 29.5101 | 29.3273 | 29.1994 | 28.9921 | 28.7733 | 28.5477 | 28.31 | 28.079 | 27.8461 | 27.6138 | 27.3794 | 26.1441 | 24.6151 | 22.4315 | 29.7387 | 29.5458 | 29.4068 | 29.1807 | 28.9427 | 28.6981 | 28.4412 | 28.1898 | 27.9368 | 27.6846 | 27.4305 | 26.0989 | 24.4707 | 22.1879
|  | YEOVIL | ST |  |  |  |  | 29.809 | 29.809 | 29.809 | 29.809 | 29.809 | 29.809 | 29.809 | 29.809 | 29.809 | 29.809 | 29.809 | 29.809 | 29.809 | 29.809 | 29.6344 | 29.6174 | 29.5991 | 29.492 | 29.3841 | 29.2774 | 29.1704 | 29.053 | 28.9371 | 28.8241 | 28.7125 | 28.1732 | 27.6447 | 27.1172 | 29.8772 | 29.8582 | 29.8378 | 29.7183 | 29.5979 | 29.4787 | 29.3592 | 29.2282 | 29.0988 | 28.9727 | 28.8481 | 28.2461 | 27.656 | 27.0672
|  | YEOVIL | FS |  |  |  |  | 29.8073 | 29.7909 | 29.7905 | 29.79 | 29.7892 | 29.7878 | 29.7865 | 29.7806 | 29.774 | 29.7668 | 29.7591 | 29.7391 | 29.6262 | 29.3733 | 29.6345 | 29.6073 | 29.5946 | 29.5766 | 29.5375 | 29.463 | 29.3887 | 29.2988 | 29.2095 | 29.1201 | 29.0304 | 28.6084 | 28.0939 | 27.4413 | 29.8776 | 29.8491 | 29.835 | 29.8149 | 29.7714 | 29.6884 | 29.6055 | 29.5059 | 29.407 | 29.308 | 29.2088 | 28.74 | 28.1788 | 27.4797
AXMINSTER | YEOVIL BSP | YETMINSTER | MINIMUM HEADROOM | ST 60294 10206 | NO | YES | 0.39158 | 14.1453 | 14.0593 | 13.9827 | 13.87 | 13.748 | 13.6198 | 13.4804 | 13.3446 | 13.2085 | 13.0737 | 12.9371 | 12.2635 | 11.4932 | 10.462 | 11.9881 | 11.8863 | 11.7927 | 11.6541 | 11.5048 | 11.3487 | 11.1796 | 11.0134 | 10.8474 | 10.6837 | 10.518 | 9.7198 | 8.8187 | 7.6632 | 12.3899 | 12.2902 | 12.1988 | 12.0636 | 11.9178 | 11.7654 | 11.6001 | 11.438 | 11.2759 | 11.116 | 10.9541 | 10.1728 | 9.2883 | 8.149
|  | YETMINSTER | CT |  |  |  |  | 14.1453 | 14.0731 | 13.9975 | 13.886 | 13.7651 | 13.636 | 13.4963 | 13.3562 | 13.2157 | 13.0781 | 12.9419 | 12.2635 | 11.4965 | 10.5778 | 11.9881 | 11.9025 | 11.8116 | 11.6758 | 11.529 | 11.3731 | 11.2047 | 11.0338 | 10.863 | 10.6966 | 10.5324 | 9.7285 | 8.8428 | 7.8066 | 12.3899 | 12.3061 | 12.2171 | 12.0845 | 11.9411 | 11.7887 | 11.6241 | 11.4572 | 11.2904 | 11.1278 | 10.9672 | 10.1798 | 9.3096 | 8.2888
|  | YETMINSTER | LW |  |  |  |  | 14.1544 | 14.0593 | 13.9827 | 13.87 | 13.748 | 13.6198 | 13.4804 | 13.3446 | 13.2085 | 13.0737 | 12.9371 | 12.2683 | 11.4932 | 10.462 | 11.9962 | 11.8863 | 11.7927 | 11.6541 | 11.5048 | 11.3487 | 11.1796 | 11.0134 | 10.8474 | 10.6837 | 10.518 | 9.7198 | 8.8187 | 7.6632 | 12.3981 | 12.2902 | 12.1988 | 12.0636 | 11.9178 | 11.7654 | 11.6001 | 11.438 | 11.2759 | 11.116 | 10.9541 | 10.1728 | 9.2883 | 8.149
|  | YETMINSTER | ST |  |  |  |  | 14.214 | 14.1968 | 14.1769 | 14.12 | 14.0604 | 14.0001 | 13.9385 | 13.8717 | 13.8058 | 13.7421 | 13.6791 | 13.3857 | 13.1064 | 12.8266 | 12.0716 | 12.0496 | 12.0242 | 11.9513 | 11.875 | 11.7978 | 11.719 | 11.6336 | 11.5492 | 11.4677 | 11.3873 | 11.014 | 10.6606 | 10.3076 | 12.4714 | 12.4501 | 12.4254 | 12.3546 | 12.2805 | 12.2055 | 12.129 | 12.046 | 11.964 | 11.8849 | 11.8067 | 11.4438 | 11.1002 | 10.7568
|  | YETMINSTER | FS |  |  |  |  | 14.2268 | 14.2107 | 14.2 | 14.1862 | 14.1644 | 14.1302 | 14.096 | 14.0557 | 14.0152 | 13.9747 | 13.9334 | 13.7379 | 13.5184 | 13.247 | 12.0877 | 12.0689 | 12.0551 | 12.0377 | 12.0099 | 11.9663 | 11.9227 | 11.8717 | 11.8206 | 11.7695 | 11.7174 | 11.4697 | 11.2021 | 10.8828 | 12.4871 | 12.4686 | 12.4553 | 12.4384 | 12.4114 | 12.3689 | 12.3266 | 12.277 | 12.2273 | 12.1776 | 12.1269 | 11.8861 | 11.6247 | 11.3117
IVER 66kV |  | YIEWSLEY | MINIMUM HEADROOM | TQ 05643 80961 | NO | NO | 2.4305 | 68.0083 | 67.8213 | 67.758 | 67.6702 | 67.5585 | 67.4096 | 67.2406 | 67.1007 | 66.9557 | 66.8074 | 66.6532 | 65.7366 | 63.7826 | 59.5613 | 66.2676 | 66.0709 | 65.9967 | 65.8914 | 65.7694 | 65.6311 | 65.4729 | 65.3443 | 65.2105 | 65.0731 | 64.9297 | 62.2257 | 58.9768 | 54.5082 | 65.1452 | 64.9581 | 64.8948 | 64.8071 | 64.7032 | 64.5831 | 64.4438 | 64.3347 | 64.2202 | 64.1017 | 63.9772 | 61.7907 | 58.4794 | 53.9488
|  | YIEWSLEY | CT |  |  |  |  | 68.0087 | 67.939 | 67.8855 | 67.8136 | 67.7223 | 67.5887 | 67.4341 | 67.3139 | 67.1881 | 67.0605 | 66.9294 | 66.1297 | 64.4804 | 61.0001 | 66.2682 | 66.1896 | 66.1259 | 66.037 | 65.9315 | 65.8082 | 65.6643 | 65.5554 | 65.4409 | 65.3242 | 65.2037 | 62.737 | 59.6986 | 55.9778 | 65.1455 | 65.0759 | 65.0224 | 64.9504 | 64.8625 | 64.7569 | 64.6314 | 64.5423 | 64.4471 | 64.3493 | 64.2473 | 62.306 | 59.2073 | 55.4261
|  | YIEWSLEY | LW |  |  |  |  | 68.0085 | 67.8213 | 67.758 | 67.6702 | 67.5585 | 67.4096 | 67.2406 | 67.1007 | 66.9557 | 66.8074 | 66.6532 | 65.7366 | 63.7826 | 59.5613 | 66.2676 | 66.0709 | 65.9967 | 65.8914 | 65.7694 | 65.6311 | 65.4729 | 65.3443 | 65.2105 | 65.0731 | 64.9297 | 62.2257 | 58.9768 | 54.5082 | 65.1453 | 64.9581 | 64.8948 | 64.8071 | 64.7032 | 64.5831 | 64.4438 | 64.3347 | 64.2202 | 64.1017 | 63.9772 | 61.7907 | 58.4794 | 53.9488
|  | YIEWSLEY | ST |  |  |  |  | 68.0116 | 68.0116 | 68.0116 | 68.0116 | 68.0116 | 68.0116 | 68.0116 | 68.0116 | 67.992 | 67.9728 | 67.9541 | 67.8646 | 67.7787 | 67.6932 | 66.2832 | 66.2808 | 66.2782 | 66.267 | 66.2554 | 66.244 | 66.2324 | 66.2197 | 66.2072 | 66.195 | 66.1831 | 66.1265 | 65.4839 | 64.2983 | 65.1484 | 65.1484 | 65.1484 | 65.1484 | 65.1484 | 65.1484 | 65.1484 | 65.1484 | 65.1484 | 65.1484 | 65.1484 | 65.1484 | 65.0903 | 63.8672
|  | YIEWSLEY | FS |  |  |  |  | 68.0083 | 67.9772 | 67.9764 | 67.9755 | 67.974 | 67.9714 | 67.9689 | 67.9576 | 67.9452 | 67.9316 | 67.9168 | 67.8258 | 67.5503 | 67.0119 | 66.2808 | 66.2482 | 66.2459 | 66.2428 | 66.2372 | 66.2273 | 66.2174 | 66.1978 | 66.177 | 66.155 | 66.1319 | 66.0533 | 65.8006 | 65.2849 | 65.1452 | 65.114 | 65.1133 | 65.1124 | 65.1108 | 65.1083 | 65.1058 | 65.0945 | 65.082 | 65.0684 | 65.0537 | 65.0158 | 64.8026 | 64.3261
LOVEDEAN GSP | FAREHAM T1B T2B (1X90, 1X60MVA) | ZETLAND ROAD | MINIMUM HEADROOM | SU 60592 00043 | NO | NO | 0.27789 | 25.9407 | 25.8006 | 25.7532 | 25.6875 | 25.6097 | 25.5196 | 25.415 | 25.3332 | 25.2471 | 25.158 | 25.0643 | 24.202 | 22.0147 | 18.9006 | 24.3196 | 24.1796 | 24.1322 | 24.0664 | 23.9887 | 23.8986 | 23.794 | 23.7121 | 23.626 | 23.5369 | 23.4433 | 22.2182 | 19.8064 | 16.4681 | 24.6986 | 24.5585 | 24.5111 | 24.4454 | 24.3676 | 24.2775 | 24.1729 | 24.0911 | 24.005 | 23.9159 | 23.8222 | 21.9896 | 19.5822 | 16.2484
|  | ZETLAND ROAD | CT |  |  |  |  | 25.941 | 25.8894 | 25.8497 | 25.7963 | 25.7311 | 25.6526 | 25.5593 | 25.4929 | 25.422 | 25.3489 | 25.2727 | 24.5467 | 22.4977 | 19.9329 | 24.3199 | 24.2683 | 24.2286 | 24.1753 | 24.1101 | 24.0316 | 23.9382 | 23.8719 | 23.8009 | 23.7279 | 23.6516 | 22.5716 | 20.3024 | 17.517 | 24.6989 | 24.6473 | 24.6076 | 24.5542 | 24.489 | 24.4105 | 24.3172 | 24.2508 | 24.1799 | 24.1068 | 24.0306 | 22.3429 | 20.078 | 17.2969
|  | ZETLAND ROAD | LW |  |  |  |  | 25.9408 | 25.8006 | 25.7532 | 25.6875 | 25.6097 | 25.5196 | 25.415 | 25.3332 | 25.2471 | 25.158 | 25.0643 | 24.202 | 22.0147 | 18.9006 | 24.3198 | 24.1796 | 24.1322 | 24.0664 | 23.9887 | 23.8986 | 23.794 | 23.7121 | 23.626 | 23.5369 | 23.4433 | 22.2182 | 19.8064 | 16.4681 | 24.6987 | 24.5585 | 24.5111 | 24.4454 | 24.3676 | 24.2775 | 24.1729 | 24.0911 | 24.005 | 23.9159 | 23.8222 | 21.9896 | 19.5822 | 16.2484
|  | ZETLAND ROAD | ST |  |  |  |  | 25.9432 | 25.9432 | 25.9432 | 25.9432 | 25.9432 | 25.9432 | 25.9432 | 25.9432 | 25.9432 | 25.9432 | 25.9432 | 25.9432 | 25.9432 | 25.6254 | 24.3221 | 24.3221 | 24.3221 | 24.3221 | 24.3221 | 24.3221 | 24.3221 | 24.3221 | 24.3221 | 24.3221 | 24.3221 | 24.3221 | 24.3221 | 23.6341 | 24.7011 | 24.7011 | 24.7011 | 24.7011 | 24.7011 | 24.7011 | 24.7011 | 24.7011 | 24.7011 | 24.7011 | 24.7011 | 24.7011 | 24.2925 | 23.4057
|  | ZETLAND ROAD | FS |  |  |  |  | 25.9407 | 25.9172 | 25.9166 | 25.9159 | 25.9148 | 25.9129 | 25.911 | 25.9024 | 25.893 | 25.8828 | 25.8717 | 25.8431 | 25.6819 | 25.3215 | 24.3196 | 24.2961 | 24.2956 | 24.2949 | 24.2937 | 24.2918 | 24.2899 | 24.2814 | 24.272 | 24.2617 | 24.2506 | 24.222 | 24.0609 | 23.7004 | 24.6986 | 24.6751 | 24.6745 | 24.6738 | 24.6727 | 24.6708 | 24.6689 | 24.6603 | 24.6509 | 24.6407 | 24.6295 | 24.601 | 24.4398 | 24.0794

## BSP Headroom Dem
Grid Supply Point | Bulk Supply Point |  | Scenario | Grid Reference | Single Transformer Site (YES/NO) | Upstream Constraint (YES / NO) | Outstanding Contracted Demand (MVA) | Demand Headroom Winter (MVA) | [13 empty] | Demand Headroom Summer (MVA) | [13 empty] | Demand Headroom Spring/Autumn (MVA)
[8 empty] | 2025 | 2026 | 2027 | 2028 | 2029 | 2030 | 2031 | 2032 | 2033 | 2034 | 2035 | 2040 | 2045 | 2050 | 2025 | 2026 | 2027 | 2028 | 2029 | 2030 | 2031 | 2032 | 2033 | 2034 | 2035 | 2040 | 2045 | 2050 | 2025 | 2026 | 2027 | 2028 | 2029 | 2030 | 2031 | 2032 | 2033 | 2034 | 2035 | 2040 | 2045 | 2050
BRAMLEY (FLEE) | ALDERSHOT BSP | ALDERSHOT BSP | MINIMUM HEADROOM | SU 85922 48779 | NO | YES | 27.718 | -20.8238 | -22.9449 | -27.874 | -34.217 | -40.9303 | -47.6822 | -55.5184 | -66.1387 | -78.3082 | -90.2005 | -99.8673 | -130.0563 | -147.207 | -158.372 | 9.4627 | 7.9288 | 5.0533 | 1.7006 | -1.7815 | -5.9679 | -10.1542 | -16.3215 | -23.5722 | -30.452 | -36.1665 | -60.9966 | -81.1527 | -136.2021 | -12.7499 | -14.7974 | -19.5426 | -25.4046 | -31.2074 | -37.2246 | -44.3273 | -54.0037 | -65.1189 | -75.9585 | -84.8524 | -112.0506 | -126.1635 | -135.8224
|  | ALDERSHOT BSP | CT |  |  |  |  | -20.3083 | -22.3833 | -26.8143 | -31.9383 | -38.0181 | -44.3797 | -50.9277 | -60.8317 | -71.9054 | -80.7755 | -90.0841 | -127.8083 | -147.207 | -158.372 | 9.6291 | 7.9288 | 5.0533 | 1.8358 | -1.7815 | -5.9679 | -10.0835 | -16.3215 | -23.5722 | -29.3328 | -35.8814 | -60.9966 | -81.1527 | -109.1118 | -12.2796 | -14.3208 | -18.5563 | -23.3655 | -28.5487 | -34.3229 | -40.1155 | -49.4352 | -59.87 | -68.0064 | -76.8176 | -110.2376 | -126.1635 | -135.8224
|  | ALDERSHOT BSP | LW |  |  |  |  | -20.8238 | -22.9449 | -27.874 | -34.217 | -40.9303 | -47.6822 | -55.5184 | -66.1387 | -78.3082 | -90.2005 | -99.8673 | -130.0563 | -140.6896 | -150.0048 | 9.4627 | 7.9854 | 5.2517 | 1.7006 | -1.7587 | -5.4974 | -10.1542 | -16.0373 | -23.1995 | -30.452 | -36.1665 | -51.2121 | -55.1074 | -59.2344 | -12.7499 | -14.7974 | -19.5426 | -25.4046 | -31.2074 | -37.2246 | -44.3273 | -54.0037 | -65.1189 | -75.9585 | -84.8524 | -112.0506 | -121.0728 | -129.4192
|  | ALDERSHOT BSP | ST |  |  |  |  | -19.0512 | -19.9484 | -21.6166 | -24.0567 | -26.7128 | -30.2686 | -33.5317 | -36.9534 | -41.0097 | -46.2505 | -52.4297 | -90.8387 | -108.4091 | -120.6042 | 10.4931 | 9.6472 | 8.169 | 6.2892 | 4.3155 | 1.3379 | -1.3988 | -4.1219 | -7.402 | -11.994 | -17.3029 | -48.901 | -68.535 | -94.3828 | -11.0852 | -11.9482 | -13.5854 | -15.6612 | -17.8384 | -21.165 | -24.21 | -27.3248 | -31.7027 | -37.2565 | -43.6006 | -80.2657 | -96.1276 | -107.0604
|  | ALDERSHOT BSP | FS |  |  |  |  | -18.6288 | -19.0513 | -20.3664 | -22.2764 | -24.3703 | -27.1936 | -29.4527 | -32.2466 | -36.238 | -40.7081 | -44.0984 | -71.104 | -98.1786 | -120.0326 | 10.716 | 10.1098 | 8.8541 | 7.2669 | 5.6811 | 3.1447 | 0.93868 | -1.9604 | -5.7815 | -9.5636 | -12.9917 | -40.9108 | -78.8425 | -136.2021 | -10.6731 | -11.0971 | -12.413 | -14.0889 | -15.7501 | -18.3462 | -20.3885 | -23.0381 | -26.6104 | -30.3167 | -33.6458 | -60.4434 | -86.1564 | -106.6302
BRAMLEY (FLEE) | ALTON | ALTON | MINIMUM HEADROOM | SU 72730 39772 | NO | YES | 50.035 | -5.6039 | -7.5935 | -11.292 | -14.4789 | -18.023 | -22.5182 | -27.1662 | -33.0706 | -39.388 | -45.6626 | -51.2471 | -70.067 | -80.1131 | -89.1661 | 10.5347 | 9.3529 | 7.3927 | 5.836 | 3.9871 | 1.4274 | -1.4473 | -4.6779 | -8.171 | -11.6776 | -14.6198 | -26.1298 | -36.8442 | -52.9133 | -1.0929 | -2.9426 | -6.2436 | -9.0957 | -12.2624 | -16.4635 | -20.7629 | -26.1525 | -31.9968 | -37.8122 | -42.7931 | -59.0902 | -67.9273 | -76.2581
|  | ALTON | CT |  |  |  |  | -5.4299 | -7.324 | -10.3996 | -12.7735 | -16.0462 | -19.4452 | -23.2778 | -28.7624 | -34.6313 | -39.4418 | -44.8754 | -66.7772 | -80.1131 | -89.1661 | 10.5347 | 9.3529 | 7.6379 | 6.463 | 4.553 | 2.5633 | 0.069037 | -3.2098 | -6.8397 | -9.6602 | -13.0484 | -26.1298 | -36.8442 | -50.0545 | -0.92259 | -2.6899 | -5.4172 | -7.4834 | -10.4685 | -13.5692 | -17.0727 | -22.092 | -27.5656 | -31.8851 | -36.8832 | -55.5338 | -66.9437 | -75.0034
|  | ALTON | LW |  |  |  |  | -5.6039 | -7.5935 | -11.292 | -14.4789 | -18.023 | -22.5182 | -27.1662 | -33.0706 | -39.388 | -45.6626 | -51.2471 | -70.067 | -80.0759 | -89.0318 | 10.535 | 9.3886 | 7.3927 | 5.836 | 3.9871 | 1.4274 | -1.4473 | -4.6779 | -8.171 | -11.6776 | -14.6198 | -23.9939 | -29.5411 | -35.162 | -1.0929 | -2.9426 | -6.2436 | -9.0957 | -12.2624 | -16.4635 | -20.7629 | -26.1525 | -31.9968 | -37.8122 | -42.7931 | -59.0902 | -67.9273 | -76.2581
|  | ALTON | ST |  |  |  |  | -4.6297 | -5.9587 | -7.7739 | -9.5507 | -11.2899 | -12.7262 | -14.3271 | -16.4526 | -18.8258 | -21.1182 | -23.8433 | -42.0716 | -53.7147 | -63.4231 | 10.9909 | 10.1633 | 8.8703 | 7.5956 | 6.3444 | 5.3464 | 4.3056 | 2.6203 | 0.7436 | -1.2189 | -3.4155 | -17.5761 | -28.0828 | -41.9476 | -0.14223 | -1.3455 | -3.0232 | -4.6952 | -6.3122 | -7.6035 | -8.9878 | -10.992 | -13.3086 | -15.4822 | -18.094 | -34.8793 | -45.5324 | -54.1632
|  | ALTON | FS |  |  |  |  | -3.8786 | -4.7763 | -6.005 | -7.0733 | -8.2612 | -9.5685 | -10.9665 | -12.3269 | -14.3968 | -16.7324 | -18.876 | -33.1373 | -46.9561 | -59.9216 | 11.4492 | 10.8022 | 9.9275 | 9.1102 | 8.1477 | 7.0562 | 5.8293 | 4.7722 | 3.1109 | 1.2034 | -0.62932 | -13.1551 | -29.0641 | -52.9133 | 0.5339 | -0.3049 | -1.4297 | -2.4073 | -3.5058 | -4.754 | -6.0793 | -7.2146 | -9.1031 | -11.3073 | -13.1691 | -26.3688 | -38.4553 | -50.0921
MELKSHAM GSP | AMESBURY | AMESBURY | MINIMUM HEADROOM | SU 15842 42724 | NO | YES | 15.646 | 56.2639 | 55.6131 | 54.7194 | 53.5842 | 52.4992 | 51.0917 | 49.8512 | 47.9257 | 46.6175 | 44.5843 | 42.7848 | 36.7358 | 32.9128 | 29.7045 | 64.3768 | 63.8988 | 63.3513 | 62.7515 | 62.0129 | 61.2721 | 60.5835 | 59.4083 | 58.5665 | 57.6803 | 56.563 | 52.3377 | 48.1435 | 37.7488 | 58.1912 | 57.6243 | 56.8734 | 55.9332 | 55.0334 | 53.8072 | 52.7813 | 51.1572 | 50.0955 | 48.4195 | 47.0951 | 42.8687 | 40.2164 | 37.8398
|  | AMESBURY | CT |  |  |  |  | 56.2885 | 55.6131 | 54.7194 | 53.7457 | 52.6111 | 51.5027 | 50.3875 | 48.532 | 47.519 | 46.1775 | 44.4169 | 37.4963 | 32.9128 | 29.7045 | 64.3768 | 63.8988 | 63.3513 | 62.7515 | 62.0129 | 61.2721 | 60.5835 | 59.4083 | 58.5665 | 57.7059 | 56.563 | 52.3377 | 48.1435 | 42.2811 | 58.2164 | 57.6243 | 56.8734 | 56.0651 | 55.0878 | 54.1468 | 53.2315 | 51.645 | 50.7245 | 49.6222 | 48.1864 | 43.5722 | 40.2164 | 37.8398
|  | AMESBURY | LW |  |  |  |  | 56.2639 | 55.6635 | 54.7371 | 53.5842 | 52.4992 | 51.0917 | 49.8512 | 47.9257 | 46.6175 | 44.5843 | 42.7848 | 36.7358 | 33.2604 | 30.2149 | 64.3993 | 64.0216 | 63.5217 | 62.8738 | 62.2656 | 61.4037 | 60.7259 | 59.6415 | 58.8252 | 57.6803 | 56.757 | 54.1451 | 52.8211 | 51.5036 | 58.1912 | 57.6661 | 56.8985 | 55.9332 | 55.0334 | 53.8072 | 52.7813 | 51.1572 | 50.0955 | 48.4195 | 47.0951 | 42.8687 | 40.3176 | 38.0152
|  | AMESBURY | ST |  |  |  |  | 56.6445 | 56.314 | 55.9101 | 55.3749 | 54.9064 | 54.3571 | 53.7262 | 53.0523 | 52.1875 | 51.4759 | 50.4037 | 45.3917 | 41.7479 | 38.6097 | 64.5889 | 64.3254 | 64.0137 | 63.5982 | 63.2013 | 62.7501 | 62.2242 | 61.6428 | 60.9464 | 60.3896 | 59.5053 | 55.2365 | 51.4162 | 45.8317 | 58.5281 | 58.2367 | 57.8916 | 57.4197 | 56.9942 | 56.5046 | 55.9298 | 55.2933 | 54.5335 | 53.9383 | 52.9586 | 49.0926 | 46.228 | 43.902
|  | AMESBURY | FS |  |  |  |  | 56.815 | 56.5749 | 56.2797 | 55.968 | 55.6094 | 55.2532 | 54.903 | 54.3017 | 53.5967 | 52.8253 | 51.9474 | 48.0559 | 42.9587 | 38.798 | 64.6841 | 64.4715 | 64.2249 | 63.9656 | 63.6522 | 63.3062 | 62.9365 | 62.3865 | 61.7316 | 60.9984 | 60.1837 | 55.6704 | 48.6793 | 37.7488 | 58.668 | 58.4609 | 58.2135 | 57.9624 | 57.6605 | 57.3428 | 57.0423 | 56.533 | 55.9196 | 55.2256 | 54.4405 | 50.9586 | 47.409 | 44.241
MELKSHAM GSP | ANDOVER BSP | ANDOVER BSP | MINIMUM HEADROOM | SU 35334 46598 | NO | YES | 25.682 | 11.9877 | 10.4979 | 7.4786 | 3.8703 | 0.44065 | -4.271 | -9.4716 | -14.6958 | -20.9965 | -27.5342 | -33.3652 | -52.5418 | -63.5469 | -73.8916 | 33.096 | 32.0496 | 30.0649 | 27.7866 | 25.6826 | 22.4422 | 18.6962 | 15.6208 | 11.7737 | 7.5287 | 3.9252 | -9.1756 | -21.3706 | -42.3004 | 18.299 | 16.7347 | 13.6833 | 10.1169 | 6.8296 | 2.1536 | -2.8893 | -7.7384 | -13.6307 | -19.8126 | -25.1711 | -42.9556 | -54.0162 | -64.8045
|  | ANDOVER BSP | CT |  |  |  |  | 12.1501 | 10.6503 | 8.4137 | 5.8501 | 2.6501 | -0.67996 | -4.8743 | -9.7369 | -15.9125 | -20.9089 | -26.7518 | -48.1456 | -60.6459 | -69.935 | 33.1295 | 32.0496 | 30.6501 | 29.0839 | 26.9726 | 24.7045 | 21.6271 | 18.4884 | 14.0831 | 10.5927 | 6.3324 | -9.1756 | -21.3706 | -37.4254 | 18.442 | 16.885 | 14.7033 | 12.2477 | 9.1638 | 5.9646 | 1.9833 | -2.5487 | -8.4703 | -13.1382 | -18.7046 | -38.1814 | -49.5941 | -58.5643
|  | ANDOVER BSP | LW |  |  |  |  | 11.9877 | 10.4979 | 7.4786 | 3.8703 | 0.44065 | -4.271 | -9.4716 | -14.6958 | -20.9965 | -27.5342 | -33.3652 | -52.5418 | -63.5469 | -73.8916 | 33.096 | 32.0577 | 30.0649 | 27.7866 | 25.6826 | 22.4422 | 18.6962 | 15.6208 | 11.7737 | 7.5287 | 3.9252 | -8.0088 | -16.1497 | -24.4958 | 18.299 | 16.7347 | 13.6833 | 10.1169 | 6.8296 | 2.1536 | -2.8893 | -7.7384 | -13.6307 | -19.8126 | -25.1711 | -42.9556 | -54.0162 | -64.8045
|  | ANDOVER BSP | ST |  |  |  |  | 12.9043 | 12.0834 | 10.2964 | 8.5297 | 6.7732 | 4.9298 | 2.8315 | 0.29491 | -2.8845 | -6.4001 | -9.2649 | -31.5371 | -45.2097 | -56.0689 | 33.6139 | 33.004 | 31.3758 | 29.8769 | 28.4573 | 27.0734 | 25.3867 | 23.1824 | 20.436 | 17.3945 | 14.8497 | -4.8322 | -19.5389 | -36.2708 | 19.2648 | 18.3999 | 16.4316 | 14.5419 | 12.7045 | 10.8674 | 8.7843 | 6.2329 | 3.0577 | -0.26851 | -3.1262 | -25.6049 | -38.9077 | -48.9908
|  | ANDOVER BSP | FS |  |  |  |  | 13.3814 | 12.848 | 12.0905 | 11.1574 | 10.2127 | 9.0421 | 7.7096 | 5.8383 | 3.6857 | 1.0653 | -1.524 | -16.7159 | -32.3153 | -46.0508 | 33.8466 | 33.3572 | 32.6482 | 31.7859 | 30.9001 | 29.8571 | 28.5847 | 26.9132 | 24.9397 | 22.5081 | 20.1842 | 5.3828 | -13.9583 | -42.3004 | 19.7243 | 19.1381 | 18.3476 | 17.4005 | 16.4413 | 15.32 | 14.0222 | 12.1394 | 9.9636 | 7.3019 | 4.7653 | -9.706 | -24.3034 | -37.2816
MANNINGTON GSP | ARNEWOOD | ARNEWOOD | MINIMUM HEADROOM | SZ 26094 97294 | NO | YES | 5.173 | 20.0558 | 18.9825 | 16.2186 | 13.4047 | 10.7301 | 7.1794 | 3.0707 | -2.3285 | -7.6419 | -13.049 | -17.7735 | -34.0438 | -45.6759 | -53.9164 | 31.5705 | 30.8614 | 29.5326 | 28.018 | 26.9353 | 25.0791 | 22.6826 | 20.0167 | 17.1074 | 13.9926 | 11.5294 | 0.18596 | -10.2861 | -28.0751 | 23.0174 | 22.1088 | 19.9096 | 17.3151 | 15.0346 | 11.7762 | 7.8486 | 2.8856 | -1.9715 | -7.0326 | -11.377 | -25.994 | -34.8203 | -42.0776
|  | ARNEWOOD | CT |  |  |  |  | 20.1669 | 19.1236 | 16.815 | 14.6361 | 12.1035 | 9.4578 | 6.0042 | 1.0548 | -4.1541 | -7.8705 | -12.5182 | -32.6647 | -45.6759 | -53.9164 | 31.6125 | 30.8793 | 29.8043 | 28.6684 | 27.4946 | 26.1991 | 24.0651 | 21.0392 | 17.6264 | 15.4829 | 12.4299 | 0.18596 | -10.2861 | -23.8244 | 23.1257 | 22.2676 | 20.512 | 18.5717 | 16.3978 | 14.0794 | 10.8002 | 6.2561 | 1.3392 | -1.9756 | -6.34 | -23.9596 | -34.8203 | -42.0776
|  | ARNEWOOD | LW |  |  |  |  | 20.0558 | 18.9825 | 16.2186 | 13.4047 | 10.7301 | 7.1794 | 3.0707 | -2.3285 | -7.6419 | -13.049 | -17.7735 | -34.0438 | -43.0543 | -51.3061 | 31.5705 | 30.8614 | 29.5326 | 28.018 | 26.9353 | 25.0791 | 22.6826 | 20.0167 | 17.1074 | 13.9926 | 11.5294 | 3.4413 | -1.6067 | -7.0493 | 23.0174 | 22.1088 | 19.9096 | 17.3151 | 15.0346 | 11.7762 | 7.8486 | 2.8856 | -1.9715 | -7.0326 | -11.377 | -25.994 | -34.0963 | -41.9681
|  | ARNEWOOD | ST |  |  |  |  | 20.8565 | 20.3364 | 19.4151 | 18.4798 | 17.5497 | 16.4144 | 15.5048 | 14.3043 | 13.0568 | 11.1451 | 9.083 | -4.9916 | -15.6198 | -26.3218 | 31.9679 | 31.6025 | 30.7396 | 29.8918 | 29.0563 | 28.1224 | 27.1533 | 26.1281 | 24.9016 | 23.1625 | 21.3509 | 9.8528 | -0.94973 | -15.2798 | 23.615 | 23.2185 | 22.3134 | 21.4143 | 20.551 | 19.5456 | 18.5525 | 17.5361 | 16.4248 | 14.6258 | 12.699 | -0.32604 | -10.2642 | -19.7305
|  | ARNEWOOD | FS |  |  |  |  | 20.9159 | 20.4671 | 19.7868 | 18.9808 | 18.1549 | 17.1331 | 16.143 | 14.619 | 13.3009 | 11.7675 | 10.3791 | -1.1775 | -12.7735 | -25.1547 | 32.0144 | 31.6919 | 31.2393 | 30.6479 | 30.0485 | 29.2881 | 28.4615 | 27.3386 | 26.1143 | 24.6878 | 23.2576 | 11.7652 | -3.6336 | -28.0751 | 23.6962 | 23.3734 | 22.8919 | 22.2663 | 21.6495 | 20.8255 | 19.8712 | 18.4291 | 17.173 | 15.798 | 14.5318 | 3.8007 | -6.5349 | -17.5313
BRAMLEY (BASI) | BASINGSTOKE T1A & T2A | BASINGSTOKE T1A & T2A | MINIMUM HEADROOM | SU 65132 52710 | NO | YES | 31.833 | 50.1291 | 49.6122 | 48.4566 | 46.9782 | 45.7548 | 44.444 | 42.693 | 40.8465 | 38.5559 | 35.8927 | 33.4453 | 25.8743 | 22.5112 | 19.3605 | 47.144 | 46.8272 | 46.1951 | 45.2687 | 44.442 | 43.4686 | 42.1101 | 40.8209 | 39.2986 | 37.6732 | 36.1872 | 31.3303 | 27.7961 | 21.2396 | 50.0509 | 49.5175 | 48.5456 | 47.3223 | 46.2629 | 45.0142 | 43.2006 | 41.4691 | 39.4355 | 37.3086 | 35.4163 | 29.3337 | 26.1043 | 22.9266
|  | BASINGSTOKE T1A & T2A | CT |  |  |  |  | 50.2166 | 49.7122 | 48.8622 | 47.7705 | 46.6105 | 45.67 | 44.1626 | 42.4828 | 40.2527 | 38.2435 | 35.9204 | 27.5784 | 23.5552 | 20.7438 | 47.2182 | 46.8982 | 46.4508 | 45.8159 | 45.0011 | 44.2577 | 43.0664 | 41.942 | 40.2371 | 38.9171 | 37.3327 | 31.7313 | 27.7961 | 22.0898 | 50.1459 | 49.6235 | 48.9484 | 48.1191 | 47.0947 | 46.2716 | 44.7543 | 43.116 | 41.0231 | 39.4286 | 37.5415 | 31.1876 | 28.0063 | 25.5728
|  | BASINGSTOKE T1A & T2A | LW |  |  |  |  | 50.1291 | 49.6122 | 48.4566 | 46.9782 | 45.7548 | 44.444 | 42.693 | 40.8465 | 38.5559 | 35.8927 | 33.4453 | 25.8743 | 22.5112 | 19.3605 | 47.144 | 46.8272 | 46.1951 | 45.2687 | 44.442 | 43.4686 | 42.1101 | 40.8209 | 39.2986 | 37.6732 | 36.1872 | 31.3303 | 28.4532 | 25.5257 | 50.0509 | 49.5175 | 48.5456 | 47.3223 | 46.2629 | 45.0142 | 43.2006 | 41.4691 | 39.4355 | 37.3086 | 35.4163 | 29.3337 | 26.1043 | 22.9266
|  | BASINGSTOKE T1A & T2A | ST |  |  |  |  | 50.4852 | 50.2268 | 49.7436 | 49.216 | 48.7528 | 48.2438 | 47.648 | 46.792 | 45.9577 | 44.459 | 42.8234 | 32.6753 | 27.4706 | 23.9928 | 47.3355 | 47.1546 | 46.6534 | 46.1306 | 45.6197 | 45.0146 | 44.3441 | 43.6712 | 43.0692 | 41.9028 | 40.7629 | 32.323 | 28.4282 | 23.4785 | 50.4206 | 50.1722 | 49.6203 | 49.0259 | 48.484 | 47.861 | 47.1319 | 46.3399 | 45.6324 | 44.4141 | 43.2241 | 33.948 | 29.405 | 26.4719
|  | BASINGSTOKE T1A & T2A | FS |  |  |  |  | 50.5407 | 50.344 | 50.1052 | 49.7526 | 49.4332 | 49.004 | 48.5526 | 47.9454 | 47.2518 | 46.389 | 45.7512 | 39.3695 | 31.7774 | 25.4504 | 47.4048 | 47.2697 | 47.1076 | 46.7742 | 46.4203 | 45.9578 | 45.4377 | 44.873 | 44.1794 | 43.3353 | 42.7519 | 37.3825 | 30.81 | 21.2396 | 50.4851 | 50.307 | 50.0849 | 49.7362 | 49.3883 | 48.9325 | 48.4445 | 47.8703 | 47.1805 | 46.2866 | 45.7455 | 40.2146 | 34.4427 | 29.3662
BRAMLEY (BASI) | BASINGSTOKE T1B & T2B | BASINGSTOKE T1B & T2B | MINIMUM HEADROOM | SU 65132 52711 | NO | YES | 18.372 | 43.8247 | 42.6977 | 40.768 | 38.3733 | 35.9117 | 33.1856 | 30.6051 | 26.3649 | 21.7378 | 17.455 | 14.1735 | 2.0092 | -6.4022 | -11.623 | 51.5928 | 50.7275 | 49.9029 | 48.8915 | 47.5606 | 46.1027 | 44.4992 | 41.8646 | 38.9533 | 36.6805 | 35.3124 | 26.3137 | 18.4151 | 1.0778 | 44.293 | 42.9687 | 41.294 | 39.1444 | 36.9523 | 34.3219 | 31.8977 | 27.9464 | 23.5441 | 19.4723 | 16.5293 | 6.0907 | -0.27382 | -4.6836
|  | BASINGSTOKE T1B & T2B | CT |  |  |  |  | 43.9673 | 42.9089 | 41.3049 | 39.2753 | 36.8891 | 34.5882 | 32.1843 | 28.1758 | 23.8989 | 20.6456 | 17.5329 | 2.6951 | -6.4022 | -11.623 | 51.5928 | 50.7275 | 49.9029 | 48.8915 | 47.5606 | 46.1027 | 44.4992 | 41.8646 | 38.9533 | 36.9646 | 35.3124 | 26.3137 | 18.4151 | 7.8241 | 44.4384 | 43.1678 | 41.6831 | 39.8719 | 37.6559 | 35.4936 | 33.2724 | 29.5004 | 25.4328 | 22.4945 | 19.6267 | 7.0873 | -0.27382 | -4.6836
|  | BASINGSTOKE T1B & T2B | LW |  |  |  |  | 43.8247 | 42.6977 | 40.768 | 38.3733 | 35.9117 | 33.1856 | 30.6051 | 26.3649 | 21.7378 | 17.455 | 14.1735 | 2.0092 | -3.0338 | -6.9445 | 51.6002 | 50.7988 | 50.0251 | 48.9506 | 47.863 | 46.2339 | 44.6612 | 42.1875 | 39.3121 | 36.6805 | 35.4454 | 29.9576 | 28.0448 | 25.9771 | 44.293 | 42.9687 | 41.294 | 39.1444 | 36.9523 | 34.3219 | 31.8977 | 27.9464 | 23.5441 | 19.4723 | 16.5293 | 6.0907 | 2.0292 | -1.4781
|  | BASINGSTOKE T1B & T2B | ST |  |  |  |  | 44.497 | 43.8465 | 43.2811 | 42.6554 | 41.9557 | 41.4727 | 40.662 | 39.6387 | 38.359 | 37.2421 | 35.8471 | 25.7809 | 18.1114 | 10.8165 | 51.9909 | 51.4607 | 50.9605 | 50.3687 | 49.6991 | 49.1547 | 48.3672 | 47.3672 | 46.1326 | 45.0672 | 43.6932 | 35.5726 | 27.7555 | 16.5972 | 45.0784 | 44.3348 | 43.6728 | 42.9579 | 42.1503 | 41.7279 | 40.9306 | 39.8569 | 38.5046 | 37.5249 | 36.0095 | 26.3305 | 19.9039 | 14.0291
|  | BASINGSTOKE T1B & T2B | FS |  |  |  |  | 44.6602 | 44.1265 | 43.5736 | 42.9409 | 42.2919 | 41.6021 | 41.1145 | 40.0702 | 38.8359 | 37.5292 | 36.1177 | 27.2406 | 18.6885 | 9.4132 | 52.0673 | 51.5805 | 51.1304 | 50.5645 | 49.9726 | 49.2626 | 48.7366 | 47.8365 | 46.709 | 45.4715 | 44.007 | 34.2153 | 21.8764 | 1.0778 | 45.2351 | 44.6598 | 44.0725 | 43.4007 | 42.6972 | 41.9577 | 41.5736 | 40.6014 | 39.4035 | 38.1073 | 36.7175 | 28.3292 | 20.774 | 12.7899
BRAMLEY (BASI) | BASINGSTOKE T3 & T4 | BASINGSTOKE T3 & T4 | MINIMUM HEADROOM | SU 65132 52712 | NO | YES | 13.627 | 63.0762 | 61.923 | 59.8179 | 57.8042 | 55.7229 | 52.8704 | 50.3364 | 46.4925 | 42.509 | 38.7044 | 35.5539 | 27.0509 | 21.965 | 18.2339 | 64.2156 | 63.5109 | 62.6069 | 61.6734 | 60.4669 | 58.8764 | 57.4246 | 54.9057 | 52.2737 | 50.1596 | 47.9573 | 38.6894 | 27.3184 | -0.24201 | 63.7334 | 62.9032 | 61.1652 | 59.3693 | 57.4959 | 54.8869 | 52.724 | 49.2762 | 45.6284 | 42.1305 | 39.2608 | 31.633 | 27.5078 | 24.2906
|  | BASINGSTOKE T3 & T4 | CT |  |  |  |  | 63.1876 | 62.0901 | 60.3334 | 58.6446 | 56.6263 | 54.2512 | 52.0138 | 48.0693 | 44.0498 | 40.7921 | 37.6627 | 27.3371 | 21.965 | 18.2339 | 64.2225 | 63.5109 | 62.6069 | 61.6734 | 60.4669 | 58.8764 | 57.4246 | 54.9057 | 52.2737 | 50.1596 | 47.9573 | 38.6894 | 29.8173 | 16.0335 | 63.8479 | 62.9684 | 61.5123 | 60.0047 | 58.1377 | 55.9727 | 54.058 | 50.5151 | 46.838 | 43.9744 | 41.1019 | 31.9243 | 27.5078 | 24.2906
|  | BASINGSTOKE T3 & T4 | LW |  |  |  |  | 63.0762 | 61.923 | 59.8179 | 57.8042 | 55.7229 | 52.8704 | 50.3364 | 46.4925 | 42.509 | 38.7044 | 35.5539 | 27.0509 | 24.0171 | 21.1895 | 64.2156 | 63.6777 | 62.8399 | 61.9427 | 61.0085 | 59.3959 | 58.0909 | 55.9908 | 53.7546 | 51.6164 | 49.8879 | 45.4827 | 44.1084 | 42.5117 | 63.7334 | 62.9032 | 61.1652 | 59.3693 | 57.4959 | 54.8869 | 52.724 | 49.2762 | 45.6284 | 42.1305 | 39.2608 | 31.633 | 29.0505 | 26.4508
|  | BASINGSTOKE T3 & T4 | ST |  |  |  |  | 63.5721 | 62.7771 | 61.8341 | 60.9835 | 60.0262 | 58.9096 | 57.6429 | 55.9782 | 54.1167 | 52.5269 | 50.5509 | 38.671 | 32.9684 | 29.5111 | 64.4488 | 63.985 | 63.4047 | 62.8145 | 62.1426 | 61.3008 | 60.3235 | 59.0085 | 57.5007 | 56.2559 | 54.5373 | 43.7803 | 35.2599 | 21.637 | 64.1806 | 63.6863 | 62.9645 | 62.2646 | 61.4468 | 60.487 | 59.3646 | 57.7693 | 55.9243 | 54.3018 | 52.0028 | 39.7483 | 34.5248 | 31.3946
|  | BASINGSTOKE T3 & T4 | FS |  |  |  |  | 63.8322 | 63.3131 | 62.5964 | 61.9805 | 61.2941 | 60.4626 | 59.5712 | 58.4178 | 57.076 | 55.5224 | 54.229 | 45.1672 | 36.7491 | 29.6368 | 64.5703 | 64.1747 | 63.6576 | 63.1327 | 62.5306 | 61.7839 | 60.8842 | 59.6377 | 58.1713 | 56.5639 | 55.0833 | 44.2296 | 27.3184 | -0.24201 | 64.3899 | 64.0622 | 63.5747 | 63.0934 | 62.4686 | 61.7222 | 60.922 | 59.9057 | 58.7204 | 57.3943 | 56.2234 | 46.9877 | 38.1077 | 31.2668
EAST CLAYDON GSP | BICESTER NORTH BSP | BICESTER NORTH BSP | MINIMUM HEADROOM | SP5972023735 | NO | YES | 97.984 | -37.5851 | -38.8347 | -40.9015 | -43.6127 | -45.6249 | -48.6968 | -51.8095 | -55.6981 | -59.9135 | -64.1306 | -67.8477 | -80.3449 | -87.1333 | -93.4944 | -31.12 | -31.8628 | -33.2041 | -35.1587 | -36.4212 | -38.5706 | -40.7599 | -43.3845 | -45.9305 | -48.6037 | -50.8378 | -61.0594 | -69.8979 | -90.1992 | -35.402 | -36.4716 | -38.3944 | -40.9642 | -43.0999 | -46.1487 | -49.0519 | -52.9328 | -56.7517 | -60.624 | -63.9884 | -75.2553 | -81.5796 | -87.628
|  | BICESTER NORTH BSP | CT |  |  |  |  | -37.3064 | -38.506 | -40.146 | -42.2401 | -44.1698 | -46.6618 | -49.4389 | -53.3853 | -57.432 | -61.0361 | -64.7573 | -79.1633 | -87.0161 | -93.3056 | -30.9725 | -31.7703 | -32.8481 | -34.3801 | -35.7382 | -37.5798 | -39.6342 | -42.6052 | -45.5575 | -48.1127 | -50.7006 | -61.0594 | -69.8979 | -82.504 | -35.1783 | -36.1954 | -37.6525 | -39.5595 | -41.5437 | -43.9775 | -46.4626 | -50.3673 | -54.2697 | -57.6342 | -61.0335 | -73.8126 | -80.7488 | -86.4683
|  | BICESTER NORTH BSP | LW |  |  |  |  | -37.5851 | -38.8347 | -40.9015 | -43.6127 | -45.6249 | -48.6968 | -51.8095 | -55.6981 | -59.9135 | -64.1306 | -67.8477 | -80.3449 | -87.1333 | -93.4944 | -31.12 | -31.8628 | -33.2041 | -35.1587 | -36.4212 | -38.5706 | -40.7599 | -43.3845 | -45.9305 | -48.6037 | -50.8378 | -58.0495 | -62.0254 | -66.0253 | -35.402 | -36.4716 | -38.3944 | -40.9642 | -43.0999 | -46.1487 | -49.0519 | -52.9328 | -56.7517 | -60.624 | -63.9884 | -75.2553 | -81.5796 | -87.628
|  | BICESTER NORTH BSP | ST |  |  |  |  | -36.9391 | -37.7605 | -39.029 | -40.5562 | -42.1028 | -43.6888 | -45.0145 | -47.2546 | -49.4383 | -51.8092 | -54.1574 | -67.1666 | -73.6705 | -79.2817 | -30.7378 | -31.2611 | -32.2543 | -33.5362 | -34.7221 | -36.022 | -37.184 | -39.2241 | -41.1294 | -43.2704 | -45.318 | -57.4139 | -65.5924 | -78.0923 | -34.8471 | -35.5365 | -36.7228 | -38.1476 | -39.5171 | -40.9065 | -42.0524 | -44.0677 | -45.9529 | -47.9798 | -50.1347 | -62.6077 | -69.1602 | -75.0242
|  | BICESTER NORTH BSP | FS |  |  |  |  | -36.5493 | -37.1111 | -37.8661 | -38.8894 | -39.8868 | -40.9857 | -42.0878 | -43.6518 | -44.8351 | -46.7079 | -48.3581 | -59.4822 | -67.718 | -75.5149 | -30.5578 | -30.999 | -31.6593 | -32.5806 | -33.4574 | -34.435 | -35.4833 | -37.0043 | -38.3428 | -40.2054 | -41.7629 | -53.4506 | -67.2547 | -90.1992 | -34.5158 | -34.9823 | -35.6415 | -36.5608 | -37.4222 | -38.3694 | -39.3216 | -40.726 | -41.7766 | -43.4259 | -44.797 | -55.1091 | -63.0102 | -70.7463
BOTLEY WOOD GSP | BOTLEY WOOD BSP | BOTLEY WOOD BSP | MINIMUM HEADROOM | SU 54073 09759 | NO | YES | 10.574 | 73.6916 | 72.7048 | 71.2188 | 69.4706 | 67.7384 | 65.9492 | 64.0356 | 61.3898 | 58.6749 | 56.1281 | 53.8346 | 46.6697 | 42.2853 | 39.1321 | 74.4173 | 73.901 | 73.2057 | 72.3663 | 71.3773 | 70.6278 | 69.545 | 68.0907 | 66.552 | 65.2412 | 63.6361 | 58.0179 | 52.39 | 36.737 | 73.923 | 73.1836 | 72.2515 | 71.0259 | 69.8365 | 68.3674 | 66.5673 | 64.0603 | 61.2504 | 58.5296 | 56.1114 | 49.5766 | 47.1446 | 44.9362
|  | BOTLEY WOOD BSP | CT |  |  |  |  | 73.9034 | 73.0165 | 71.6884 | 70.1691 | 68.4916 | 67.0208 | 65.2578 | 62.7639 | 60.2493 | 58.2284 | 56.0644 | 47.2522 | 42.2853 | 39.1321 | 74.4828 | 73.9166 | 73.2057 | 72.3663 | 71.3773 | 70.6278 | 69.545 | 68.0907 | 66.552 | 65.3372 | 63.9447 | 58.0179 | 52.39 | 44.366 | 74.1534 | 73.4329 | 72.5438 | 71.5005 | 70.22 | 69.2573 | 67.5513 | 65.1687 | 62.6128 | 60.6298 | 58.3751 | 50.6818 | 47.1446 | 44.9362
|  | BOTLEY WOOD BSP | LW |  |  |  |  | 73.6916 | 72.7048 | 71.2188 | 69.4706 | 67.7384 | 65.9492 | 64.0356 | 61.3898 | 58.6749 | 56.1281 | 53.8346 | 46.6697 | 43.5138 | 40.7078 | 74.4173 | 73.901 | 73.2329 | 72.3719 | 71.5272 | 70.6996 | 69.6669 | 68.3076 | 66.8221 | 65.2412 | 63.6361 | 59.6547 | 58.5069 | 57.3863 | 73.923 | 73.1836 | 72.2515 | 71.0259 | 69.8365 | 68.3674 | 66.5673 | 64.0603 | 61.2504 | 58.5296 | 56.1114 | 49.5766 | 47.336 | 45.333
|  | BOTLEY WOOD BSP | ST |  |  |  |  | 74.1582 | 73.5205 | 72.9243 | 72.1906 | 71.5439 | 70.7461 | 69.8334 | 69.16 | 68.1746 | 67.4641 | 66.4441 | 58.924 | 54.5012 | 50.9665 | 74.6263 | 74.2482 | 73.8542 | 73.3479 | 72.8618 | 72.2673 | 71.5768 | 71.0739 | 70.2522 | 69.4925 | 68.5049 | 61.0747 | 56.3588 | 48.537 | 74.3931 | 74.008 | 73.6011 | 73.0481 | 72.5132 | 71.7855 | 70.9155 | 70.2907 | 69.1494 | 67.9415 | 66.4871 | 58.5417 | 54.495 | 51.6406
|  | BOTLEY WOOD BSP | FS |  |  |  |  | 74.3244 | 73.815 | 73.3095 | 72.6249 | 72.0174 | 71.3344 | 70.5409 | 69.6238 | 68.6492 | 67.9799 | 66.9692 | 61.7191 | 56.6271 | 50.9345 | 74.6843 | 74.3341 | 73.9908 | 73.5132 | 73.0312 | 72.4976 | 71.829 | 71.048 | 70.1675 | 69.4991 | 68.5113 | 62.2834 | 52.6026 | 36.737 | 74.4937 | 74.1625 | 73.8612 | 73.3924 | 72.9538 | 72.4565 | 71.8262 | 71.0772 | 70.2129 | 69.6178 | 68.5853 | 62.5482 | 56.6918 | 51.6262
MANNINGTON GSP | BOURNEMOUTH | BOURNEMOUTH | MINIMUM HEADROOM | SZ 06265 92437 | NO | YES | 26.136 | -38.0709 | -40.5911 | -45.9554 | -51.6108 | -57.6534 | -65.4411 | -73.7349 | -84.3202 | -96.8582 | -109.1572 | -120.2047 | -155.1325 | -173.9884 | -186.6666 | -5.307 | -7.7079 | -10.4878 | -13.8356 | -18.1769 | -22.8447 | -28.1884 | -35.777 | -44.3213 | -50.8205 | -58.7596 | -93.166 | -126.9085 | -218.9806 | -27.0934 | -29.5329 | -33.6956 | -38.3953 | -43.487 | -50.4034 | -57.7439 | -67.1695 | -78.8202 | -90.4235 | -100.7496 | -131.9788 | -147.57 | -158.5541
|  | BOURNEMOUTH | CT |  |  |  |  | -37.8441 | -40.4964 | -44.6663 | -49.4542 | -55.3358 | -61.5498 | -68.474 | -79.3474 | -91.2026 | -100.4175 | -111.1231 | -154.9048 | -173.9884 | -186.6666 | -5.307 | -7.7079 | -10.4878 | -13.8356 | -18.1769 | -22.8447 | -28.1884 | -35.777 | -44.3213 | -50.8205 | -58.7596 | -93.166 | -121.3535 | -166.8445 | -26.948 | -29.5329 | -32.8935 | -36.9813 | -42.2098 | -47.6883 | -53.8352 | -63.716 | -74.8059 | -83.1893 | -93.2163 | -131.7505 | -147.57 | -158.5541
|  | BOURNEMOUTH | LW |  |  |  |  | -38.0709 | -40.5911 | -45.9554 | -51.6108 | -57.6534 | -65.4411 | -73.7349 | -84.3202 | -96.8582 | -109.1572 | -120.2047 | -155.1325 | -163.3075 | -174.4684 | -4.9668 | -6.7272 | -9.3867 | -12.3425 | -15.6161 | -20.3977 | -25.5533 | -31.5781 | -39.1754 | -46.7595 | -53.4658 | -71.9088 | -75.6664 | -82.2499 | -27.0934 | -29.463 | -33.6956 | -38.3953 | -43.487 | -50.4034 | -57.7439 | -67.1695 | -78.8202 | -90.4235 | -100.7496 | -131.9788 | -138.7226 | -148.8257
|  | BOURNEMOUTH | ST |  |  |  |  | -36.3138 | -37.6924 | -38.8531 | -40.3295 | -42.1108 | -43.9889 | -46.0348 | -49.0563 | -52.9371 | -57.519 | -62.467 | -92.622 | -107.6513 | -121.929 | -4.2024 | -5.6381 | -7.1233 | -8.9718 | -11.117 | -13.4281 | -15.9893 | -19.4256 | -23.6745 | -28.439 | -33.5697 | -66.0306 | -94.6371 | -137.8729 | -25.4171 | -26.6883 | -27.8291 | -29.3357 | -31.0976 | -32.911 | -34.8938 | -37.9387 | -41.8548 | -46.2601 | -50.9352 | -79.6057 | -93.064 | -105.1346
|  | BOURNEMOUTH | FS |  |  |  |  | -35.8765 | -36.8748 | -38.2413 | -39.7834 | -41.4499 | -43.3967 | -45.5565 | -47.885 | -51.2322 | -55.1887 | -59.4096 | -89.4421 | -119.3499 | -144.5566 | -4.0483 | -5.3575 | -6.9325 | -8.7815 | -10.841 | -13.2957 | -16.2836 | -19.4547 | -23.6794 | -28.5471 | -33.8235 | -71.348 | -126.9085 | -218.9806 | -25.0427 | -25.9713 | -27.1556 | -28.5201 | -30.02 | -31.7826 | -33.7709 | -35.6458 | -38.6308 | -42.2959 | -46.2721 | -73.8681 | -101.6717 | -123.6998
BRAMLEY (FLEE) | BRACKNELL MAIN | BRACKNELL MAIN | MINIMUM HEADROOM | SU 86026 69422 | NO | YES | 58.059 | -4.8373 | -6.0785 | -8.5685 | -11.0343 | -13.1495 | -16.4146 | -19.9515 | -25.0316 | -30.402 | -36.1794 | -41.369 | -56.2168 | -63.432 | -68.8392 | 4.194 | 3.1624 | 1.6593 | 0.25716 | -1.0479 | -3.2248 | -5.8425 | -9.2493 | -12.6329 | -15.652 | -18.7239 | -31.1304 | -41.8729 | -71.3245 | -3.641 | -4.8234 | -7.0185 | -9.2627 | -11.1093 | -14.2916 | -17.7558 | -22.5709 | -27.6545 | -32.9522 | -37.7602 | -51.2167 | -56.784 | -61.4002
|  | BRACKNELL MAIN | CT |  |  |  |  | -4.6211 | -5.8267 | -8.0468 | -10.128 | -12.0863 | -14.8244 | -17.998 | -22.7717 | -27.5786 | -31.8253 | -36.632 | -54.3231 | -63.432 | -68.8392 | 4.1951 | 3.1624 | 1.6593 | 0.25716 | -1.0479 | -3.2248 | -5.8425 | -9.2493 | -12.6329 | -15.3254 | -18.4744 | -31.1304 | -41.8729 | -56.8656 | -3.4413 | -4.6127 | -6.6156 | -8.5058 | -10.2544 | -12.9244 | -16.0463 | -20.5858 | -25.1512 | -28.908 | -33.3817 | -49.123 | -56.784 | -61.4002
|  | BRACKNELL MAIN | LW |  |  |  |  | -4.8373 | -6.0785 | -8.5685 | -11.0343 | -13.1495 | -16.4146 | -19.9515 | -25.0316 | -30.402 | -36.1794 | -41.369 | -56.2168 | -61.2318 | -65.2131 | 4.194 | 3.3139 | 1.907 | 0.50683 | -0.55984 | -2.8056 | -5.3327 | -8.5195 | -12.0379 | -15.652 | -18.7239 | -26.7629 | -29.124 | -31.3103 | -3.641 | -4.8234 | -7.0185 | -9.2627 | -11.1093 | -14.2916 | -17.7558 | -22.5709 | -27.6545 | -32.9522 | -37.7602 | -51.2167 | -55.6036 | -59.2099
|  | BRACKNELL MAIN | ST |  |  |  |  | -4.0452 | -4.687 | -5.4076 | -6.0209 | -6.6663 | -7.9027 | -9.5535 | -11.1403 | -13.0182 | -15.1804 | -17.8536 | -33.7837 | -43.0069 | -50.775 | 4.5916 | 3.9768 | 3.2202 | 2.5212 | 1.7505 | 0.31458 | -1.4112 | -2.9099 | -4.5234 | -6.5298 | -9.1054 | -23.3873 | -33.4703 | -47.9242 | -2.855 | -3.4486 | -4.1275 | -4.7309 | -5.3846 | -6.7169 | -8.5103 | -10.1385 | -12.1136 | -14.3182 | -17.0568 | -32.3385 | -40.4861 | -46.7679
|  | BRACKNELL MAIN | FS |  |  |  |  | -3.8183 | -4.3063 | -5.0324 | -5.6927 | -6.3911 | -7.4839 | -8.7816 | -10.3606 | -12.0574 | -13.4276 | -15.2769 | -27.9232 | -40.9213 | -52.7711 | 4.6982 | 4.1349 | 3.405 | 2.6939 | 1.9159 | 0.60141 | -1.0187 | -2.8771 | -4.8603 | -6.5773 | -8.6061 | -21.8612 | -40.833 | -71.3245 | -2.6495 | -3.1065 | -3.7622 | -4.3752 | -5.0288 | -6.1687 | -7.5346 | -9.1239 | -10.8249 | -12.1541 | -14.0469 | -26.0733 | -37.7477 | -48.2246
BRAMLEY (FLEE) | BRACKNELL RESERVE | BRACKNELL RESERVE | MINIMUM HEADROOM | SU 86026 69422 | NO | YES | 17.716 | 35.5057 | 34.2645 | 31.7745 | 29.3087 | 27.1935 | 23.9284 | 20.3915 | 15.3114 | 9.941 | 4.1636 | -1.026 | -15.8738 | -23.089 | -28.4962 | 44.537 | 43.5054 | 42.0023 | 40.6002 | 39.2951 | 37.1182 | 34.5005 | 31.0937 | 27.7101 | 24.691 | 21.6191 | 9.2126 | -1.5299 | -30.9815 | 36.702 | 35.5196 | 33.3245 | 31.0803 | 29.2337 | 26.0514 | 22.5872 | 17.7721 | 12.6885 | 7.3908 | 2.5828 | -10.8737 | -16.441 | -21.0572
|  | BRACKNELL RESERVE | CT |  |  |  |  | 35.7219 | 34.5163 | 32.2962 | 30.215 | 28.2567 | 25.5186 | 22.345 | 17.5713 | 12.7644 | 8.5177 | 3.711 | -13.9801 | -23.089 | -28.4962 | 44.5381 | 43.5054 | 42.0023 | 40.6002 | 39.2951 | 37.1182 | 34.5005 | 31.0937 | 27.7101 | 25.0176 | 21.8686 | 9.2126 | -1.5299 | -16.5226 | 36.9017 | 35.7303 | 33.7274 | 31.8372 | 30.0886 | 27.4186 | 24.2967 | 19.7572 | 15.1918 | 11.435 | 6.9613 | -8.78 | -16.441 | -21.0572
|  | BRACKNELL RESERVE | LW |  |  |  |  | 35.5057 | 34.2645 | 31.7745 | 29.3087 | 27.1935 | 23.9284 | 20.3915 | 15.3114 | 9.941 | 4.1636 | -1.026 | -15.8738 | -20.8888 | -24.8701 | 44.537 | 43.6569 | 42.25 | 40.8498 | 39.7832 | 37.5374 | 35.0103 | 31.8235 | 28.3051 | 24.691 | 21.6191 | 13.5801 | 11.219 | 9.0327 | 36.702 | 35.5196 | 33.3245 | 31.0803 | 29.2337 | 26.0514 | 22.5872 | 17.7721 | 12.6885 | 7.3908 | 2.5828 | -10.8737 | -15.2606 | -18.8669
|  | BRACKNELL RESERVE | ST |  |  |  |  | 36.2978 | 35.656 | 34.9354 | 34.3221 | 33.6767 | 32.4403 | 30.7895 | 29.2027 | 27.3248 | 25.1626 | 22.4894 | 6.5593 | -2.6639 | -10.432 | 44.9346 | 44.3198 | 43.5632 | 42.8642 | 42.0935 | 40.6576 | 38.9318 | 37.4331 | 35.8196 | 33.8132 | 31.2376 | 16.9557 | 6.8727 | -7.5812 | 37.488 | 36.8944 | 36.2155 | 35.6121 | 34.9584 | 33.6261 | 31.8327 | 30.2045 | 28.2294 | 26.0248 | 23.2862 | 8.0045 | -0.14305 | -6.4249
|  | BRACKNELL RESERVE | FS |  |  |  |  | 36.5247 | 36.0367 | 35.3106 | 34.6503 | 33.9519 | 32.8591 | 31.5614 | 29.9824 | 28.2856 | 26.9154 | 25.0661 | 12.4198 | -0.57831 | -12.4281 | 45.0412 | 44.4779 | 43.748 | 43.0369 | 42.2589 | 40.9444 | 39.3243 | 37.4659 | 35.4827 | 33.7657 | 31.7369 | 18.4818 | -0.49004 | -30.9815 | 37.6935 | 37.2365 | 36.5808 | 35.9678 | 35.3142 | 34.1743 | 32.8084 | 31.2191 | 29.5181 | 28.1889 | 26.2961 | 14.2697 | 2.5953 | -7.8816
BRAMLEY (FLEE) | BURGHFIELD MAIN | BURGHFIELD MAIN | MINIMUM HEADROOM | SU 69442 70509 | NO | YES | 18.626 | 19.4931 | 18.062 | 15.3653 | 12.1205 | 9.2753 | 4.861 | 0.2614 | -6.1273 | -13.3555 | -20.3424 | -26.4688 | -44.778 | -55.59 | -62.2652 | 29.3198 | 27.6689 | 25.7572 | 23.6 | 21.2239 | 18.4016 | 14.934 | 10.2996 | 5.164 | 1.2962 | -3.4189 | -23.5024 | -51.9372 | -113.9543 | 23.1055 | 21.8135 | 19.9579 | 17.3347 | 15.0097 | 11.1114 | 6.8777 | 1.2415 | -5.1996 | -11.7733 | -17.4177 | -33.7016 | -42.5218 | -48.154
|  | BURGHFIELD MAIN | CT |  |  |  |  | 19.6597 | 18.1367 | 15.6245 | 12.766 | 9.5927 | 5.9145 | 1.5447 | -4.7859 | -11.6162 | -16.7555 | -22.7636 | -44.6089 | -55.59 | -62.2652 | 29.3198 | 27.6689 | 25.7572 | 23.6 | 21.2239 | 18.4016 | 14.934 | 10.2996 | 5.164 | 1.2962 | -3.4189 | -23.5024 | -42.9359 | -73.4226 | 23.2901 | 21.8806 | 20.1168 | 17.9427 | 15.2841 | 12.0858 | 8.0626 | 2.5009 | -3.8158 | -8.5461 | -14.1739 | -33.5076 | -42.5218 | -48.154
|  | BURGHFIELD MAIN | LW |  |  |  |  | 19.4931 | 18.062 | 15.3653 | 12.1205 | 9.2753 | 4.861 | 0.2614 | -6.1273 | -13.3555 | -20.3424 | -26.4688 | -44.778 | -50.8775 | -56.6088 | 29.4571 | 28.2669 | 26.6868 | 24.7673 | 23.2888 | 20.5558 | 17.6418 | 13.8501 | 9.346 | 5.0081 | 1.4191 | -8.1142 | -10.7053 | -13.7504 | 23.1055 | 21.8135 | 19.9579 | 17.3347 | 15.0097 | 11.1114 | 6.8777 | 1.2415 | -5.1996 | -11.7733 | -17.4177 | -33.7016 | -38.7207 | -43.6937
|  | BURGHFIELD MAIN | ST |  |  |  |  | 20.6016 | 19.9209 | 19.0899 | 18.1769 | 17.2293 | 15.7336 | 13.964 | 12.3326 | 9.7348 | 6.4609 | 3.2461 | -17.7392 | -29.3685 | -39.0026 | 30.0081 | 29.08 | 27.8451 | 26.5558 | 25.3517 | 23.642 | 21.6577 | 19.7319 | 16.959 | 13.5263 | 10.0165 | -13.6807 | -34.9396 | -66.3555 | 24.1068 | 23.5286 | 22.6937 | 21.8073 | 21.1865 | 19.6977 | 17.8916 | 16.2752 | 13.7244 | 10.5219 | 7.1221 | -12.7921 | -22.5878 | -29.8954
|  | BURGHFIELD MAIN | FS |  |  |  |  | 20.7752 | 20.2088 | 19.3653 | 18.4249 | 17.5701 | 16.4784 | 15.4444 | 13.7241 | 11.7308 | 9.6876 | 7.0845 | -9.4585 | -25.1053 | -38.3383 | 30.0898 | 29.2172 | 28.0587 | 26.7593 | 25.4419 | 23.8463 | 22.1759 | 19.7964 | 17.0396 | 14.1289 | 10.6412 | -14.044 | -51.9372 | -113.9543 | 24.2575 | 23.7839 | 23.061 | 22.2146 | 21.4326 | 20.4748 | 19.8313 | 18.4834 | 16.6927 | 14.8998 | 12.4963 | -2.857 | -16.9692 | -28.3253
BRAMLEY (FLEE) | BURGHFIELD RESERVE | BURGHFIELD RESERVE | MINIMUM HEADROOM | SU 69442 70509 | NO | YES | 20.867 | 18.3347 | 16.5498 | 13.6481 | 10.1026 | 6.6262 | 1.7118 | -3.7214 | -10.4287 | -17.8475 | -26.0632 | -33.8996 | -58.2218 | -66.7009 | -69.9838 | 35.6876 | 34.4358 | 32.6178 | 30.3099 | 28.0531 | 24.6169 | 20.8483 | 16.3885 | 11.4515 | 5.8099 | 0.54089 | -18.2402 | -29.9322 | -42.0926 | 21.6698 | 19.9928 | 17.4528 | 14.2605 | 11.1616 | 6.6192 | 1.5823 | -4.6293 | -11.4922 | -19.2502 | -26.5738 | -49.0676 | -56.7213 | -59.5804
|  | BURGHFIELD RESERVE | CT |  |  |  |  | 20.8538 | 18.7909 | 16.053 | 13.2562 | 9.5349 | 5.5651 | 0.44438 | -6.1234 | -12.9349 | -19.3014 | -26.9069 | -54.545 | -65.645 | -69.502 | 37.5251 | 35.9319 | 34.0347 | 32.07 | 29.369 | 26.4393 | 22.6153 | 17.8753 | 12.9944 | 8.4096 | 2.7839 | -18.2402 | -29.9322 | -42.0926 | 24.1332 | 22.1803 | 19.7332 | 17.2089 | 13.7683 | 10.1253 | 5.3545 | -0.69095 | -6.8432 | -12.7555 | -19.9364 | -45.4084 | -55.366 | -58.6017
|  | BURGHFIELD RESERVE | LW |  |  |  |  | 18.3347 | 16.5498 | 13.6481 | 10.1026 | 6.6262 | 1.7118 | -3.7214 | -10.4287 | -17.8475 | -26.0632 | -33.8996 | -58.2218 | -66.7009 | -69.9838 | 35.6876 | 34.4358 | 32.6178 | 30.3099 | 28.0531 | 24.6169 | 20.8483 | 16.3885 | 11.4515 | 5.8099 | 0.54089 | -15.4546 | -20.5699 | -22.1632 | 21.6698 | 19.9928 | 17.4528 | 14.2605 | 11.1616 | 6.6192 | 1.5823 | -4.6293 | -11.4922 | -19.2502 | -26.5738 | -49.0676 | -56.7213 | -59.5804
|  | BURGHFIELD RESERVE | ST |  |  |  |  | 25.5027 | 24.3572 | 22.7766 | 21.0675 | 18.9735 | 16.419 | 13.2474 | 9.2761 | 4.6235 | -0.88577 | -6.9122 | -40.693 | -54.5645 | -59.6473 | 41.0146 | 40.0847 | 38.807 | 37.428 | 35.713 | 33.6373 | 31.0685 | 27.7976 | 23.9419 | 19.4329 | 14.4797 | -13.5486 | -27.8866 | -39.7489 | 28.6136 | 27.5673 | 26.1089 | 24.5286 | 22.5725 | 20.1706 | 17.1855 | 13.36 | 8.8965 | 3.6251 | -2.1587 | -33.9593 | -46.5422 | -50.6448
|  | BURGHFIELD RESERVE | FS |  |  |  |  | 30.3103 | 29.7063 | 28.8454 | 27.8658 | 26.724 | 25.3878 | 23.7505 | 21.6039 | 19.1778 | 16.1172 | 12.7173 | -9.2693 | -34.1227 | -51.0646 | 44.6384 | 44.0725 | 43.2948 | 42.4042 | 41.3678 | 40.1324 | 38.5843 | 36.6322 | 34.4196 | 31.6946 | 28.6066 | 7.9502 | -19.5127 | -51.6519 | 33.2119 | 32.6672 | 31.8683 | 30.9579 | 29.8979 | 28.6409 | 27.1038 | 25.1387 | 22.8925 | 20.0296 | 16.8152 | -3.5043 | -26.6569 | -42.2005
BRAMLEY (FLEE) | CAMBERLEY MAIN | CAMBERLEY MAIN | MINIMUM HEADROOM | SU 86530 59483 | NO | YES | 8.77 | 30.3749 | 28.812 | 25.6756 | 21.0487 | 17.3411 | 12.9015 | 7.9247 | 1.1125 | -6.2105 | -13.611 | -20.0722 | -41.7367 | -54.0533 | -64.5071 | 44.6977 | 43.5584 | 41.9004 | 39.3143 | 37.2958 | 34.5432 | 31.3764 | 27.5691 | 23.3426 | 18.983 | 15.4088 | -4.548 | -23.8373 | -71.3171 | 32.8825 | 31.2894 | 28.3284 | 24.2589 | 20.8203 | 16.5951 | 11.7817 | 5.4393 | -1.403 | -8.3547 | -14.2954 | -34.1191 | -45.2156 | -56.0991
|  | CAMBERLEY MAIN | CT |  |  |  |  | 30.6767 | 29.3185 | 26.9692 | 23.1745 | 19.6588 | 16.3867 | 12.2992 | 6.2646 | -0.44408 | -5.9801 | -12.2032 | -37.9999 | -54.0533 | -64.5071 | 44.6995 | 43.5584 | 42.265 | 40.1047 | 37.8956 | 35.6609 | 32.706 | 28.6866 | 23.9225 | 20.0599 | 15.5093 | -4.548 | -23.8373 | -50.9652 | 33.1799 | 31.7894 | 29.6505 | 26.491 | 23.2448 | 20.2837 | 16.4377 | 10.8282 | 4.4535 | -0.67184 | -6.5314 | -29.3946 | -43.1408 | -52.7143
|  | CAMBERLEY MAIN | LW |  |  |  |  | 30.3749 | 28.812 | 25.6756 | 21.0487 | 17.3411 | 12.9015 | 7.9247 | 1.1125 | -6.2105 | -13.611 | -20.0722 | -41.7367 | -53.3509 | -64.2263 | 44.6977 | 43.6148 | 41.9004 | 39.3143 | 37.2958 | 34.5432 | 31.3764 | 27.5691 | 23.3426 | 18.983 | 15.4088 | 3.4204 | -4.4103 | -12.6702 | 32.8825 | 31.2894 | 28.3284 | 24.2589 | 20.8203 | 16.5951 | 11.7817 | 5.4393 | -1.403 | -8.3547 | -14.2954 | -34.1191 | -45.2156 | -56.0991
|  | CAMBERLEY MAIN | ST |  |  |  |  | 31.5102 | 30.8817 | 30.0184 | 27.6469 | 26.3203 | 25.6409 | 24.209 | 22.2785 | 19.9813 | 17.0689 | 14.4413 | -5.8969 | -19.7963 | -33.0257 | 45.1877 | 44.522 | 43.289 | 41.2545 | 39.8841 | 39.0967 | 37.6954 | 35.7651 | 33.536 | 30.6831 | 28.1637 | 7.7498 | -12.6946 | -41.4754 | 33.9938 | 33.3574 | 32.2202 | 30.1247 | 28.8076 | 28.1899 | 26.7792 | 24.8117 | 22.4591 | 19.4921 | 16.9391 | -2.8865 | -15.9681 | -27.7539
|  | CAMBERLEY MAIN | FS |  |  |  |  | 31.5387 | 31.0187 | 30.5574 | 28.3919 | 27.2299 | 26.0314 | 24.9879 | 23.5073 | 21.3961 | 19.2456 | 16.9533 | 2.2162 | -13.0399 | -28.851 | 45.1911 | 44.5542 | 43.9157 | 42.2621 | 41.0719 | 39.7863 | 38.3366 | 36.4056 | 33.7926 | 31.0822 | 28.2348 | 8.742 | -20.8111 | -71.3171 | 34.0333 | 33.4992 | 32.9542 | 31.2292 | 30.134 | 28.9867 | 28.0252 | 26.6371 | 24.5979 | 22.5341 | 20.3572 | 6.6019 | -6.7745 | -21.2701
BRAMLEY (FLEE) | CAMBERLEY RESERVE | CAMBERLEY RESERVE | MINIMUM HEADROOM | SU 86530 59483 | NO | YES | 24.715 | 7.1619 | 5.6072 | 2.8094 | -0.32355 | -3.43 | -7.5989 | -12.9633 | -19.6286 | -26.628 | -33.5629 | -39.8497 | -57.2221 | -66.8152 | -72.1594 | 20.7377 | 19.6434 | 18.0266 | 16.0162 | 14.2821 | 11.5567 | 8.245 | 3.9085 | -0.6512 | -4.0548 | -8.2012 | -23.4821 | -37.2895 | -74.6333 | 11.1988 | 9.8122 | 7.2631 | 4.3013 | 1.4568 | -2.1495 | -6.8909 | -12.8568 | -19.3564 | -25.8014 | -31.6003 | -47.2647 | -54.9325 | -59.5132
|  | CAMBERLEY RESERVE | CT |  |  |  |  | 7.5666 | 6.0545 | 3.4913 | 0.47963 | -2.2176 | -6.1936 | -10.8613 | -17.3634 | -24.1017 | -29.2 | -35.3196 | -57.1047 | -66.8152 | -72.1594 | 20.8291 | 19.6434 | 18.0266 | 16.0162 | 14.2821 | 11.5567 | 8.245 | 3.9085 | -0.6512 | -4.0034 | -8.1428 | -23.4821 | -35.7214 | -53.8199 | 11.5546 | 10.181 | 7.8775 | 5.0994 | 2.7421 | -0.75159 | -4.9335 | -10.9122 | -17.1645 | -21.8352 | -27.4758 | -46.7744 | -54.9325 | -59.5132
|  | CAMBERLEY RESERVE | LW |  |  |  |  | 7.1619 | 5.6072 | 2.8094 | -0.32355 | -3.43 | -7.5989 | -12.9633 | -19.6286 | -26.628 | -33.5629 | -39.8497 | -57.2221 | -62.3598 | -66.6887 | 20.7377 | 19.7635 | 18.2355 | 16.4277 | 14.7187 | 12.2588 | 8.8124 | 4.847 | 0.58346 | -4.0548 | -8.2012 | -18.1444 | -20.1972 | -22.1441 | 11.1988 | 9.8122 | 7.2631 | 4.3013 | 1.4568 | -2.1495 | -6.8909 | -12.8568 | -19.3564 | -25.8014 | -31.6003 | -47.2647 | -51.7109 | -55.6279
|  | CAMBERLEY RESERVE | ST |  |  |  |  | 8.2944 | 7.4768 | 6.4765 | 5.0694 | 3.6954 | 1.6713 | -0.38544 | -2.8993 | -6.0442 | -9.3897 | -13.5355 | -39.9806 | -50.7657 | -57.746 | 21.2553 | 20.5527 | 19.6678 | 18.4421 | 17.3181 | 15.6097 | 13.6238 | 11.3932 | 8.6103 | 5.6914 | 2.1423 | -18.4597 | -30.9871 | -47.871 | 12.2303 | 11.5266 | 10.7007 | 9.4957 | 8.3917 | 6.5418 | 4.541 | 2.2587 | -0.7568 | -3.8661 | -7.7364 | -31.8499 | -42.2566 | -48.5242
|  | CAMBERLEY RESERVE | FS |  |  |  |  | 8.5119 | 7.9376 | 7.0546 | 5.9225 | 4.8941 | 3.3471 | 1.5341 | -0.90156 | -3.0003 | -5.5364 | -8.2443 | -27.1415 | -44.744 | -58.9826 | 21.3677 | 20.7885 | 19.9716 | 18.879 | 17.8312 | 16.2741 | 14.4615 | 12.131 | 9.9501 | 7.5867 | 5.0967 | -13.7397 | -37.2895 | -74.6333 | 12.4112 | 11.9111 | 11.1229 | 10.0752 | 9.1608 | 7.7311 | 6.1881 | 4.1116 | 2.2442 | -0.067853 | -2.4997 | -20.0368 | -35.8664 | -49.3226
IVER 132KV | CHALVEY BSP | CHALVEY BSP | MINIMUM HEADROOM | SU 96669 79364 | NO | YES | 34.464 | 23.6956 | 21.4218 | 18.2009 | 14.2261 | 10.4595 | 4.9347 | -1.3115 | -7.6564 | -13.6828 | -19.3306 | -24.3128 | -40.2834 | -48.259 | -53.4173 | 35.0471 | 33.7926 | 32.6072 | 30.9243 | 28.8504 | 24.7027 | 19.7005 | 14.6935 | 9.9673 | 6.3573 | 2.4612 | -12.4094 | -23.2733 | -49.837 | 27.1664 | 25.2468 | 22.8055 | 19.6292 | 16.5391 | 11.1706 | 4.9796 | -1.2768 | -7.2734 | -12.8437 | -17.6764 | -32.8045 | -40.0633 | -44.8278
|  | CHALVEY BSP | CT |  |  |  |  | 23.9203 | 21.8421 | 19.191 | 15.8812 | 12.4992 | 7.4451 | 1.5112 | -4.9867 | -11.0263 | -15.7275 | -20.7324 | -39.4417 | -48.259 | -53.4173 | 35.0471 | 33.7926 | 32.6072 | 30.9243 | 28.8504 | 24.7027 | 19.7005 | 14.6935 | 9.9673 | 6.3573 | 2.4612 | -12.4094 | -23.2733 | -38.1225 | 27.3103 | 25.4936 | 23.4449 | 20.7633 | 17.9475 | 13.1101 | 7.15 | 0.69937 | -5.3258 | -9.9329 | -14.8516 | -32.3336 | -40.0633 | -44.8278
|  | CHALVEY BSP | LW |  |  |  |  | 23.6956 | 21.4218 | 18.2009 | 14.2261 | 10.4595 | 4.9347 | -1.3115 | -7.6564 | -13.6828 | -19.3306 | -24.3128 | -40.2834 | -45.4476 | -49.4385 | 35.0499 | 33.8883 | 32.6664 | 30.9596 | 28.9419 | 24.9035 | 20.0643 | 15.5879 | 11.305 | 7.3948 | 4.0362 | -6.1419 | -9.2262 | -11.8907 | 27.1664 | 25.2468 | 22.8055 | 19.6292 | 16.5391 | 11.1706 | 4.9796 | -1.2768 | -7.2734 | -12.8437 | -17.6764 | -32.8045 | -37.6369 | -41.6328
|  | CHALVEY BSP | ST |  |  |  |  | 24.5973 | 23.1529 | 21.7658 | 20.0717 | 18.5521 | 16.0967 | 13.0266 | 10.3658 | 7.8205 | 5.2271 | 2.6703 | -14.0356 | -21.7825 | -28.2062 | 35.4099 | 34.5838 | 33.7612 | 32.722 | 31.7089 | 29.2693 | 25.9883 | 23.1702 | 20.3707 | 17.5498 | 14.6705 | -0.039411 | -11.328 | -26.8668 | 27.9552 | 26.7528 | 25.6385 | 24.2654 | 22.9966 | 20.5428 | 17.3273 | 14.5089 | 11.8231 | 9.1292 | 6.4129 | -10.8156 | -19.8132 | -24.9143
|  | CHALVEY BSP | FS |  |  |  |  | 25.1537 | 24.1868 | 23.0432 | 21.5754 | 20.1962 | 17.649 | 15.2361 | 12.4345 | 9.9137 | 7.5047 | 4.9433 | -9.2778 | -21.0091 | -31.3916 | 35.6869 | 35.0343 | 34.3494 | 33.4436 | 32.5365 | 30.058 | 27.2323 | 24.1003 | 21.2172 | 18.6036 | 15.7776 | -0.30956 | -19.9318 | -49.837 | 28.3976 | 27.5751 | 26.6764 | 25.5076 | 24.3907 | 21.7791 | 19.3384 | 16.4727 | 13.9248 | 11.5428 | 9.0761 | -4.4629 | -15.624 | -26.8594
LOVEDEAN GSP | CHICHESTER & HUNSTON | CHICHESTER & HUNSTON | MINIMUM HEADROOM | SU 92282 07416 | NO | YES | 59.159 | -42.2546 | -46.8329 | -55.0552 | -63.4839 | -71.1898 | -82.8774 | -95.4388 | -111.0288 | -128.7364 | -146.249 | -161.6499 | -215.695 | -248.5341 | -275.2024 | -7.76 | -10.655 | -15.1905 | -20.1249 | -24.0995 | -30.6967 | -37.8622 | -45.4717 | -54.6951 | -63.9651 | -72.8628 | -113.8358 | -150.2005 | -221.3146 | -35.9162 | -39.8018 | -47.1959 | -54.7718 | -61.7143 | -72.4495 | -84.0352 | -97.9237 | -113.8207 | -129.5759 | -143.1123 | -189.6187 | -215.85 | -238.7393
|  | CHICHESTER & HUNSTON | CT |  |  |  |  | -41.7705 | -45.9253 | -52.6757 | -59.2053 | -66.3354 | -75.2915 | -86.1845 | -101.1556 | -118.316 | -132.9479 | -148.4361 | -210.4495 | -248.5341 | -275.2024 | -7.747 | -10.655 | -14.7729 | -18.8485 | -23.3696 | -29.104 | -35.895 | -44.2097 | -54.5619 | -63.1124 | -72.8628 | -113.8358 | -150.2005 | -198.243 | -35.5271 | -39.0516 | -45.0457 | -50.811 | -57.1154 | -65.3637 | -75.2744 | -88.6662 | -104.2094 | -116.9273 | -130.8582 | -183.8206 | -215.85 | -238.7393
|  | CHICHESTER & HUNSTON | LW |  |  |  |  | -42.2546 | -46.8329 | -55.0552 | -63.4839 | -71.1898 | -82.8774 | -95.4388 | -111.0288 | -128.7364 | -146.249 | -161.6499 | -215.695 | -244.4 | -271.1337 | -7.76 | -10.5429 | -15.1905 | -20.1249 | -24.0995 | -30.6967 | -37.8622 | -45.4717 | -54.6951 | -63.9651 | -71.8068 | -98.4859 | -114.2633 | -130.4872 | -35.9162 | -39.8018 | -47.1959 | -54.7718 | -61.7143 | -72.4495 | -84.0352 | -97.9237 | -113.8207 | -129.5759 | -143.1123 | -189.6187 | -214.569 | -238.5858
|  | CHICHESTER & HUNSTON | ST |  |  |  |  | -40.2943 | -43.088 | -46.8797 | -50.7347 | -54.592 | -57.8764 | -61.9234 | -66.9981 | -73.555 | -80.14 | -87.054 | -130.6783 | -162.9448 | -192.1638 | -6.7724 | -8.6941 | -11.7294 | -14.8009 | -17.9489 | -20.7368 | -23.7717 | -28.0068 | -33.4402 | -38.9455 | -44.6264 | -83.3704 | -119.9318 | -169.6165 | -34.1744 | -36.3245 | -39.7955 | -43.3612 | -46.9561 | -49.9373 | -53.6162 | -58.2824 | -64.4383 | -70.7273 | -77.6158 | -120.1938 | -148.7609 | -174.3252
|  | CHICHESTER & HUNSTON | FS |  |  |  |  | -39.4374 | -41.4637 | -44.1294 | -46.9657 | -49.8236 | -53.0264 | -55.8397 | -60.4077 | -64.7613 | -70.9064 | -77.1452 | -113.533 | -148.905 | -184.2287 | -6.3685 | -7.9713 | -10.0749 | -12.4095 | -14.9064 | -17.9582 | -21.1699 | -25.6365 | -29.9105 | -35.7905 | -41.9027 | -80.2061 | -134.5474 | -221.3146 | -33.4723 | -35.0522 | -37.1894 | -39.6898 | -42.2634 | -45.1969 | -47.6742 | -51.8579 | -55.7685 | -61.3556 | -66.9881 | -101.401 | -133.6324 | -164.9841
CHICKERELL GSP | CHICKERELL BSP | CHICKERELL BSP | MINIMUM HEADROOM | SY 65479 80511 | NO | YES | 18.756 | 4.0602 | 1.2194 | -5.4963 | -12.0575 | -18.5341 | -25.8164 | -34.0739 | -43.5477 | -53.9945 | -64.7015 | -74.3282 | -109.6974 | -129.5916 | -147.3666 | 18.1212 | 16.0565 | 11.9946 | 7.9013 | 4.0118 | -1.0317 | -6.9677 | -12.4792 | -18.9568 | -25.7657 | -31.6493 | -53.2714 | -72.8674 | -98.3981 | 8.1509 | 5.5088 | -0.42233 | -6.2945 | -12.0986 | -18.8278 | -26.778 | -35.4268 | -45.0435 | -55.0066 | -63.8244 | -96.07 | -115.3325 | -133.8542
|  | CHICKERELL BSP | CT |  |  |  |  | 4.4211 | 1.7917 | -3.1247 | -7.7489 | -13.2294 | -18.5846 | -24.9368 | -34.1238 | -44.5807 | -53.4821 | -63.2085 | -104.4576 | -128.9674 | -145.3846 | 18.3006 | 16.2905 | 13.4196 | 10.664 | 6.9757 | 3.3614 | -1.2464 | -7.1294 | -14.5041 | -20.3343 | -27.2055 | -53.2714 | -72.8674 | -98.3981 | 8.4944 | 6.097 | 1.9304 | -2.0141 | -6.8375 | -11.657 | -17.5807 | -26.0084 | -35.8553 | -43.9718 | -53.1064 | -89.875 | -111.4882 | -127.2136
|  | CHICKERELL BSP | LW |  |  |  |  | 4.0602 | 1.2194 | -5.4963 | -12.0575 | -18.5341 | -25.8164 | -34.0739 | -43.5477 | -53.9945 | -64.7015 | -74.3282 | -109.6974 | -129.5916 | -147.3666 | 18.1212 | 16.0565 | 11.9946 | 7.9013 | 4.0118 | -1.0317 | -6.9677 | -12.4792 | -18.9568 | -25.7657 | -31.6493 | -52.2054 | -65.9478 | -80.0726 | 8.1509 | 5.5088 | -0.42233 | -6.2945 | -12.0986 | -18.8278 | -26.778 | -35.4268 | -45.0435 | -55.0066 | -63.8244 | -96.07 | -115.3325 | -133.8542
|  | CHICKERELL BSP | ST |  |  |  |  | 5.4165 | 3.7355 | 0.30911 | -2.7406 | -5.6801 | -8.5047 | -11.4239 | -15.4179 | -19.867 | -25.0314 | -30.154 | -64.9071 | -87.8032 | -106.3522 | 19.0529 | 17.8454 | 14.8611 | 12.2085 | 9.633 | 7.2407 | 4.7644 | 1.2276 | -2.7586 | -7.276 | -11.6179 | -41.4665 | -63.6402 | -88.0283 | 9.484 | 8.0242 | 4.8037 | 1.9731 | -0.67845 | -3.1837 | -5.6188 | -9.1631 | -13.5694 | -18.7046 | -23.7007 | -57.4863 | -79.243 | -97.0179
|  | CHICKERELL BSP | FS |  |  |  |  | 6.2264 | 5.053 | 3.1616 | 1.2483 | -0.88599 | -2.9525 | -5.2494 | -8.3308 | -12.0599 | -15.7803 | -19.7598 | -46.0683 | -71.2697 | -94.4856 | 19.4317 | 18.4675 | 16.9768 | 15.4024 | 13.5699 | 11.695 | 9.4344 | 6.6466 | 3.2575 | -0.11944 | -3.8065 | -27.1163 | -54.7782 | -97.6426 | 10.1129 | 9.0872 | 7.4699 | 5.8084 | 3.9099 | 2.041 | -0.11342 | -2.8507 | -6.2934 | -9.6358 | -13.2721 | -37.1946 | -60.0005 | -81.4971
MELKSHAM GSP | CHIPPENHAM | CHIPPENHAM | MINIMUM HEADROOM | ST 92629 74275 | NO | YES | 101.725 | -77.0325 | -79.5148 | -83.9088 | -89.0231 | -93.7941 | -99.5961 | -106.8892 | -115.4665 | -124.7107 | -134.5749 | -143.7713 | -174.1347 | -188.3745 | -197.8361 | -54.6617 | -56.2498 | -58.6527 | -61.3439 | -63.8204 | -67.0329 | -71.5065 | -76.3838 | -81.9435 | -87.961 | -93.3408 | -113.348 | -127.2437 | -149.8339 | -70.9844 | -73.4266 | -77.4922 | -82.159 | -86.3799 | -91.6348 | -98.4187 | -106.1986 | -114.6388 | -123.7304 | -132.0031 | -158.3762 | -169.5399 | -177.4445
|  | CHIPPENHAM | CT |  |  |  |  | -75.7877 | -78.4075 | -82.2875 | -86.4759 | -90.8273 | -95.6873 | -102.254 | -110.5594 | -119.1205 | -126.8743 | -135.7541 | -170.7882 | -188.3745 | -197.8361 | -53.741 | -55.5532 | -57.9096 | -60.3015 | -62.8833 | -65.8005 | -70.1892 | -75.3633 | -80.8687 | -85.6974 | -91.5051 | -113.348 | -127.2437 | -143.115 | -69.805 | -72.3722 | -76.0343 | -79.8606 | -83.7698 | -88.1665 | -94.3023 | -101.8797 | -109.6892 | -116.6446 | -124.79 | -155.063 | -169.5399 | -177.4445
|  | CHIPPENHAM | LW |  |  |  |  | -77.0325 | -79.5148 | -83.9088 | -89.0231 | -93.7941 | -99.5961 | -106.8892 | -115.4665 | -124.7107 | -134.5749 | -143.7713 | -174.1347 | -186.5636 | -194.9068 | -54.6617 | -56.2498 | -58.6527 | -61.3439 | -63.8204 | -67.0329 | -71.5065 | -76.3838 | -81.9435 | -87.961 | -93.3408 | -109.5967 | -115.4297 | -119.3323 | -70.9844 | -73.4266 | -77.4922 | -82.159 | -86.3799 | -91.6348 | -98.4187 | -106.1986 | -114.6388 | -123.7304 | -132.0031 | -158.3762 | -168.7249 | -175.8482
|  | CHIPPENHAM | ST |  |  |  |  | -72.9702 | -74.5034 | -76.7445 | -79.0016 | -81.5311 | -84.5394 | -87.784 | -91.3268 | -95.9503 | -101.6199 | -107.8669 | -139.6776 | -155.8432 | -166.4442 | -51.6744 | -52.7357 | -54.3146 | -55.8768 | -57.5981 | -59.6887 | -62.0307 | -64.681 | -68.2036 | -72.6442 | -77.5692 | -102.984 | -116.7839 | -132.1726 | -66.9025 | -68.4091 | -70.4861 | -72.6452 | -74.9738 | -77.8204 | -80.796 | -84.0714 | -88.0966 | -93.2703 | -98.9335 | -127.2697 | -141.4569 | -150.9023
|  | CHIPPENHAM | FS |  |  |  |  | -70.1054 | -71.0559 | -72.4007 | -73.8149 | -75.3122 | -77.0974 | -79.2008 | -82.1341 | -85.2069 | -88.2697 | -92.1858 | -117.063 | -142.8495 | -162.016 | -49.6667 | -50.4046 | -51.4646 | -52.5869 | -53.7603 | -55.1182 | -56.7851 | -58.9686 | -61.4258 | -63.9059 | -67.1664 | -88.7475 | -115.8645 | -149.8339 | -64.1984 | -65.1785 | -66.4612 | -67.8652 | -69.3155 | -70.9367 | -72.8534 | -75.5152 | -78.2371 | -81.0057 | -84.6356 | -107.538 | -130.136 | -146.7465
MANNINGTON GSP | CHRISTCHURCH BSP | CHRISTCHURCH BSP | MINIMUM HEADROOM | SZ 15716 93165 | NO | YES | 30.347 | 20.2726 | 18.4388 | 14.1366 | 10.2437 | 6.0928 | 1.3185 | -3.6801 | -10.6435 | -18.0762 | -25.6839 | -32.4385 | -55.9223 | -70.1811 | -81.0078 | 36.1525 | 34.7392 | 32.4243 | 30.2015 | 27.8323 | 24.9255 | 21.5571 | 17.5931 | 13.3151 | 8.8203 | 5.142 | -14.909 | -32.6063 | -68.5137 | 24.8138 | 23.1119 | 19.31 | 15.91 | 12.259 | 7.995 | 3.2246 | -2.9603 | -9.7844 | -16.8906 | -23.0455 | -44.5896 | -56.5505 | -66.9554
|  | CHRISTCHURCH BSP | CT |  |  |  |  | 20.4853 | 18.8318 | 15.4578 | 12.5889 | 9.1227 | 5.2889 | 1.1707 | -5.1885 | -12.2751 | -18.162 | -24.8349 | -53.6877 | -70.1811 | -81.0078 | 36.1525 | 34.7392 | 32.6594 | 30.9414 | 28.7204 | 26.1217 | 23.0793 | 18.8902 | 13.9301 | 10.0383 | 5.3209 | -14.909 | -32.6063 | -56.665 | 24.9978 | 23.4644 | 20.5733 | 18.2274 | 15.3121 | 11.9918 | 8.1862 | 2.5688 | -4.129 | -9.5501 | -15.8517 | -41.8285 | -56.5505 | -66.7982
|  | CHRISTCHURCH BSP | LW |  |  |  |  | 20.2726 | 18.4388 | 14.1366 | 10.2437 | 6.0928 | 1.3185 | -3.6801 | -10.6435 | -18.0762 | -25.6839 | -32.4385 | -55.9223 | -66.9732 | -78.2367 | 36.2673 | 34.9604 | 32.4243 | 30.2015 | 27.8323 | 24.9255 | 21.5571 | 17.5931 | 13.3151 | 8.8203 | 5.142 | -7.5329 | -15.3471 | -24.237 | 24.8138 | 23.1119 | 19.31 | 15.91 | 12.259 | 7.995 | 3.2246 | -2.9603 | -9.7844 | -16.8906 | -23.0455 | -44.5896 | -55.49 | -66.9554
|  | CHRISTCHURCH BSP | ST |  |  |  |  | 21.4244 | 20.444 | 18.961 | 17.5055 | 16.1995 | 14.8288 | 14.1823 | 12.4213 | 10.651 | 8.1688 | 6.0409 | -12.6068 | -25.908 | -40.0489 | 36.8422 | 35.9589 | 34.2913 | 32.6978 | 31.2428 | 29.7887 | 28.8224 | 26.8309 | 24.804 | 22.1096 | 19.7466 | 0.97861 | -16.8785 | -42.3575 | 25.8889 | 25.0333 | 23.5035 | 22.0305 | 20.7688 | 19.5009 | 18.9188 | 17.137 | 15.4278 | 12.9304 | 10.6916 | -7.2042 | -19.7323 | -32.2586
|  | CHRISTCHURCH BSP | FS |  |  |  |  | 21.6334 | 20.8772 | 19.7064 | 18.5444 | 17.3169 | 16.036 | 14.6969 | 13.2802 | 11.0421 | 8.8265 | 6.4226 | -9.8571 | -26.0473 | -42.7003 | 36.9203 | 36.1203 | 35.0218 | 33.8738 | 32.5935 | 31.2156 | 29.5485 | 27.8615 | 25.39 | 22.9017 | 20.2445 | 1.8496 | -24.5203 | -68.5137 | 26.0661 | 25.4122 | 24.4063 | 23.3943 | 22.3036 | 21.1763 | 19.9202 | 18.7135 | 16.6767 | 14.7217 | 12.59 | -2.1181 | -16.5997 | -31.5762
IVER 132KV | CIPPENHAM | CIPPENHAM | MINIMUM HEADROOM | SU 96266 79634 | NO | YES | 4.275 | 80.1726 | 79.7236 | 78.5598 | 77.4691 | 76.1033 | 74.402 | 72.5253 | 69.9174 | 67.0292 | 64.2887 | 61.822 | 53.7635 | 50.2728 | 46.993 | 84.5309 | 84.339 | 83.9937 | 83.7074 | 83.1643 | 82.1653 | 81.024 | 79.5839 | 77.8307 | 76.159 | 74.7423 | 69.5261 | 64.7446 | 53.9497 | 81.0705 | 80.5805 | 79.5639 | 78.7237 | 77.5458 | 75.9395 | 74.1219 | 71.6764 | 68.8943 | 66.2796 | 63.9859 | 56.9117 | 54.7363 | 52.114
|  | CIPPENHAM | CT |  |  |  |  | 80.3076 | 79.8758 | 78.9187 | 78.1484 | 76.956 | 75.713 | 74.2006 | 71.8287 | 69.305 | 67.3366 | 65.1786 | 55.5296 | 50.2728 | 46.993 | 84.5692 | 84.339 | 83.9937 | 83.7517 | 83.1742 | 82.3587 | 81.304 | 79.8564 | 78.2587 | 77.0614 | 75.5892 | 69.5261 | 64.7446 | 58.3246 | 81.2171 | 80.7328 | 79.8585 | 79.3045 | 78.2103 | 77.0714 | 75.5921 | 73.444 | 71.0436 | 69.2632 | 67.2046 | 59.0321 | 54.9016 | 52.114
|  | CIPPENHAM | LW |  |  |  |  | 80.1726 | 79.7236 | 78.5598 | 77.4691 | 76.1033 | 74.402 | 72.5253 | 69.9174 | 67.0292 | 64.2887 | 61.822 | 53.7635 | 51.0822 | 48.3818 | 84.5309 | 84.34 | 83.9993 | 83.7074 | 83.1643 | 82.1653 | 81.024 | 79.5839 | 77.8307 | 76.159 | 74.7423 | 70.765 | 69.6544 | 68.1002 | 81.0705 | 80.5805 | 79.5639 | 78.7237 | 77.5458 | 75.9395 | 74.1219 | 71.6764 | 68.8943 | 66.2796 | 63.9859 | 56.9117 | 54.7363 | 52.2754
|  | CIPPENHAM | ST |  |  |  |  | 80.5526 | 80.3156 | 80.1619 | 79.8762 | 79.5276 | 79.1085 | 78.928 | 78.3566 | 77.6457 | 76.8527 | 75.9797 | 69.4201 | 65.854 | 61.4205 | 84.6733 | 84.5414 | 84.4236 | 84.2353 | 84.0053 | 83.7253 | 83.5512 | 83.1116 | 82.4079 | 81.607 | 80.7295 | 74.9858 | 70.3632 | 63.6734 | 81.4873 | 81.2272 | 81.0353 | 80.6997 | 80.3023 | 79.818 | 79.6837 | 79.065 | 78.2761 | 77.3784 | 76.4088 | 70.5953 | 67.1818 | 63.8067
|  | CIPPENHAM | FS |  |  |  |  | 80.6163 | 80.4442 | 80.1896 | 79.8929 | 79.5341 | 79.1349 | 78.6937 | 78.3303 | 77.6512 | 76.9122 | 76.1344 | 70.4855 | 64.6842 | 59.0714 | 84.6917 | 84.5828 | 84.4498 | 84.2919 | 84.0902 | 83.853 | 83.4953 | 83.1135 | 82.421 | 81.6442 | 80.8037 | 74.8376 | 66.5184 | 53.9497 | 81.5466 | 81.3524 | 81.0978 | 80.8174 | 80.4668 | 80.0659 | 79.6132 | 79.4004 | 78.7589 | 78.0175 | 77.2246 | 71.7959 | 66.6373 | 61.8684
MINETY GSP | CIRENCESTER BSP | CIRENCESTER BSP | MINIMUM HEADROOM | SP 02701 00368 | NO | NO | 13.576 | 39.996 | 38.567 | 36.282 | 33.6046 | 30.8242 | 27.2896 | 23.3855 | 19.5407 | 15.3641 | 10.9903 | 6.8419 | -6.627 | -13.1745 | -19.3299 | 54.7727 | 53.9852 | 52.9179 | 51.7006 | 50.241 | 48.4321 | 46.2818 | 44.4151 | 42.1275 | 39.8052 | 37.6279 | 28.5624 | 21.047 | 5.9342 | 44.7826 | 43.7363 | 42.0247 | 39.9294 | 37.7242 | 34.8383 | 31.5061 | 28.4038 | 24.7799 | 21.0981 | 17.5239 | 6.0283 | 0.5444 | -4.646
|  | CIRENCESTER BSP | CT |  |  |  |  | 40.001 | 38.567 | 36.5629 | 34.3967 | 31.7832 | 29.0723 | 25.7263 | 22.162 | 18.4365 | 14.8667 | 11.1828 | -4.2567 | -13.133 | -19.3299 | 54.779 | 53.9852 | 52.9179 | 51.7306 | 50.241 | 48.6442 | 46.5819 | 44.5727 | 42.3754 | 40.2823 | 38.0407 | 28.5624 | 21.047 | 11.1615 | 44.8197 | 43.7363 | 42.2402 | 40.5493 | 38.4424 | 36.2263 | 33.3655 | 30.5346 | 27.2805 | 24.2892 | 21.1935 | 8.0564 | 0.56069 | -4.646
|  | CIRENCESTER BSP | LW |  |  |  |  | 39.996 | 38.6225 | 36.282 | 33.6046 | 30.8242 | 27.2896 | 23.3855 | 19.5407 | 15.3641 | 10.9903 | 6.8419 | -6.627 | -13.1745 | -18.975 | 54.7727 | 54.0999 | 53.0215 | 51.7006 | 50.3369 | 48.4321 | 46.2818 | 44.4151 | 42.1275 | 39.8052 | 37.6279 | 31.2823 | 28.4682 | 25.6085 | 44.7826 | 43.7697 | 42.0247 | 39.9294 | 37.7242 | 34.8383 | 31.5061 | 28.4038 | 24.7799 | 21.0981 | 17.5239 | 6.0283 | 0.5444 | -4.3412
|  | CIRENCESTER BSP | ST |  |  |  |  | 40.5969 | 39.6628 | 38.4655 | 37.0928 | 35.5941 | 34.0361 | 32.376 | 30.5934 | 28.5941 | 26.223 | 24.0191 | 12.4313 | 5.2599 | -0.34961 | 55.0555 | 54.5638 | 53.9019 | 53.1208 | 52.2174 | 51.2449 | 50.1938 | 48.9952 | 47.5493 | 45.8357 | 44.5413 | 35.7031 | 28.2642 | 18.5003 | 45.2226 | 44.547 | 43.6271 | 42.5493 | 41.3729 | 40.1332 | 38.7431 | 37.2608 | 35.5251 | 33.4675 | 31.3509 | 20.4585 | 14.807 | 10.8534
|  | CIRENCESTER BSP | FS |  |  |  |  | 41.0481 | 40.413 | 39.6801 | 38.8424 | 37.9629 | 36.9592 | 35.9763 | 34.5372 | 32.897 | 31.1155 | 29.1146 | 19.0673 | 8.9368 | 0.60481 | 55.2681 | 54.8888 | 54.4225 | 53.8344 | 53.1945 | 52.4288 | 51.6132 | 50.5528 | 49.3169 | 47.9181 | 46.2336 | 36.8585 | 24.2709 | 5.9342 | 45.5465 | 45.1538 | 44.6633 | 44.0869 | 43.4274 | 42.6523 | 41.8468 | 40.7092 | 39.3607 | 37.8849 | 36.2121 | 27.5751 | 18.4758 | 11.3582
FAWLEY GSP | COWES & WOOTTON COMMON BSP | COWES & WOOTTON COMMON BSP | MINIMUM HEADROOM | SZ 50519 94250 | NO | YES | 14.961 | -15.709 | -18.459 | -23.9017 | -29.8915 | -35.1352 | -42.8434 | -51.4887 | -62.0421 | -74.5136 | -86.58 | -97.9646 | -139.423 | -165.3097 | -184.5288 | 14.0816 | 12.3501 | 9.5375 | 6.2022 | 3.1169 | -1.6657 | -7.1193 | -12.7689 | -19.6212 | -26.217 | -32.1616 | -59.4779 | -82.6831 | -116.4915 | -6.9155 | -9.6911 | -15.4898 | -21.8009 | -27.3378 | -35.3734 | -44.2724 | -54.3892 | -66.4474 | -78.1373 | -88.7829 | -125.7364 | -147.4729 | -164.7798
|  | COWES & WOOTTON COMMON BSP | CT |  |  |  |  | -15.4127 | -18.1553 | -22.67 | -27.4281 | -32.5894 | -38.4049 | -45.7863 | -55.4927 | -67.3717 | -76.5541 | -87.5627 | -136.1305 | -165.3097 | -184.5288 | 14.1337 | 12.3501 | 9.9477 | 7.1305 | 3.7567 | -0.057696 | -5.119 | -11.0073 | -18.4034 | -23.894 | -30.8934 | -59.4779 | -82.6831 | -111.6781 | -6.7245 | -9.5109 | -14.2664 | -19.2087 | -24.5838 | -30.641 | -38.3305 | -47.81 | -59.3614 | -68.2758 | -79.047 | -122.4508 | -147.4729 | -164.7798
|  | COWES & WOOTTON COMMON BSP | LW |  |  |  |  | -15.709 | -18.459 | -23.9017 | -29.8915 | -35.1352 | -42.8434 | -51.4887 | -62.0421 | -74.5136 | -86.58 | -97.9646 | -139.423 | -160.338 | -179.7982 | 14.0816 | 12.4278 | 9.5375 | 6.2022 | 3.1169 | -1.6657 | -7.1193 | -12.7689 | -19.6212 | -26.217 | -32.1616 | -52.3742 | -63.6355 | -75.4858 | -6.9155 | -9.6911 | -15.4898 | -21.8009 | -27.3378 | -35.3734 | -44.2724 | -54.3892 | -66.4474 | -78.1373 | -88.7829 | -125.7364 | -144.4678 | -162.8103
|  | COWES & WOOTTON COMMON BSP | ST |  |  |  |  | -14.1587 | -15.7359 | -17.905 | -20.1449 | -22.6023 | -25.3232 | -27.6805 | -31.3993 | -35.7477 | -41.0839 | -46.1575 | -81.8423 | -103.8987 | -123.4664 | 14.8922 | 13.8635 | 12.0159 | 10.1758 | 8.2038 | 6.0731 | 4.1605 | 1.2142 | -2.1479 | -6.3238 | -10.0847 | -40.0896 | -60.5622 | -89.3413 | -5.3109 | -6.8719 | -9.1313 | -11.3906 | -13.8729 | -16.5774 | -18.6386 | -22.2534 | -26.318 | -31.1436 | -35.6082 | -70.556 | -92.2282 | -110.6189
|  | COWES & WOOTTON COMMON BSP | FS |  |  |  |  | -13.684 | -14.7762 | -16.2657 | -17.9828 | -19.7595 | -21.9342 | -24.2399 | -27.3654 | -30.3767 | -34.7036 | -38.4923 | -66.9318 | -94.5467 | -121.9288 | 15.1077 | 14.2965 | 13.2387 | 11.9551 | 10.5508 | 8.7226 | 6.5301 | 3.738 | 0.92736 | -2.8855 | -6.2 | -31.1566 | -64.1391 | -116.4915 | -4.889 | -6.0143 | -7.5202 | -9.2687 | -11.0325 | -13.2203 | -15.5661 | -18.6816 | -21.6068 | -25.9534 | -29.5872 | -56.079 | -81.5781 | -106.6004
COWLEY GSP | COWLEY LOCAL (2 X 45) | COWLEY LOCAL (2 X 45) | MINIMUM HEADROOM | SP 56113 03074 | NO | NO | 5.041 | 66.0929 | 64.794 | 62.5737 | 59.5987 | 56.8322 | 53.3814 | 49.367 | 44.8838 | 40.6529 | 36.2395 | 32.1404 | 19.0045 | 13.1914 | 9.4883 | 70.7081 | 70.0473 | 69.0625 | 67.7072 | 66.4865 | 64.7548 | 62.6004 | 60.3383 | 58.3584 | 56.1864 | 54.238 | 46.4438 | 41.2746 | 35.3465 | 68.8383 | 68.0957 | 66.6369 | 64.4187 | 62.3536 | 59.4662 | 55.9533 | 52.1632 | 48.5638 | 44.837 | 41.4571 | 30.7283 | 26.1342 | 22.9535
|  | COWLEY LOCAL (2 X 45) | CT |  |  |  |  | 66.197 | 65.0635 | 63.1757 | 60.7012 | 58.2157 | 55.0532 | 51.8508 | 47.4756 | 43.4416 | 39.5157 | 35.3917 | 19.5372 | 13.1914 | 9.4883 | 70.7326 | 70.1064 | 69.2066 | 68.0304 | 66.8178 | 65.1229 | 63.37 | 61.0784 | 59.1165 | 57.1775 | 55.1092 | 46.4438 | 41.2746 | 35.3465 | 68.9261 | 68.2542 | 67.0315 | 65.2482 | 63.4104 | 60.6751 | 57.9602 | 54.2707 | 50.8723 | 47.6952 | 44.2879 | 31.5996 | 26.1342 | 22.9535
|  | COWLEY LOCAL (2 X 45) | LW |  |  |  |  | 66.0929 | 64.794 | 62.5737 | 59.5987 | 56.8322 | 53.3814 | 49.367 | 44.8838 | 40.6529 | 36.2395 | 32.1404 | 19.0045 | 14.6078 | 11.1639 | 70.7081 | 70.0473 | 69.0625 | 67.7072 | 66.4865 | 64.7548 | 62.6004 | 60.3383 | 58.3584 | 56.1864 | 54.238 | 48.2658 | 46.1401 | 44.465 | 68.8383 | 68.0957 | 66.6369 | 64.4187 | 62.3536 | 59.4662 | 55.9533 | 52.1632 | 48.5638 | 44.837 | 41.4571 | 30.7283 | 27.0264 | 24.0411
|  | COWLEY LOCAL (2 X 45) | ST |  |  |  |  | 66.532 | 65.6277 | 64.5262 | 63.0406 | 61.5476 | 59.6636 | 58.0364 | 55.8882 | 54.0785 | 51.811 | 49.4804 | 39.1972 | 33.8559 | 29.097 | 70.9137 | 70.4414 | 69.8791 | 69.1304 | 68.3925 | 67.2592 | 66.1723 | 64.8614 | 63.7908 | 62.4202 | 61.0105 | 54.2033 | 49.1954 | 42.8271 | 69.1215 | 68.6365 | 67.9912 | 66.8845 | 65.6742 | 64.0295 | 62.7582 | 60.9119 | 59.1538 | 57.0821 | 54.9326 | 45.4635 | 41.1584 | 38.0023
|  | COWLEY LOCAL (2 X 45) | FS |  |  |  |  | 66.7803 | 66.1222 | 65.2882 | 64.1509 | 63.0112 | 61.5657 | 60.1036 | 58.3584 | 56.9133 | 54.9897 | 53.2958 | 42.7629 | 36.4208 | 30.8447 | 71.0594 | 70.695 | 70.2491 | 69.6557 | 69.0445 | 68.1118 | 67.1134 | 65.9643 | 64.9532 | 63.7519 | 62.7149 | 55.1546 | 47.3774 | 36.1274 | 69.3027 | 68.9627 | 68.5201 | 67.7265 | 66.8608 | 65.6212 | 64.3023 | 62.8436 | 61.8691 | 60.2754 | 58.6789 | 49.5982 | 43.922 | 39.4062
COWLEY GSP | COWLEY LOCAL (2 X 90) | COWLEY LOCAL (2 X 90) | MINIMUM HEADROOM | SP 56113 03074 | NO | NO | 45.74 | 15.4669 | 13.8799 | 10.7771 | 7.4344 | 3.5292 | -0.80611 | -5.5428 | -11.3239 | -17.0439 | -23.1671 | -28.8499 | -44.022 | -50.93 | -56.0238 | 25.2011 | 23.9972 | 22.2406 | 20.4154 | 18.2139 | 15.5726 | 12.6903 | 9.5126 | 5.4833 | 2.0496 | -1.9301 | -16.6095 | -29.1635 | -66.4063 | 15.888 | 14.3754 | 11.5841 | 8.6852 | 5.2751 | 1.2934 | -3.0202 | -8.2101 | -13.4241 | -19.0061 | -24.1028 | -37.7505 | -43.7786 | -48.6627
|  | COWLEY LOCAL (2 X 90) | CT |  |  |  |  | 15.6136 | 14.129 | 11.52 | 8.9263 | 5.3752 | 2.0736 | -2.304 | -7.6791 | -13.8248 | -19.0443 | -24.8288 | -43.0914 | -50.93 | -56.0238 | 25.213 | 23.9972 | 22.2967 | 20.6926 | 18.3332 | 15.9709 | 12.9007 | 9.6176 | 5.4833 | 2.0496 | -1.9301 | -16.6095 | -29.1635 | -48.4413 | 16.0076 | 14.5839 | 12.252 | 10.0483 | 6.8865 | 3.9059 | -0.12008 | -4.9497 | -10.6191 | -15.303 | -20.5958 | -36.9229 | -43.7786 | -48.6627
|  | COWLEY LOCAL (2 X 90) | LW |  |  |  |  | 15.4669 | 13.8799 | 10.7771 | 7.4344 | 3.5292 | -0.80611 | -5.5428 | -11.3239 | -17.0439 | -23.1671 | -28.8499 | -44.022 | -48.5228 | -53.0346 | 25.2011 | 24.0485 | 22.2406 | 20.4154 | 18.2139 | 15.5726 | 12.6903 | 9.5126 | 6.4813 | 3.0503 | -0.12395 | -8.8518 | -11.7413 | -15.2641 | 15.888 | 14.3754 | 11.5841 | 8.6852 | 5.2751 | 1.2934 | -3.0202 | -8.2101 | -13.4241 | -19.0061 | -24.1028 | -37.7505 | -42.1861 | -47.0256
|  | COWLEY LOCAL (2 X 90) | ST |  |  |  |  | 16.3505 | 15.4482 | 14.0713 | 12.4845 | 10.7253 | 9.3167 | 7.4598 | 5.3667 | 2.8869 | -0.03916 | -3.2221 | -19.4536 | -26.2768 | -32.2815 | 25.6169 | 24.7911 | 23.5157 | 22.1862 | 20.7002 | 19.2939 | 17.6193 | 15.8214 | 13.6495 | 11.3135 | 8.7421 | -7.1299 | -19.6003 | -39.8751 | 16.7253 | 15.8773 | 14.5982 | 13.195 | 11.6556 | 10.4067 | 8.7238 | 6.8411 | 4.5809 | 2.2069 | -0.46031 | -15.5665 | -22.9257 | -29.6447
|  | COWLEY LOCAL (2 X 90) | FS |  |  |  |  | 16.5849 | 15.9922 | 14.8678 | 13.6606 | 12.2563 | 10.9507 | 9.4668 | 8.0057 | 5.9915 | 3.6643 | 1.159 | -11.8399 | -22.691 | -32.086 | 25.7637 | 25.1061 | 24.1302 | 23.1134 | 21.8635 | 20.5264 | 18.9283 | 17.2987 | 15.1896 | 12.7379 | 10.0712 | -5.9475 | -28.8845 | -66.4063 | 16.9163 | 16.3626 | 15.3873 | 14.377 | 13.1782 | 12.0102 | 10.6776 | 9.4364 | 7.6371 | 5.5365 | 3.2991 | -8.7136 | -18.7906 | -27.7175
BRAMLEY (FLEE) | COXMOOR WOOD BSP | COXMOOR WOOD BSP | MINIMUM HEADROOM | SU 78324 50817 | NO | YES | 13.321 | 31.8239 | 30.319 | 27.5663 | 24.1537 | 21.3051 | 17.9408 | 13.9888 | 7.9009 | 1.4169 | -5.284 | -11.1978 | -30.6235 | -41.6676 | -49.6961 | 47.5792 | 46.4653 | 44.911 | 43.0384 | 41.3315 | 39.722 | 37.4143 | 34.0542 | 30.2094 | 26.315 | 22.8308 | 9.2104 | -2.6513 | -31.3747 | 35.723 | 34.1893 | 31.5221 | 28.4207 | 25.8919 | 22.825 | 19.1265 | 13.5465 | 7.5847 | 1.3843 | -3.9953 | -21.0645 | -29.9689 | -36.7862
|  | COXMOOR WOOD BSP | CT |  |  |  |  | 32.3075 | 30.8143 | 28.2896 | 25.4987 | 22.5765 | 20.0869 | 16.6251 | 11.0985 | 5.4687 | 0.6806 | -4.8555 | -28.0607 | -41.6676 | -49.6961 | 47.8365 | 46.5703 | 44.9217 | 43.1823 | 41.3315 | 39.8147 | 37.4983 | 34.0566 | 30.341 | 27.3988 | 23.7884 | 9.2104 | -2.6513 | -18.5488 | 36.2172 | 34.6746 | 32.2189 | 29.6414 | 26.9747 | 24.7844 | 21.5257 | 16.4252 | 11.2667 | 6.9299 | 1.8298 | -18.3575 | -29.9689 | -36.7862
|  | COXMOOR WOOD BSP | LW |  |  |  |  | 31.8239 | 30.319 | 27.5663 | 24.1537 | 21.3051 | 17.9408 | 13.9888 | 7.9009 | 1.4169 | -5.284 | -11.1978 | -30.6235 | -38.8647 | -45.511 | 47.5792 | 46.4653 | 44.911 | 43.0384 | 41.6049 | 39.722 | 37.4143 | 34.0542 | 30.2094 | 26.315 | 22.8308 | 12.9448 | 9.7198 | 6.9409 | 35.723 | 34.1893 | 31.5221 | 28.4207 | 25.8919 | 22.825 | 19.1265 | 13.5465 | 7.5847 | 1.3843 | -3.9953 | -21.0645 | -28.0084 | -33.8458
|  | COXMOOR WOOD BSP | ST |  |  |  |  | 33.3694 | 32.5385 | 31.7493 | 30.8384 | 29.9304 | 28.7866 | 27.3762 | 26.0693 | 24.2784 | 21.452 | 17.9175 | -5.0211 | -16.3517 | -24.5268 | 48.5804 | 47.8244 | 47.0531 | 46.1586 | 45.2431 | 44.1147 | 42.73 | 41.3933 | 39.9876 | 38.0323 | 35.2841 | 17.4854 | 7.8251 | -8.3816 | 37.2743 | 36.4536 | 35.6385 | 34.6851 | 33.7967 | 32.6402 | 31.2002 | 29.8511 | 28.5333 | 26.2737 | 22.8297 | 1.778 | -8.7631 | -15.3916
|  | COXMOOR WOOD BSP | FS |  |  |  |  | 33.968 | 33.3486 | 32.5579 | 31.7039 | 30.8648 | 29.9003 | 28.931 | 27.349 | 25.7742 | 23.6001 | 22.3545 | 7.6479 | -10.3196 | -26.7176 | 48.9889 | 48.3571 | 47.6224 | 46.8054 | 45.9577 | 44.9651 | 43.864 | 42.3121 | 40.745 | 38.6397 | 37.2981 | 22.3049 | 0.94017 | -31.3747 | 37.853 | 37.2454 | 36.4514 | 35.5963 | 34.7537 | 33.8028 | 32.8329 | 31.3026 | 29.8348 | 27.7776 | 26.6861 | 13.0878 | -2.3228 | -16.9204
IVER 132KV | DENHAM | DENHAM | MINIMUM HEADROOM | TQ 01785 87618 | NO | YES | 6.673 | 49.5017 | 48.5332 | 46.7152 | 44.5976 | 44.9914 | 42.5643 | 39.9036 | 35.7578 | 31.7383 | 27.4971 | 23.5525 | 10.9241 | 4.1249 | -0.72078 | 62.1123 | 61.4973 | 60.5203 | 59.4248 | 63.1232 | 61.9635 | 60.0832 | 58.0346 | 55.7622 | 53.5247 | 51.3782 | 40.9763 | 31.9923 | 7.4286 | 51.8429 | 50.8687 | 49.1054 | 47.0779 | 49.2427 | 47.0381 | 44.5397 | 40.711 | 36.9929 | 33.0823 | 29.5148 | 18.4526 | 13.327 | 9.3119
|  | DENHAM | CT |  |  |  |  | 49.913 | 48.9518 | 47.2735 | 45.5466 | 45.9395 | 44.1324 | 41.4993 | 38.1804 | 34.8348 | 31.5619 | 28.1918 | 12.9281 | 4.1249 | -0.72078 | 62.2595 | 61.5534 | 60.5203 | 59.4522 | 63.1232 | 61.9635 | 60.0832 | 58.0346 | 55.7622 | 53.636 | 51.4016 | 40.9763 | 31.9923 | 19.7157 | 52.1602 | 51.2108 | 49.5961 | 47.9529 | 50.0786 | 48.4677 | 45.9778 | 42.9084 | 39.7923 | 36.8192 | 33.7338 | 20.5446 | 13.327 | 9.3119
|  | DENHAM | LW |  |  |  |  | 49.5017 | 48.5332 | 46.7152 | 44.5976 | 44.9914 | 42.5643 | 39.9036 | 35.7578 | 31.7383 | 27.4971 | 23.5525 | 10.9241 | 6.0919 | 1.9107 | 62.1123 | 61.4973 | 60.5727 | 59.4248 | 63.3476 | 62.0296 | 60.5599 | 58.2524 | 55.9202 | 53.5247 | 51.3782 | 45.2584 | 43.1715 | 41.0955 | 51.8429 | 50.8687 | 49.1054 | 47.0779 | 49.2427 | 47.0381 | 44.5397 | 40.711 | 36.9929 | 33.0823 | 29.5148 | 18.4526 | 14.3412 | 10.7106
|  | DENHAM | ST |  |  |  |  | 50.6707 | 50.1701 | 49.6315 | 48.9995 | 50.8732 | 50.0335 | 49.0347 | 47.788 | 46.4969 | 44.4941 | 42.7964 | 31.2281 | 24.1444 | 18.13 | 62.6235 | 62.1959 | 61.7375 | 61.1964 | 65.6258 | 64.8658 | 63.9864 | 62.9021 | 61.7981 | 60.0772 | 58.631 | 47.99 | 39.6438 | 26.8817 | 52.7452 | 52.2546 | 51.7495 | 51.1689 | 54.7071 | 53.9301 | 53.0022 | 51.8649 | 50.7695 | 48.9458 | 47.4817 | 36.6166 | 30.4161 | 25.4676
|  | DENHAM | FS |  |  |  |  | 51.001 | 50.554 | 49.9911 | 49.3522 | 51.2823 | 50.5176 | 49.8229 | 48.7738 | 47.4639 | 45.9035 | 44.6635 | 34.9066 | 24.9193 | 15.6728 | 62.7737 | 62.388 | 61.9513 | 61.3952 | 65.8417 | 65.1085 | 64.3231 | 63.2423 | 61.8459 | 60.2141 | 58.7934 | 47.9317 | 32.277 | 7.4286 | 52.9672 | 52.5593 | 52.0661 | 51.4845 | 55.0407 | 54.3158 | 53.6613 | 52.6874 | 51.4358 | 49.9202 | 48.7999 | 39.9897 | 31.6168 | 23.4302
COWLEY GSP | DRAYTON BSP | DRAYTON BSP | MINIMUM HEADROOM | SU 46684 92706 | NO | NO | 45.127 | 90.3037 | 81.9839 | 72.104 | 65.1999 | 57.8952 | 50.0207 | 40.7395 | 30.7332 | 21.0535 | 12.4847 | 4.6988 | -21.7364 | -35.956 | -48.537 | 99.633 | 91.8458 | 83.6144 | 79.7827 | 75.872 | 71.1041 | 65.2255 | 59.2231 | 53.4134 | 48.3556 | 43.9104 | 25.7072 | 9.3208 | -15.6216 | 90.5669 | 81.886 | 71.8498 | 66.0526 | 59.8994 | 52.9062 | 44.4775 | 35.389 | 26.4832 | 18.4103 | 11.3463 | -12.3878 | -24.8679 | -35.9005
|  | DRAYTON BSP | CT |  |  |  |  | 90.9933 | 83.2664 | 74.242 | 68.67 | 61.92 | 55.4012 | 47.1103 | 37.3806 | 28.3479 | 21.6076 | 14.146 | -16.9742 | -35.956 | -48.537 | 99.9897 | 92.3983 | 84.4452 | 81.2607 | 77.2733 | 73.1035 | 67.5112 | 61.2685 | 55.2868 | 50.9962 | 46.0203 | 25.7072 | 9.3208 | -10.9149 | 91.1532 | 82.9219 | 73.6185 | 69.0215 | 63.2369 | 57.5725 | 50.0781 | 41.2888 | 32.9553 | 26.7449 | 19.8552 | -7.5398 | -23.9226 | -35.0138
|  | DRAYTON BSP | LW |  |  |  |  | 90.3037 | 81.9839 | 72.104 | 65.1999 | 57.8952 | 50.0207 | 40.7395 | 30.7332 | 21.0535 | 12.4847 | 4.6988 | -21.7364 | -35.6298 | -47.7128 | 99.633 | 91.8458 | 83.6144 | 79.7827 | 75.872 | 71.1041 | 65.2255 | 59.2231 | 53.4134 | 48.3556 | 43.9104 | 29.485 | 21.758 | 14.5012 | 90.5669 | 81.886 | 71.8498 | 66.0526 | 59.8994 | 52.9062 | 44.4775 | 35.389 | 26.4832 | 18.4103 | 11.3463 | -12.3878 | -24.8679 | -35.9005
|  | DRAYTON BSP | ST |  |  |  |  | 91.7772 | 84.9003 | 78.0294 | 74.5439 | 71.0798 | 67.3424 | 62.8044 | 58.3082 | 55.3442 | 51.6733 | 47.7009 | 24.7264 | 9.3711 | -5.3946 | 100.5084 | 93.417 | 86.2979 | 83.8195 | 81.3666 | 78.2881 | 74.5275 | 70.6912 | 67.9793 | 64.8675 | 61.4957 | 42.0778 | 25.276 | 3.8642 | 92.0094 | 84.5206 | 77.0488 | 74.0782 | 71.1714 | 67.7449 | 63.4866 | 59.2144 | 56.442 | 53.1679 | 49.5244 | 26.8985 | 11.9771 | -0.17084
|  | DRAYTON BSP | FS |  |  |  |  | 92.6106 | 86.5406 | 80.426 | 77.8044 | 75.0565 | 71.7607 | 68.4387 | 64.4458 | 60.655 | 57.6761 | 54.3154 | 34.0611 | 16.7054 | -0.4238 | 100.9923 | 94.2762 | 87.7013 | 85.7883 | 83.7474 | 80.8611 | 77.7336 | 74.0944 | 70.584 | 67.7123 | 64.6027 | 45.0722 | 21.0637 | -15.6216 | 92.7135 | 85.8428 | 79.074 | 76.9039 | 74.6166 | 71.5625 | 68.4805 | 64.725 | 61.1362 | 58.4669 | 55.4843 | 36.934 | 21.0922 | 5.4769
EALING GSP | EALING 22kV | EALING 22kV | MINIMUM HEADROOM | TQ 18371 79475 | NO | YES | 55.252 | -3.062 | -4.8909 | -7.6795 | -10.3467 | -13.1137 | -16.5243 | -20.1762 | -24.8936 | -30.2722 | -35.5971 | -40.5193 | -55.75 | -58.368 | -63.173 | 3.9132 | 2.5848 | 1.1355 | -0.28351 | -2.2011 | -4.2353 | -6.817 | -10.343 | -14.2591 | -17.3792 | -21.0926 | -38.9648 | -68.7433 | -128.4198 | -3.6462 | -5.3842 | -7.7333 | -10.1007 | -12.6172 | -15.7529 | -19.1935 | -23.5533 | -28.5592 | -33.5107 | -38.0463 | -51.7889 | -53.9858 | -58.4022
|  | EALING 22kV | CT |  |  |  |  | -2.6349 | -4.1376 | -6.0736 | -7.869 | -10.2728 | -12.6045 | -15.4788 | -20.0542 | -25.0538 | -28.8854 | -33.266 | -50.1435 | -57.0914 | -62.009 | 3.9204 | 2.5848 | 1.1355 | -0.28351 | -2.2011 | -4.2353 | -6.817 | -10.343 | -14.2591 | -17.3792 | -21.0926 | -38.9648 | -56.8616 | -86.7756 | -3.2046 | -4.7399 | -6.4975 | -8.1445 | -10.3915 | -12.4681 | -15.1972 | -19.3778 | -23.9529 | -27.3766 | -31.3715 | -46.3943 | -52.207 | -56.6101
|  | EALING 22kV | LW |  |  |  |  | -3.062 | -4.8909 | -7.6795 | -10.3467 | -13.1137 | -16.5243 | -20.1762 | -24.8936 | -30.2722 | -35.5971 | -40.5193 | -55.75 | -58.368 | -63.173 | 3.9132 | 2.7709 | 1.3613 | -0.058953 | -1.5403 | -3.6626 | -6.022 | -8.9286 | -12.3647 | -15.7585 | -18.8269 | -27.2949 | -28.7208 | -32.068 | -3.6462 | -5.3842 | -7.7333 | -10.1007 | -12.6172 | -15.7529 | -19.1935 | -23.5533 | -28.5592 | -33.5107 | -38.0463 | -51.7889 | -53.9858 | -58.4022
|  | EALING 22kV | ST |  |  |  |  | -2.3043 | -3.4892 | -4.2887 | -5.0049 | -5.8972 | -7.1508 | -8.4148 | -9.9323 | -11.4739 | -13.6389 | -15.501 | -26.7032 | -32.7889 | -39.4858 | 4.1843 | 3.1037 | 2.1958 | 1.2673 | 0.20417 | -1.256 | -2.7855 | -4.5527 | -6.4673 | -9.0131 | -11.4739 | -28.7277 | -47.0463 | -77.2588 | -2.7589 | -3.889 | -4.6953 | -5.4503 | -6.3206 | -7.5384 | -8.7878 | -10.2706 | -11.6583 | -13.7371 | -15.4952 | -26.195 | -31.4761 | -36.9925
|  | EALING 22kV | FS |  |  |  |  | -1.6765 | -2.4388 | -3.0971 | -3.6543 | -4.3725 | -5.3232 | -6.3464 | -7.6718 | -9.1187 | -10.8771 | -12.3819 | -24.5737 | -36.1562 | -45.6851 | 4.4611 | 3.5435 | 2.6139 | 1.6383 | 0.50034 | -0.91034 | -2.637 | -4.7643 | -7.1826 | -9.9644 | -12.7182 | -33.751 | -68.7433 | -128.4198 | -2.2099 | -2.9368 | -3.6294 | -4.2767 | -5.0123 | -5.881 | -6.8588 | -8.0171 | -9.3386 | -10.993 | -12.3128 | -23.4319 | -33.8382 | -42.253
LALEHAM | EAST BEDFONT A | EAST BEDFONT A | MINIMUM HEADROOM | TQ 08394 73826 | NO | YES | 11.042 | -19.3927 | -20.6145 | -22.7205 | -24.9433 | -11.2168 | -13.8572 | -17.4022 | -21.7962 | -27.338 | -32.4807 | -37.0497 | -48.301 | -53.5836 | -56.8609 | 16.2848 | 15.2079 | 13.9179 | 12.6194 | 11.0613 | 25.1758 | 22.5512 | 19.1906 | 14.6962 | 11.4369 | 7.6131 | -6.0443 | -27.2097 | -73.1815 | 4.8701 | 3.7891 | 2.1209 | 0.31711 | 14.4423 | 11.9322 | 8.7397 | 4.6861 | -0.49307 | -5.2777 | -9.4785 | -19.6907 | -24.44 | -27.3194
|  | EAST BEDFONT A | CT |  |  |  |  | -19.248 | -20.4394 | -22.3293 | -24.1259 | -10.1478 | -12.5567 | -15.7877 | -20.2301 | -25.7099 | -29.9162 | -34.5175 | -47.9984 | -53.5836 | -56.8609 | 16.2856 | 15.2079 | 13.9179 | 12.6194 | 11.0613 | 25.1758 | 22.5512 | 19.1906 | 14.6962 | 11.4369 | 7.6131 | -6.0443 | -18.2371 | -40.5448 | 4.9873 | 3.8876 | 2.306 | 0.78314 | 15.0819 | 12.9251 | 9.9811 | 5.8248 | 0.66821 | -3.1883 | -7.4836 | -19.6362 | -24.44 | -27.3194
|  | EAST BEDFONT A | LW |  |  |  |  | -19.3927 | -20.6145 | -22.7205 | -24.9433 | -11.2168 | -13.8572 | -17.4022 | -21.7962 | -27.338 | -32.4807 | -37.0497 | -48.301 | -50.921 | -53.3395 | 16.2848 | 15.4488 | 14.3926 | 13.1487 | 11.913 | 26.1732 | 23.8059 | 21.0205 | 17.2257 | 13.6394 | 10.3862 | 2.9353 | 1.8005 | 0.55261 | 4.8701 | 3.7891 | 2.1209 | 0.31711 | 14.4423 | 11.9322 | 8.7397 | 4.6861 | -0.49307 | -5.2777 | -9.4785 | -19.6907 | -21.9393 | -24.2516
|  | EAST BEDFONT A | ST |  |  |  |  | -18.6834 | -19.3392 | -20.065 | -20.7418 | -5.5901 | -6.6211 | -8.1068 | -9.6211 | -12.6514 | -16.0523 | -19.7683 | -38.383 | -45.7481 | -49.8043 | 16.6646 | 16.0536 | 15.2729 | 14.4181 | 13.346 | 28.0376 | 26.2956 | 24.4084 | 21.4251 | 18.2381 | 14.8882 | -3.3167 | -17.5271 | -37.2983 | 5.5134 | 4.9292 | 4.2341 | 3.5762 | 18.728 | 17.6984 | 16.2638 | 14.8031 | 12.2594 | 9.489 | 6.6706 | -7.1053 | -12.8618 | -16.8478
|  | EAST BEDFONT A | FS |  |  |  |  | -18.5942 | -19.0341 | -19.6875 | -20.3416 | -5.0143 | -5.7964 | -6.8857 | -8.2608 | -10.0921 | -11.7054 | -13.7309 | -26.8633 | -39.5762 | -48.7329 | 16.7381 | 16.2276 | 15.5686 | 14.8012 | 13.9641 | 28.9429 | 27.5545 | 25.8628 | 23.6444 | 21.3344 | 18.5566 | -0.059177 | -27.2097 | -73.1815 | 5.5835 | 5.1993 | 4.6453 | 4.0652 | 19.4953 | 18.779 | 17.7941 | 16.6071 | 14.9552 | 13.542 | 11.6756 | 0.1187 | -10.5756 | -18.3972
LOVEDEAN GSP | FAREHAM T1A T2A (90MVAS) | FAREHAM T1A T2A (90MVAS) | MINIMUM HEADROOM | SU 56534 04031 | NO | YES | 35.898 | -3.7378 | -5.29 | -8.2617 | -11.926 | -15.6113 | -19.2703 | -23.4961 | -30.1661 | -37.4279 | -44.6496 | -51.0687 | -72.7038 | -85.9072 | -95.3524 | 10.1259 | 8.8027 | 7.1579 | 5.3388 | 2.9255 | 1.3804 | -1.3911 | -5.4986 | -10.1579 | -13.983 | -18.5599 | -39.0898 | -60.3666 | -116.5207 | -1.9998 | -3.6557 | -6.6532 | -10.1267 | -13.4952 | -16.7914 | -20.8001 | -26.9357 | -33.6929 | -40.414 | -46.3439 | -65.302 | -75.8367 | -84.1397
|  | FAREHAM T1A T2A (90MVAS) | CT |  |  |  |  | -3.4417 | -4.9334 | -7.4743 | -10.4343 | -14.116 | -16.7551 | -20.4306 | -26.6506 | -33.4426 | -39.04 | -45.2742 | -70.9039 | -85.9072 | -95.3524 | 10.1599 | 8.8027 | 7.1579 | 5.3388 | 2.9255 | 1.3804 | -1.3911 | -5.4986 | -10.1579 | -13.983 | -18.5599 | -39.0898 | -59.2749 | -88.4298 | -1.7469 | -3.3839 | -5.9703 | -8.737 | -12.2054 | -14.3964 | -17.8557 | -23.627 | -30.0193 | -35.1089 | -40.9924 | -63.1045 | -75.8367 | -84.1397
|  | FAREHAM T1A T2A (90MVAS) | LW |  |  |  |  | -3.7378 | -5.29 | -8.2617 | -11.926 | -15.6113 | -19.2703 | -23.4961 | -30.1661 | -37.4279 | -44.6496 | -51.0687 | -72.7038 | -82.4853 | -90.9373 | 10.1259 | 8.9924 | 7.4445 | 5.5083 | 3.6218 | 1.5755 | -1.1142 | -4.8914 | -9.109 | -13.3736 | -17.0548 | -28.551 | -33.9164 | -39.3614 | -1.9998 | -3.6557 | -6.6532 | -10.1267 | -13.4952 | -16.7914 | -20.8001 | -26.9357 | -33.6929 | -40.414 | -46.3439 | -65.302 | -73.9324 | -81.9507
|  | FAREHAM T1A T2A (90MVAS) | ST |  |  |  |  | -2.7989 | -3.6018 | -4.5054 | -5.5263 | -6.5694 | -7.8126 | -9.3501 | -11.3944 | -13.1117 | -15.7492 | -19.0554 | -40.5269 | -53.6503 | -64.9374 | 10.5998 | 9.781 | 8.7155 | 7.5475 | 6.3964 | 5.1074 | 3.5522 | 1.5818 | 0.16207 | -1.9227 | -4.584 | -24.8152 | -45.3554 | -75.8362 | -0.9295 | -1.7552 | -2.7315 | -3.8046 | -4.829 | -6.0622 | -7.6163 | -9.6362 | -11.042 | -13.6671 | -16.9634 | -37.8347 | -49.7486 | -60.0089
|  | FAREHAM T1A T2A (90MVAS) | FS |  |  |  |  | -2.6012 | -3.2163 | -3.8529 | -4.6088 | -5.5384 | -6.5583 | -7.8319 | -9.5888 | -11.7895 | -13.8342 | -15.9223 | -32.4787 | -49.309 | -65.5611 | 10.6655 | 9.8537 | 8.9807 | 7.9486 | 6.7577 | 5.5072 | 3.8528 | 1.7571 | -0.83107 | -3.4356 | -6.055 | -27.217 | -60.3666 | -116.5207 | -0.78153 | -1.4646 | -2.1839 | -3.033 | -4.0367 | -5.0708 | -6.3811 | -8.1198 | -10.2569 | -12.1189 | -14.0739 | -29.4364 | -44.5641 | -59.2874
LOVEDEAN GSP | FAREHAM T1B T2B (1X90, 1X60MVA) | FAREHAM T1B T2B (1X90, 1X60MVA) | MINIMUM HEADROOM | SU 56534 04031 | NO | YES | 17.74 | 21.5081 | 20.1803 | 17.4986 | 14.615 | 12.1942 | 9.1016 | 5.3233 | 1.0762 | -3.7586 | -8.5537 | -12.9139 | -25.6338 | -32.2122 | -37.6785 | 28.7954 | 27.8659 | 26.383 | 24.6379 | 23.348 | 21.5027 | 19.0566 | 16.6966 | 13.8457 | 11.0486 | 8.0692 | -3.8008 | -14.1688 | -39.2764 | 21.6003 | 20.4179 | 17.9765 | 15.3234 | 13.1446 | 10.3378 | 6.7923 | 2.8464 | -1.5923 | -6.0339 | -10.0266 | -21.9209 | -27.5586 | -32.7757
|  | FAREHAM T1B T2B (1X90, 1X60MVA) | CT |  |  |  |  | 21.6902 | 20.4677 | 18.3758 | 16.1493 | 14.2636 | 11.5997 | 8.3188 | 4.2138 | -0.61749 | -4.6082 | -9.0732 | -24.2553 | -32.2122 | -37.6785 | 28.7954 | 27.8659 | 26.5555 | 25.1025 | 23.942 | 22.1302 | 19.7835 | 17.1601 | 13.8457 | 11.2 | 8.0692 | -3.8008 | -14.1688 | -29.1873 | 21.7539 | 20.657 | 18.8054 | 16.8047 | 15.1658 | 12.7514 | 9.709 | 5.9054 | 1.4194 | -2.2244 | -6.3537 | -20.3425 | -27.5586 | -32.7757
|  | FAREHAM T1B T2B (1X90, 1X60MVA) | LW |  |  |  |  | 21.5081 | 20.1803 | 17.4986 | 14.615 | 12.1942 | 9.1016 | 5.3233 | 1.0762 | -3.7586 | -8.5537 | -12.9139 | -25.6338 | -30.9214 | -36.2567 | 28.8006 | 27.9474 | 26.383 | 24.6379 | 23.348 | 21.5027 | 19.0566 | 16.6966 | 13.8985 | 11.0486 | 8.6043 | 1.4307 | -2.3542 | -6.8126 | 21.6003 | 20.4179 | 17.9765 | 15.3234 | 13.1446 | 10.3378 | 6.7923 | 2.8464 | -1.5923 | -6.0339 | -10.0266 | -21.9209 | -27.1891 | -32.7239
|  | FAREHAM T1B T2B (1X90, 1X60MVA) | ST |  |  |  |  | 22.2529 | 21.5244 | 20.4782 | 19.4836 | 18.5778 | 17.4398 | 16.4697 | 15.2535 | 13.4741 | 11.4545 | 9.7315 | -0.91054 | -7.9174 | -15.5469 | 29.1296 | 28.5313 | 27.4872 | 26.4899 | 25.5658 | 24.4725 | 23.4823 | 22.2588 | 20.578 | 18.6742 | 17.0025 | 5.3555 | -5.4502 | -21.3128 | 22.2813 | 21.6657 | 20.6706 | 19.7417 | 18.9092 | 17.877 | 16.9619 | 15.8706 | 14.1629 | 12.2112 | 10.6307 | 0.31861 | -6.3201 | -13.5812
|  | FAREHAM T1B T2B (1X90, 1X60MVA) | FS |  |  |  |  | 22.4147 | 21.9247 | 21.1427 | 20.2931 | 19.4951 | 18.5872 | 17.4671 | 15.9919 | 14.7182 | 13.2212 | 11.3994 | 1.3273 | -7.2897 | -15.5199 | 29.2004 | 28.6994 | 27.9772 | 27.1583 | 26.3579 | 25.4092 | 24.1711 | 22.6303 | 21.1857 | 19.5246 | 17.6043 | 5.6164 | -11.2896 | -39.2764 | 22.418 | 22.0008 | 21.3285 | 20.5839 | 19.8882 | 19.0839 | 18.0763 | 16.7438 | 15.6035 | 14.2733 | 12.6183 | 3.2661 | -4.7286 | -12.5027
BRAMLEY (FLEE) | FERNHURST | FERNHURST | MINIMUM HEADROOM | SU 72730 39772 | NO | YES | 62.031 | -25.8876 | -27.5836 | -30.2 | -33.7253 | -36.8644 | -41.0259 | -45.4973 | -51.1627 | -57.1204 | -62.9961 | -68.3293 | -87.0328 | -96.8771 | -105.7563 | -5.4016 | -6.423 | -7.7221 | -9.2022 | -10.8061 | -12.7278 | -15.0048 | -17.6909 | -20.5463 | -23.3705 | -26.0061 | -38.0256 | -48.6036 | -73.2767 | -18.6902 | -20.2144 | -22.6057 | -25.474 | -28.0432 | -31.7306 | -35.8763 | -40.7427 | -46.1058 | -51.358 | -56.1508 | -72.2186 | -80.0308 | -87.5514
|  | FERNHURST | CT |  |  |  |  | -25.799 | -27.5836 | -29.8705 | -32.6058 | -35.5281 | -38.5603 | -42.2836 | -47.7006 | -52.6633 | -57.0406 | -61.8741 | -83.5548 | -96.8771 | -105.7563 | -5.4016 | -6.423 | -7.7221 | -9.1965 | -10.8061 | -12.5336 | -14.7241 | -17.6909 | -20.2065 | -22.6008 | -25.2323 | -38.0256 | -48.6036 | -62.8806 | -18.5965 | -20.2136 | -22.316 | -24.5875 | -26.9918 | -29.6619 | -33.1891 | -38.0547 | -42.3486 | -46.2165 | -50.4966 | -68.8726 | -80.0144 | -87.5514
|  | FERNHURST | LW |  |  |  |  | -25.8876 | -27.5625 | -30.2 | -33.7253 | -36.8644 | -41.0259 | -45.4973 | -51.1627 | -57.1204 | -62.9961 | -68.3293 | -87.0328 | -96.4934 | -104.8707 | -5.3985 | -6.2666 | -7.5641 | -9.2022 | -10.612 | -12.7278 | -15.0048 | -17.6273 | -20.5463 | -23.3705 | -26.0061 | -34.4954 | -38.4133 | -42.1579 | -18.6902 | -20.2144 | -22.6057 | -25.474 | -28.0432 | -31.7306 | -35.8763 | -40.7427 | -46.1058 | -51.358 | -56.1508 | -72.2186 | -80.0308 | -87.1802
|  | FERNHURST | ST |  |  |  |  | -25.0592 | -26.1408 | -27.5397 | -29.08 | -30.7073 | -32.6246 | -34.7008 | -36.7793 | -38.9633 | -41.6037 | -44.7771 | -61.1069 | -71.4115 | -79.8099 | -5.0049 | -5.625 | -6.3743 | -7.2935 | -8.2855 | -9.4726 | -10.7915 | -12.0678 | -13.5975 | -15.3971 | -17.6119 | -29.3339 | -39.282 | -53.0983 | -17.8933 | -18.8198 | -20.0155 | -21.3432 | -22.7208 | -24.385 | -26.3368 | -27.996 | -30.032 | -32.6032 | -35.541 | -49.9033 | -58.7682 | -66.1295
|  | FERNHURST | FS |  |  |  |  | -24.4206 | -25.1459 | -25.8528 | -26.6839 | -27.6164 | -28.5911 | -29.7655 | -31.4919 | -33.5728 | -35.2559 | -37.7242 | -52.2877 | -67.3458 | -79.7517 | -4.7668 | -5.2608 | -5.7936 | -6.4479 | -7.1605 | -7.9469 | -8.9766 | -10.3448 | -11.8752 | -13.351 | -15.228 | -27.2685 | -44.7916 | -73.2767 | -17.3935 | -18.0278 | -18.6882 | -19.4934 | -20.3249 | -21.1975 | -22.2861 | -23.8553 | -25.5921 | -27.0308 | -29.2934 | -42.616 | -55.7484 | -66.6786
LOVEDEAN GSP | FORT WIDLEY | FORT WIDLEY | MINIMUM HEADROOM | SU 64948 05441 | NO | YES | 13.975 | 36.058 | 35.3263 | 33.4082 | 31.505 | 29.0046 | 26.4397 | 24.1327 | 20.7078 | 17.1588 | 13.7136 | 10.5367 | 0.47993 | -6.8079 | -11.6612 | 40.6168 | 40.1018 | 38.9085 | 37.7593 | 35.9177 | 34.3949 | 32.833 | 31.1609 | 29.1441 | 27.501 | 25.5727 | 17.2145 | 8.9022 | -13.1399 | 35.9221 | 35.1843 | 33.4833 | 31.8902 | 29.723 | 27.3378 | 25.2867 | 22.2567 | 19.0164 | 15.8813 | 13.1592 | 4.9318 | -0.92215 | -4.9576
|  | FORT WIDLEY | CT |  |  |  |  | 36.194 | 35.5726 | 33.8283 | 32.1762 | 29.7029 | 27.4771 | 25.1179 | 22.1693 | 18.9476 | 16.2147 | 13.2322 | 1.0298 | -6.8079 | -11.6612 | 40.6242 | 40.1018 | 38.9085 | 37.7593 | 35.9177 | 34.3949 | 32.833 | 31.1609 | 29.1441 | 27.501 | 25.5727 | 17.2145 | 8.9022 | -2.6621 | 36.0412 | 35.3878 | 33.8077 | 32.4454 | 30.2303 | 28.1816 | 25.9774 | 23.4114 | 20.4481 | 18.0912 | 15.4145 | 5.4768 | -0.92215 | -4.9576
|  | FORT WIDLEY | LW |  |  |  |  | 36.058 | 35.3263 | 33.4082 | 31.505 | 29.0046 | 26.4397 | 24.1327 | 20.7078 | 17.1588 | 13.7136 | 10.5367 | 0.47993 | -4.5255 | -8.8429 | 40.6168 | 40.1329 | 38.9979 | 37.8674 | 36.2896 | 34.7858 | 33.6326 | 31.9184 | 30.0564 | 28.2702 | 26.706 | 22.271 | 20.1515 | 18.1031 | 35.9221 | 35.1843 | 33.4833 | 31.8902 | 29.723 | 27.3378 | 25.2867 | 22.2567 | 19.0164 | 15.8813 | 13.1592 | 4.9318 | 0.88548 | -2.7672
|  | FORT WIDLEY | ST |  |  |  |  | 36.6086 | 36.2523 | 35.6246 | 34.7082 | 33.436 | 32.7622 | 31.9764 | 30.9853 | 29.9009 | 28.672 | 27.6166 | 19.9377 | 13.9425 | 7.7372 | 40.8775 | 40.5313 | 39.8506 | 38.8888 | 37.5863 | 36.8438 | 36.0871 | 35.1674 | 34.1463 | 33.0183 | 32.039 | 24.4074 | 16.3419 | 4.2755 | 36.4698 | 36.1056 | 35.5048 | 34.6419 | 33.4688 | 32.8455 | 32.1066 | 31.1896 | 30.1619 | 29.0131 | 28.1076 | 21.097 | 15.9133 | 10.8553
|  | FORT WIDLEY | FS |  |  |  |  | 36.7281 | 36.5024 | 35.8785 | 34.962 | 33.7534 | 32.8136 | 32.2888 | 31.2426 | 30.1262 | 28.9525 | 27.5853 | 20.7213 | 13.8108 | 6.5916 | 40.9571 | 40.6904 | 40.0467 | 39.0972 | 37.8553 | 36.8687 | 36.1966 | 35.1099 | 33.8927 | 32.6024 | 31.1532 | 22.6364 | 9.1925 | -13.1399 | 36.5795 | 36.3413 | 35.7759 | 34.9407 | 33.8819 | 32.9722 | 32.5696 | 31.6573 | 30.6403 | 29.5348 | 28.2865 | 21.9685 | 15.8636 | 9.8668
MELKSHAM GSP | FROME BSP | FROME BSP | MINIMUM HEADROOM | ST 78803 48019 | NO | YES | 31.061 | -9.4521 | -12.1065 | -16.1021 | -20.1924 | -24.5712 | -29.2827 | -34.6604 | -41.2814 | -47.9609 | -54.8249 | -60.8127 | -83.0142 | -96.7512 | -109.1438 | 4.6052 | 2.6707 | 0.056906 | -2.7145 | -5.3577 | -8.1724 | -11.6913 | -15.5061 | -19.1744 | -23.2303 | -26.5855 | -40.5309 | -54.3538 | -71.594 | -6.2546 | -8.7564 | -12.5503 | -16.6737 | -20.8436 | -25.4425 | -30.726 | -36.9248 | -42.9751 | -49.4111 | -54.8807 | -75.0272 | -88.271 | -100.9499
|  | FROME BSP | CT |  |  |  |  | -9.2585 | -11.5979 | -14.6591 | -17.5334 | -21.0158 | -24.8417 | -29.2463 | -35.3903 | -42.2038 | -47.9857 | -54.1323 | -79.599 | -95.6879 | -107.2311 | 4.6971 | 2.9576 | 1.072 | -0.804 | -2.8488 | -5.3711 | -8.2926 | -12.1972 | -16.6176 | -20.2114 | -24.3665 | -40.5309 | -54.3538 | -71.594 | -6.0547 | -8.2251 | -10.9782 | -13.7959 | -17.1134 | -20.7769 | -24.9848 | -30.8786 | -37.2525 | -42.5494 | -48.3573 | -70.9737 | -85.2148 | -96.1021
|  | FROME BSP | LW |  |  |  |  | -9.4521 | -12.1065 | -16.1021 | -20.1924 | -24.5712 | -29.2827 | -34.6604 | -41.2814 | -47.9609 | -54.8249 | -60.8127 | -83.0142 | -96.7512 | -109.1438 | 4.6052 | 2.6707 | 0.056906 | -2.7145 | -5.3577 | -8.1724 | -11.6913 | -15.5061 | -19.1744 | -23.2303 | -26.5855 | -38.958 | -48.2869 | -57.8696 | -6.2546 | -8.7564 | -12.5503 | -16.6737 | -20.8436 | -25.4425 | -30.726 | -36.9248 | -42.9751 | -49.4111 | -54.8807 | -75.0272 | -88.271 | -100.9499
|  | FROME BSP | ST |  |  |  |  | -8.5288 | -10.274 | -12.523 | -14.8585 | -17.1127 | -18.6799 | -20.8362 | -23.1671 | -26.2314 | -29.4068 | -32.4993 | -52.5972 | -67.0684 | -80.5437 | 5.1525 | 3.821 | 1.7966 | -0.16327 | -1.9782 | -3.2823 | -4.8694 | -6.6208 | -9.0792 | -11.5398 | -14.0035 | -31.3628 | -45.652 | -63.8714 | -5.3673 | -6.9655 | -9.2743 | -11.5658 | -13.6395 | -15.1211 | -17.0112 | -19.143 | -22.0246 | -24.752 | -27.6799 | -47.4169 | -61.6462 | -74.3685
|  | FROME BSP | FS |  |  |  |  | -7.9812 | -9.2672 | -10.3944 | -11.8071 | -13.1425 | -14.5451 | -15.6662 | -17.85 | -20.354 | -22.8228 | -25.4115 | -40.7278 | -55.2835 | -70.4381 | 5.4484 | 4.376 | 3.3984 | 2.1913 | 0.99432 | -0.23679 | -1.453 | -3.3175 | -5.4983 | -7.7015 | -10.0123 | -23.8718 | -41.8445 | -70.4466 | -4.8698 | -6.0382 | -7.1286 | -8.4597 | -9.7315 | -11.0181 | -12.1436 | -14.1279 | -16.4152 | -18.8123 | -21.2586 | -35.0262 | -48.6567 | -62.6507
LOVEDEAN GSP | HAVANT | HAVANT | MINIMUM HEADROOM | SU 70625 05720 | NO | YES | 14.729 | 12.9701 | 10.3757 | 5.5522 | 0.080202 | -5.5947 | -11.4066 | -18.635 | -28.5567 | -39.4281 | -50.1225 | -59.6666 | -90.4627 | -111.2913 | -124.6584 | 34.6114 | 32.7553 | 30.4546 | 27.902 | 24.6611 | 21.5306 | 17.1135 | 11.3992 | 5.286 | 0.45588 | -5.1203 | -28.3264 | -48.3104 | -96.9025 | 20.1359 | 17.964 | 14.1188 | 9.4972 | 4.6509 | -0.36569 | -6.7863 | -15.4124 | -24.9216 | -34.5432 | -43.0169 | -69.345 | -85.9345 | -96.9256
|  | HAVANT | CT |  |  |  |  | 13.3493 | 10.8403 | 6.5149 | 1.9332 | -3.313 | -8.3472 | -15.0405 | -24.5756 | -34.7051 | -43.0845 | -52.315 | -89.3019 | -111.2913 | -124.6584 | 34.6405 | 32.7553 | 30.4546 | 27.902 | 24.6611 | 21.5306 | 17.1135 | 11.3992 | 5.286 | 0.45588 | -5.1203 | -28.3264 | -48.3104 | -75.8713 | 20.458 | 18.3203 | 14.7876 | 10.9177 | 6.3636 | 2.0261 | -3.9753 | -12.3863 | -21.286 | -28.4383 | -36.7475 | -68.2771 | -85.9345 | -96.9256
|  | HAVANT | LW |  |  |  |  | 12.9701 | 10.3757 | 5.5522 | 0.080202 | -5.5947 | -11.4066 | -18.635 | -28.5567 | -39.4281 | -50.1225 | -59.6666 | -90.4627 | -104.1084 | -115.4422 | 34.6114 | 32.9689 | 30.8387 | 28.2475 | 25.318 | 22.2677 | 18.168 | 13.0464 | 7.2662 | 1.6264 | -3.1937 | -17.4276 | -23.0301 | -28.428 | 20.1359 | 17.964 | 14.1188 | 9.4972 | 4.6509 | -0.36569 | -6.7863 | -15.4124 | -24.9216 | -34.5432 | -43.0169 | -69.345 | -80.4194 | -90.0528
|  | HAVANT | ST |  |  |  |  | 14.4451 | 12.9346 | 11.3216 | 9.2592 | 7.2197 | 5.4676 | 2.8699 | 0.13749 | -2.6855 | -6.6485 | -11.1417 | -39.4262 | -57.7179 | -73.7973 | 35.3411 | 34.1546 | 32.8415 | 31.1358 | 29.3541 | 27.8009 | 25.4984 | 23.144 | 20.5467 | 16.8538 | 12.7998 | -10.8859 | -29.3704 | -56.783 | 21.4295 | 20.2329 | 18.8806 | 17.1147 | 15.3495 | 13.9887 | 11.6488 | 9.2268 | 6.7816 | 3.2027 | -1.1692 | -26.9543 | -42.4287 | -55.8952
|  | HAVANT | FS |  |  |  |  | 14.8981 | 13.7441 | 12.2162 | 10.3836 | 8.471 | 6.4725 | 4.9316 | 2.1163 | -1.0416 | -4.0423 | -7.5061 | -31.409 | -54.5567 | -76.4058 | 35.5089 | 34.4293 | 33.2103 | 31.7011 | 30.0469 | 28.2456 | 26.6137 | 23.9204 | 20.8712 | 17.925 | 14.4621 | -10.0683 | -43.2302 | -96.9025 | 21.7111 | 20.7431 | 19.5634 | 18.0955 | 16.5465 | 14.8333 | 13.6546 | 11.2177 | 8.4576 | 5.8856 | 2.8899 | -18.1884 | -39.2416 | -58.2386
COWLEY GSP | HEADINGTON BSP | HEADINGTON BSP | MINIMUM HEADROOM | SP 54454 08145 | NO | NO | 91.011 | -36.588 | -37.948 | -39.9334 | -42.5106 | -44.8772 | -47.521 | -50.8274 | -54.2551 | -58.566 | -62.5103 | -66.2485 | -78.113 | -84.1356 | -87.4278 | -34.6375 | -35.7212 | -37.1808 | -38.8907 | -40.3053 | -41.9185 | -44.1338 | -46.6063 | -49.4168 | -51.5028 | -54.0378 | -64.5608 | -73.4181 | -100.0493 | -37.0399 | -38.366 | -40.3694 | -42.8882 | -45.2404 | -47.8375 | -51.1497 | -54.4724 | -58.6878 | -61.9094 | -65.1794 | -75.5006 | -80.5905 | -83.6661
|  | HEADINGTON BSP | CT |  |  |  |  | -36.1361 | -37.4362 | -39.236 | -41.3513 | -43.4529 | -45.8529 | -48.9068 | -52.4042 | -56.6298 | -59.6289 | -63.2454 | -77.5001 | -84.1356 | -87.4278 | -34.5616 | -35.7051 | -37.1808 | -38.7945 | -40.2528 | -41.9185 | -44.1338 | -46.6063 | -49.4168 | -51.3604 | -54.0378 | -64.5608 | -72.841 | -85.5051 | -36.804 | -38.0709 | -39.8903 | -41.8927 | -43.9729 | -46.3098 | -49.3432 | -52.6625 | -56.6733 | -59.0157 | -62.2246 | -74.8202 | -80.5905 | -83.6661
|  | HEADINGTON BSP | LW |  |  |  |  | -36.588 | -37.948 | -39.9334 | -42.5106 | -44.8772 | -47.521 | -50.8274 | -54.2551 | -58.566 | -62.5103 | -66.2485 | -78.113 | -81.9843 | -84.4854 | -34.6375 | -35.7212 | -37.1386 | -38.8907 | -40.3053 | -41.8601 | -43.9928 | -46.1577 | -49.0438 | -51.5028 | -53.9133 | -60.775 | -62.7309 | -64.0095 | -37.0399 | -38.366 | -40.3694 | -42.8882 | -45.2404 | -47.8375 | -51.1497 | -54.4724 | -58.6878 | -61.9094 | -65.1794 | -75.5006 | -78.7892 | -81.2279
|  | HEADINGTON BSP | ST |  |  |  |  | -35.2771 | -36.1139 | -37.1376 | -38.3535 | -39.4008 | -40.5474 | -42.0114 | -43.9186 | -45.6786 | -47.9943 | -50.2746 | -64.1992 | -70.5881 | -74.8693 | -34.094 | -34.9232 | -35.8601 | -36.9591 | -37.9649 | -39.0095 | -40.255 | -41.9188 | -43.2624 | -44.9898 | -47.0385 | -59.7178 | -68.2583 | -79.345 | -36.1679 | -37.0423 | -38.0805 | -39.2561 | -40.3375 | -41.4458 | -42.7737 | -44.4951 | -45.8805 | -47.6526 | -49.6107 | -62.5826 | -68.8778 | -73.0631
|  | HEADINGTON BSP | FS |  |  |  |  | -34.5624 | -35.2276 | -36.0528 | -37.0055 | -37.7865 | -38.6271 | -39.5736 | -40.8204 | -42.3081 | -43.9148 | -45.2555 | -57.0414 | -68.4213 | -77.2126 | -33.6673 | -34.3539 | -35.0976 | -36.0328 | -36.8782 | -37.8231 | -38.9374 | -40.4064 | -41.9588 | -43.6163 | -45.0852 | -56.6547 | -73.4181 | -100.0493 | -35.6233 | -36.2625 | -36.9827 | -37.8622 | -38.6285 | -39.4594 | -40.3586 | -41.5962 | -42.9358 | -44.335 | -45.6476 | -55.3583 | -66.3269 | -74.6527
COWLEY GSP | HIGH WYCOMBE BSP | HIGH WYCOMBE BSP | MINIMUM HEADROOM | SU 84773 92191 | NO | YES | 21.482 | -20.0917 | -21.635 | -24.946 | -28.6691 | -31.8241 | -36.1573 | -41.5615 | -47.6478 | -54.0567 | -60.6958 | -66.9312 | -88.1915 | -100.1139 | -111.6863 | 1.0145 | -0.082736 | -2.2011 | -4.6025 | -6.5064 | -9.339 | -13.0306 | -16.7083 | -20.4801 | -24.4934 | -28.1826 | -45.292 | -63.107 | -101.484 | -14.9707 | -16.5041 | -19.5456 | -23.1221 | -26.1778 | -30.4631 | -35.8361 | -41.4143 | -47.5198 | -53.8655 | -59.7215 | -80.0343 | -92.4969 | -105.1031
|  | HIGH WYCOMBE BSP | CT |  |  |  |  | -19.966 | -21.4425 | -23.7247 | -26.2469 | -28.9889 | -31.7869 | -35.8893 | -41.4013 | -47.6647 | -52.9847 | -58.8115 | -83.0018 | -96.8529 | -106.9485 | 1.0145 | -0.082736 | -1.4499 | -3.0532 | -4.9087 | -6.8817 | -9.8845 | -13.4553 | -18.026 | -21.9069 | -26.2184 | -45.292 | -63.107 | -88.0935 | -14.863 | -16.2838 | -18.2307 | -20.4489 | -23.0581 | -25.7259 | -29.756 | -34.7805 | -40.7469 | -45.8842 | -51.5161 | -74.0477 | -87.0044 | -97.0201
|  | HIGH WYCOMBE BSP | LW |  |  |  |  | -20.0917 | -21.635 | -24.946 | -28.6691 | -31.8241 | -36.1573 | -41.5615 | -47.6478 | -54.0567 | -60.6958 | -66.9312 | -88.1915 | -100.1139 | -111.6863 | 1.0474 | -0.04455 | -2.2011 | -4.6025 | -6.5064 | -9.339 | -13.0306 | -16.7083 | -20.4801 | -24.4934 | -28.1826 | -41.6405 | -51.5779 | -62.1328 | -14.9707 | -16.5041 | -19.5456 | -23.1221 | -26.1778 | -30.4631 | -35.8361 | -41.4143 | -47.5198 | -53.8655 | -59.7215 | -80.0343 | -92.4969 | -105.1031
|  | HIGH WYCOMBE BSP | ST |  |  |  |  | -19.1803 | -19.8344 | -21.5998 | -23.2531 | -24.6797 | -26.253 | -28.1065 | -30.3065 | -33.0101 | -36.7327 | -40.2538 | -62.6655 | -76.6382 | -88.6697 | 1.5035 | 0.95275 | -0.87729 | -2.4819 | -3.8409 | -5.1245 | -6.6033 | -8.4757 | -10.7549 | -13.6299 | -16.2036 | -36.3624 | -54.9593 | -80.9661 | -14.1094 | -14.7562 | -16.7266 | -18.5009 | -19.9738 | -21.4428 | -23.2602 | -25.3812 | -27.9461 | -31.4414 | -34.8284 | -56.9356 | -70.8098 | -82.9122
|  | HIGH WYCOMBE BSP | FS |  |  |  |  | -18.8387 | -19.3094 | -20.0006 | -20.8825 | -21.8309 | -22.8022 | -24.0143 | -25.8881 | -28.0924 | -29.9933 | -32.5656 | -49.4431 | -65.5003 | -81.533 | 1.6608 | 1.1741 | 0.47434 | -0.38757 | -1.3857 | -2.5421 | -4.0648 | -6.1434 | -8.5589 | -10.7831 | -13.2571 | -30.6745 | -56.5037 | -101.484 | -13.7785 | -14.2479 | -14.9126 | -15.7535 | -16.6722 | -17.5993 | -18.8067 | -20.6113 | -22.8263 | -24.7507 | -27.0107 | -42.5241 | -57.3206 | -72.305
FAWLEY GSP | LANGLEY BSP | LANGLEY BSP | MINIMUM HEADROOM | SU 45185 01376 | NO | YES | 1.421 | 13.3912 | 12.9677 | 11.7804 | 10.4968 | 9.5808 | 7.9085 | 6.2274 | 3.4282 | 0.53508 | -2.3329 | -4.9445 | -14.0227 | -20.586 | -24.5365 | 15.0483 | 14.7052 | 14.1181 | 13.4831 | 13.0082 | 12.208 | 11.2172 | 9.6668 | 8.1462 | 6.8891 | 5.4412 | -0.73869 | -5.8295 | -14.151 | 13.6653 | 13.2977 | 12.4891 | 11.5688 | 11.0749 | 9.7928 | 8.3325 | 5.9493 | 3.4775 | 0.90737 | -1.397 | -9.1504 | -14.8132 | -18.2323
|  | LANGLEY BSP | CT |  |  |  |  | 13.444 | 12.9866 | 11.8757 | 10.754 | 9.8314 | 8.4432 | 6.906 | 4.2698 | 1.6063 | -0.69235 | -3.2156 | -14.0227 | -20.586 | -24.5365 | 15.0483 | 14.7052 | 14.1181 | 13.4831 | 13.0082 | 12.208 | 11.2172 | 9.6668 | 8.1462 | 6.8891 | 5.4412 | -0.73869 | -5.8295 | -11.9813 | 13.7213 | 13.3268 | 12.5631 | 11.7822 | 11.2368 | 10.2437 | 8.9191 | 6.6331 | 4.3475 | 2.4084 | 0.12629 | -9.1504 | -14.8132 | -18.2323
|  | LANGLEY BSP | LW |  |  |  |  | 13.3912 | 12.9677 | 11.7804 | 10.4968 | 9.5808 | 7.9085 | 6.2274 | 3.4282 | 0.53508 | -2.3329 | -4.9445 | -13.9123 | -18.0756 | -21.5813 | 15.061 | 14.7974 | 14.2469 | 13.5832 | 13.2323 | 12.3404 | 11.4005 | 9.9572 | 8.4889 | 7.0346 | 5.7863 | 1.7337 | -0.15036 | -1.9199 | 13.6653 | 13.2977 | 12.4891 | 11.5688 | 11.0749 | 9.7928 | 8.3325 | 5.9493 | 3.4775 | 0.90737 | -1.397 | -9.127 | -12.8106 | -15.9502
|  | LANGLEY BSP | ST |  |  |  |  | 13.7452 | 13.5179 | 13.2867 | 13.0188 | 12.6665 | 12.2016 | 11.8704 | 11.0723 | 10.2596 | 9.5129 | 8.5454 | 1.2382 | -4.5575 | -10.012 | 15.2356 | 15.0286 | 14.7764 | 14.5137 | 14.1952 | 13.8169 | 13.4412 | 12.7172 | 12.0417 | 11.4191 | 10.6118 | 4.9951 | -0.19995 | -6.9757 | 13.9915 | 13.7921 | 13.5715 | 13.3395 | 13.0467 | 12.6767 | 12.4205 | 11.7294 | 11.0499 | 10.4191 | 9.5899 | 3.6671 | -1.188 | -5.8445
|  | LANGLEY BSP | FS |  |  |  |  | 13.7427 | 13.5754 | 13.2984 | 13.0063 | 12.6469 | 12.207 | 11.6972 | 10.8939 | 10.4065 | 9.5482 | 8.8001 | 2.5561 | -2.9704 | -9.1154 | 15.2197 | 15.0427 | 14.8004 | 14.5532 | 14.2414 | 13.8519 | 13.3301 | 12.6133 | 12.1548 | 11.39 | 10.7106 | 4.9426 | -2.4776 | -14.151 | 13.9814 | 13.8491 | 13.6299 | 13.4172 | 13.1444 | 12.8032 | 12.3688 | 11.7463 | 11.4711 | 10.7965 | 10.2347 | 5.0111 | 0.30819 | -4.8966
IVER 132KV | LONGFORD | LONGFORD | MINIMUM HEADROOM | TQ 03910 76751 | NO | YES | 11.27 | 71.755 | 71.2562 | 70.6107 | 69.5306 | 68.3792 | 66.402 | 64.0231 | 61.3231 | 58.0437 | 54.5664 | 51.1861 | 43.7216 | 39.9845 | 39.0422 | 69.2074 | 68.9453 | 68.6411 | 68.18 | 67.67 | 66.8318 | 65.05 | 63.0432 | 60.5934 | 57.9726 | 55.4043 | 49.8925 | 46.2072 | 42.6791 | 71.3211 | 70.953 | 70.2671 | 69.3163 | 68.3321 | 66.781 | 64.9318 | 62.6438 | 59.3499 | 55.8324 | 52.4452 | 45.0808 | 42.2913 | 41.1886
|  | LONGFORD | CT |  |  |  |  | 71.9812 | 71.4821 | 70.8349 | 69.9621 | 68.5658 | 67.0257 | 64.8165 | 62.1156 | 59.1134 | 56.7501 | 53.7783 | 45.964 | 44.4501 | 43.7484 | 69.3552 | 69.0175 | 68.6786 | 68.2694 | 67.67 | 67.0105 | 65.5902 | 63.5656 | 61.3064 | 59.5394 | 57.3249 | 51.4889 | 50.7655 | 49.9971 | 71.467 | 71.1186 | 70.4773 | 69.6891 | 68.5737 | 67.3516 | 65.6543 | 63.4701 | 60.6112 | 58.1823 | 55.1475 | 47.2206 | 45.8609 | 45.2457
|  | LONGFORD | LW |  |  |  |  | 71.755 | 71.2562 | 70.6107 | 69.5306 | 68.3792 | 66.402 | 64.0231 | 61.3231 | 58.0437 | 54.5664 | 51.1861 | 43.7216 | 42.7114 | 42.0781 | 69.2074 | 68.9453 | 68.6411 | 68.18 | 67.6987 | 66.8318 | 65.05 | 63.0432 | 60.5934 | 57.9726 | 55.4043 | 49.8925 | 49.3179 | 49.0115 | 71.3211 | 70.953 | 70.2671 | 69.3163 | 68.3321 | 66.781 | 64.9318 | 62.6438 | 59.3499 | 55.8324 | 52.4452 | 45.0808 | 44.1623 | 43.5967
|  | LONGFORD | ST |  |  |  |  | 72.1999 | 72.0394 | 71.7967 | 71.4027 | 70.7921 | 69.9043 | 68.7453 | 67.3156 | 65.3811 | 62.8331 | 59.8463 | 44.8201 | 39.9845 | 39.0422 | 69.5035 | 69.3693 | 69.1942 | 68.9366 | 68.6251 | 68.2066 | 67.7088 | 67.0737 | 65.8827 | 63.9286 | 61.6455 | 50.0113 | 46.2072 | 45.433 | 71.6538 | 71.5289 | 71.3986 | 71.1779 | 70.7102 | 70.0651 | 69.2727 | 68.293 | 66.9502 | 64.4978 | 61.6321 | 46.9421 | 42.2913 | 41.4225
|  | LONGFORD | FS |  |  |  |  | 72.2757 | 72.2039 | 72.0826 | 71.8915 | 71.6369 | 71.2408 | 70.7054 | 70.0183 | 69.0393 | 67.662 | 66.0576 | 55.6589 | 45.6389 | 39.2198 | 69.5576 | 69.4797 | 69.3715 | 69.2173 | 69.0177 | 68.7768 | 68.4654 | 68.1132 | 67.6498 | 67.0407 | 66.3229 | 58.4521 | 50.6372 | 42.6791 | 71.6954 | 71.6198 | 71.4986 | 71.3332 | 71.1305 | 70.888 | 70.4216 | 69.8489 | 69.09 | 68.0724 | 66.8624 | 57.4635 | 47.5855 | 41.1886
AMERSHAM | LOUDWATER BSP | LOUDWATER BSP | MINIMUM HEADROOM | SU 90644 91247 | NO | YES | 26.022 | 33.1977 | 31.3865 | 28.7501 | 25.4297 | 22.359 | 19.2242 | 15.768 | 10.5692 | 5.0258 | -0.36308 | -5.0152 | -19.5714 | -28.897 | -34.7262 | 45.1655 | 44.051 | 42.7757 | 41.2454 | 39.3308 | 37.3704 | 35.8779 | 32.9427 | 29.7646 | 27.2606 | 24.5213 | 12.8746 | 2.9612 | -20.0216 | 33.5744 | 31.8553 | 29.5555 | 26.6382 | 23.9766 | 21.3487 | 18.1605 | 13.5182 | 8.4108 | 3.4684 | -0.59535 | -12.8733 | -19.9935 | -24.8352
|  | LOUDWATER BSP | CT |  |  |  |  | 33.4237 | 31.7196 | 29.3602 | 26.5012 | 23.3818 | 20.3295 | 17.7133 | 12.9357 | 7.9989 | 4.0812 | -0.33757 | -18.7362 | -28.897 | -34.7262 | 45.2045 | 44.051 | 42.7757 | 41.2454 | 39.3308 | 37.3704 | 35.8779 | 32.9427 | 29.7646 | 27.3966 | 24.5213 | 12.8746 | 2.9612 | -10.3014 | 33.7418 | 32.1077 | 29.9958 | 27.5138 | 24.6886 | 21.9119 | 19.7911 | 15.4754 | 10.9274 | 7.5447 | 3.5586 | -11.7231 | -19.9935 | -24.8352
|  | LOUDWATER BSP | LW |  |  |  |  | 33.1977 | 31.3865 | 28.7501 | 25.4297 | 22.359 | 19.2242 | 15.768 | 10.5692 | 5.0258 | -0.36308 | -5.0152 | -19.5714 | -24.9741 | -29.6983 | 45.1655 | 44.1157 | 42.9007 | 41.2951 | 39.8116 | 38.1302 | 36.2083 | 33.4796 | 30.3182 | 27.2606 | 24.8619 | 18.2744 | 16.0898 | 13.6652 | 33.5744 | 31.8553 | 29.5555 | 26.6382 | 23.9766 | 21.3487 | 18.1605 | 13.5182 | 8.4108 | 3.4684 | -0.59535 | -12.8733 | -17.2078 | -21.3932
|  | LOUDWATER BSP | ST |  |  |  |  | 34.19 | 33.131 | 32.0361 | 30.9427 | 29.8886 | 29.3261 | 28.2512 | 26.9586 | 25.41 | 24.1042 | 22.6371 | 10.891 | 2.9251 | -5.889 | 45.6971 | 44.9892 | 44.2217 | 43.3887 | 42.5305 | 41.9777 | 41.0361 | 39.8799 | 38.3764 | 37.1181 | 35.6064 | 24.5772 | 15.0157 | 0.80555 | 34.5799 | 33.6168 | 32.6755 | 31.663 | 30.6667 | 30.1784 | 29.126 | 27.8387 | 26.2596 | 25.3257 | 23.9004 | 12.6799 | 5.6501 | -1.2907
|  | LOUDWATER BSP | FS |  |  |  |  | 34.3725 | 33.5217 | 32.5502 | 31.5265 | 30.6126 | 29.5959 | 28.9966 | 27.606 | 26.0489 | 24.2389 | 22.8619 | 11.8736 | 1.2008 | -9.4025 | 45.7756 | 45.1371 | 44.4305 | 43.6265 | 42.8443 | 41.9815 | 41.2309 | 39.8897 | 38.3368 | 36.5409 | 35.1788 | 23.1478 | 6.3706 | -20.0216 | 34.7161 | 33.9236 | 33.0604 | 32.0835 | 31.2049 | 30.253 | 29.7631 | 28.509 | 27.0496 | 25.2987 | 24.2518 | 13.9794 | 4.8458 | -3.8683
MANNINGTON GSP | LYTCHETT | LYTCHETT | MINIMUM HEADROOM | SY 97796 94214 | NO | YES | 35.14 | -16.2809 | -17.4571 | -20.0826 | -23.0967 | -25.6025 | -29.3942 | -34.127 | -39.5606 | -44.8029 | -50.2922 | -55.1017 | -73.065 | -84.2183 | -94.6347 | -4.916 | -5.8128 | -7.5716 | -9.5657 | -10.7474 | -13.1017 | -16.285 | -19.1541 | -21.7631 | -24.7774 | -27.3885 | -39.664 | -52.2726 | -70.9325 | -12.4931 | -13.6286 | -16.1574 | -18.9693 | -20.8909 | -24.1831 | -28.4178 | -33.306 | -37.9192 | -42.8628 | -47.1876 | -63.8566 | -75.0704 | -85.6778
|  | LYTCHETT | CT |  |  |  |  | -16.0635 | -17.1988 | -19.1957 | -21.3758 | -23.5888 | -26.3258 | -30.3032 | -35.2288 | -40.3337 | -44.6261 | -49.4771 | -70.2566 | -83.679 | -92.7512 | -4.828 | -5.7454 | -6.9453 | -8.3317 | -9.473 | -11.1045 | -13.8085 | -16.6527 | -19.7757 | -22.4458 | -25.799 | -39.664 | -52.2726 | -68.2941 | -12.2891 | -13.3463 | -15.1304 | -17.1069 | -18.7688 | -21.0359 | -24.4399 | -28.6085 | -33.2237 | -37.1573 | -41.5964 | -60.4626 | -72.8233 | -81.49
|  | LYTCHETT | LW |  |  |  |  | -16.2809 | -17.4571 | -20.0826 | -23.0967 | -25.6025 | -29.3942 | -34.127 | -39.5606 | -44.8029 | -50.2922 | -55.1017 | -73.065 | -84.2183 | -94.6347 | -4.916 | -5.8128 | -7.5716 | -9.5657 | -10.7474 | -13.1017 | -16.285 | -19.1541 | -21.7631 | -24.7774 | -27.3885 | -37.4858 | -45.4151 | -53.6152 | -12.4931 | -13.6286 | -16.1574 | -18.9693 | -20.8909 | -24.1831 | -28.4178 | -33.306 | -37.9192 | -42.8628 | -47.1876 | -63.8566 | -75.0704 | -85.6778
|  | LYTCHETT | ST |  |  |  |  | -15.4264 | -15.9882 | -17.3453 | -18.5567 | -19.7816 | -21.0812 | -22.8801 | -24.033 | -25.8514 | -28.038 | -30.1497 | -45.7066 | -58.0645 | -70.1958 | -4.4233 | -4.9045 | -6.3382 | -7.5626 | -8.7281 | -9.8495 | -11.4712 | -12.674 | -14.4334 | -16.5239 | -18.4877 | -32.7373 | -45.613 | -62.9542 | -11.6929 | -12.1985 | -13.6586 | -14.902 | -16.1031 | -17.3089 | -18.9925 | -20.1342 | -21.9376 | -24.1423 | -26.2263 | -41.4602 | -52.9428 | -63.8434
|  | LYTCHETT | FS |  |  |  |  | -15.298 | -15.7545 | -16.4315 | -17.2362 | -18.0549 | -19.1028 | -20.4147 | -22.0035 | -23.7679 | -25.2379 | -26.7242 | -38.8212 | -50.3492 | -62.968 | -4.3519 | -4.7892 | -5.3984 | -6.1339 | -6.9069 | -7.8732 | -9.1878 | -10.7022 | -12.4213 | -13.7895 | -15.3215 | -27.1027 | -43.5033 | -70.9325 | -11.5731 | -11.9801 | -12.6022 | -13.3396 | -14.0862 | -15.0426 | -16.2638 | -17.7645 | -19.4525 | -20.679 | -22.1195 | -32.473 | -42.8276 | -54.3215
BRAMLEY (FLEE) | MAIDENHEAD BSP | MAIDENHEAD BSP | MINIMUM HEADROOM | SU 86592 79883 | NO | YES | 40.383 | 8.2249 | 6.6989 | 4.008 | 1.0423 | -2.1716 | -5.6666 | -10.0936 | -15.8921 | -22.0942 | -27.6481 | -32.5968 | -47.6406 | -55.4704 | -61.3969 | 21.9294 | 21.151 | 19.9996 | 18.5999 | 16.7693 | 15.2448 | 12.7515 | 9.6775 | 6.1717 | 3.0074 | 0.42299 | -11.5479 | -21.926 | -49.2102 | 12.3763 | 10.985 | 8.6549 | 6.1326 | 3.2948 | 4.4257 | 0.36696 | -4.8294 | -10.5183 | -15.6643 | -20.1017 | -33.0066 | -38.4948 | -43.451
|  | MAIDENHEAD BSP | CT |  |  |  |  | 8.5176 | 7.0872 | 4.777 | 2.4162 | -0.57718 | -3.2283 | -7.0246 | -12.439 | -18.0946 | -22.4275 | -27.0139 | -45.6581 | -55.4704 | -61.3969 | 21.996 | 21.151 | 19.9996 | 18.6634 | 16.7693 | 15.3327 | 12.912 | 9.7163 | 6.2317 | 3.673 | 0.70543 | -11.5479 | -21.926 | -36.4003 | 12.6532 | 11.314 | 9.2536 | 7.2906 | 4.5666 | 6.5403 | 3.062 | -1.7933 | -6.9289 | -10.73 | -14.9109 | -30.6204 | -38.4948 | -43.451
|  | MAIDENHEAD BSP | LW |  |  |  |  | 8.2249 | 6.6989 | 4.008 | 1.0423 | -2.1716 | -5.6666 | -10.0936 | -15.8921 | -22.0942 | -27.6481 | -32.5968 | -47.6406 | -53.0169 | -57.9611 | 21.9294 | 21.1795 | 20.0723 | 18.5999 | 16.9755 | 15.2448 | 12.7515 | 9.6775 | 6.1717 | 3.0074 | 0.42299 | -6.5396 | -8.8177 | -11.4063 | 12.3763 | 10.985 | 8.6549 | 6.1326 | 3.2948 | 4.4257 | 0.36696 | -4.8294 | -10.5183 | -15.6643 | -20.1017 | -33.0066 | -37.3484 | -41.688
|  | MAIDENHEAD BSP | ST |  |  |  |  | 9.1003 | 8.2018 | 7.359 | 6.1948 | 5.0479 | 3.5866 | 2.3378 | 0.3786 | -1.1339 | -3.267 | -5.4967 | -18.5729 | -25.6565 | -33.9026 | 22.2869 | 21.7667 | 21.2137 | 20.4737 | 19.5818 | 18.3892 | 17.3169 | 15.7401 | 14.4807 | 12.5685 | 10.4801 | -1.3703 | -11.2872 | -26.6137 | 13.2388 | 12.4303 | 11.6608 | 10.594 | 9.547 | 12.4068 | 11.2773 | 9.486 | 8.1944 | 6.1666 | 4.0002 | -8.2896 | -14.6751 | -21.2636
|  | MAIDENHEAD BSP | FS |  |  |  |  | 9.3189 | 8.6264 | 7.8353 | 6.8792 | 5.8436 | 4.7165 | 3.4172 | 1.9795 | 0.10954 | -1.521 | -3.1996 | -15.5099 | -26.9603 | -37.6223 | 22.3877 | 21.9174 | 21.4095 | 20.7726 | 19.8851 | 18.8673 | 17.6158 | 16.2819 | 14.5323 | 12.8998 | 11.1857 | -1.9369 | -20.3784 | -49.2102 | 13.4467 | 12.8196 | 12.1282 | 11.2777 | 10.3412 | 13.5339 | 12.3549 | 11.1856 | 9.5007 | 8.0368 | 6.5231 | -4.9656 | -15.2246 | -24.3248
MANNINGTON GSP | MANNINGTON BSP | MANNINGTON BSP | MINIMUM HEADROOM | SU 07523 05221 | NO | YES | 24.442 | -55.6289 | -58.4126 | -62.8956 | -67.4466 | -72.0915 | -78.4145 | -85.859 | -94.0061 | -103.2799 | -113.2342 | -122.277 | -153.9357 | -172.2397 | -189.0526 | -35.0345 | -36.9357 | -39.8093 | -42.4889 | -45.3439 | -49.8416 | -55.2447 | -60.2375 | -65.5312 | -71.3967 | -76.7024 | -95.3733 | -112.9156 | -136.324 | -49.257 | -51.833 | -56.2662 | -60.8889 | -65.6338 | -71.9669 | -79.3654 | -87.5462 | -96.022 | -105.0629 | -113.0619 | -141.9414 | -160.4527 | -177.8226
|  | MANNINGTON BSP | CT |  |  |  |  | -55.1436 | -57.7133 | -61.2246 | -64.5966 | -69.0451 | -73.8665 | -80.182 | -88.1894 | -96.7242 | -104.5341 | -113.5225 | -150.2337 | -171.7238 | -186.365 | -34.8056 | -36.5038 | -38.4616 | -40.2207 | -42.9677 | -46.2842 | -50.8171 | -56.1854 | -61.8302 | -66.6506 | -72.4492 | -95.3733 | -112.9156 | -135.7426 | -48.8929 | -51.1993 | -54.4597 | -57.7106 | -62.0317 | -66.7567 | -72.8161 | -80.651 | -88.7416 | -95.9564 | -104.1633 | -137.2294 | -157.988 | -172.0438
|  | MANNINGTON BSP | LW |  |  |  |  | -55.6289 | -58.4126 | -62.8956 | -67.4466 | -72.0915 | -78.4145 | -85.859 | -94.0061 | -103.2799 | -113.2342 | -122.277 | -153.9357 | -172.2397 | -189.0526 | -35.0345 | -36.9357 | -39.8093 | -42.4889 | -45.3439 | -49.8416 | -55.2447 | -60.2375 | -65.5312 | -71.3967 | -76.7024 | -94.8945 | -107.3413 | -119.5645 | -49.257 | -51.833 | -56.2662 | -60.8889 | -65.6338 | -71.9669 | -79.3654 | -87.5462 | -96.022 | -105.0629 | -113.0619 | -141.9414 | -160.4527 | -177.8226
|  | MANNINGTON BSP | ST |  |  |  |  | -54.0989 | -55.6323 | -58.3005 | -60.9451 | -63.5921 | -66.5757 | -69.4135 | -73.066 | -77.1796 | -82.4883 | -87.9586 | -120.8999 | -141.1454 | -156.9422 | -34.2065 | -35.2588 | -37.6478 | -39.7642 | -41.8011 | -44.0613 | -46.119 | -49.2276 | -52.7227 | -57.2175 | -61.7484 | -89.3998 | -107.7981 | -130.0893 | -47.9037 | -49.2621 | -51.9506 | -54.4329 | -56.8099 | -59.4449 | -61.8106 | -64.9 | -68.8811 | -74.0626 | -79.368 | -111.4055 | -130.6645 | -146.8599
|  | MANNINGTON BSP | FS |  |  |  |  | -53.5328 | -54.662 | -56.0044 | -57.521 | -59.289 | -61.2747 | -63.5124 | -66.0144 | -69.1962 | -72.6591 | -76.5018 | -100.1806 | -122.9109 | -144.6663 | -33.9023 | -34.7438 | -35.7788 | -36.8983 | -38.2371 | -39.8201 | -41.6036 | -43.5407 | -46.1281 | -49.02 | -52.2513 | -72.9441 | -98.4667 | -136.324 | -47.4759 | -48.5229 | -49.793 | -51.1765 | -52.7525 | -54.553 | -56.5879 | -58.8906 | -61.8125 | -64.7603 | -68.1354 | -90.0629 | -111.0696 | -131.7035
BOTLEY WOOD GSP | NETLEY COMMON BSP | NETLEY COMMON BSP | MINIMUM HEADROOM | SU 47559 12003 | NO | YES | 15.726 | -5.6487 | 106.4745 | 101.6426 | 95.9861 | 90.539 | 84.1627 | 76.7106 | 66.8139 | 55.6907 | 44.8375 | 34.9903 | 1.0632 | -20.9806 | -37.0923 | 22.4204 | 132.8349 | 130.4065 | 127.2021 | 124.1643 | 120.3862 | 115.4233 | 109.1366 | 101.5191 | 95.4163 | 88.3118 | 54.4162 | 14.4881 | -85.6166 | 3.0671 | 115.0722 | 110.771 | 105.9363 | 101.3559 | 95.6681 | 88.6146 | 79.5332 | 69.2104 | 59.2773 | 50.6043 | 21.4784 | 3.4474 | -11.0967
|  | NETLEY COMMON BSP | CT |  |  |  |  | -5.4417 | 106.6328 | 102.934 | 98.1447 | 93.4959 | 88.233 | 81.7986 | 72.6436 | 62.1625 | 53.7059 | 44.2344 | 3.9013 | -20.9806 | -37.0923 | 22.4204 | 132.8349 | 130.4065 | 127.2021 | 124.1643 | 120.3862 | 115.4233 | 109.1366 | 101.5191 | 95.4163 | 88.3118 | 54.4162 | 19.1064 | -33.1481 | 3.1821 | 115.0922 | 112.0219 | 107.8218 | 103.9434 | 99.2057 | 93.0821 | 84.6414 | 74.7445 | 67.2264 | 58.6264 | 24.4847 | 3.4474 | -11.0967
|  | NETLEY COMMON BSP | LW |  |  |  |  | -5.6487 | 106.4745 | 101.6426 | 95.9861 | 90.539 | 84.1627 | 76.7106 | 66.8139 | 55.6907 | 44.8375 | 34.9903 | 1.0632 | -15.897 | -31.2471 | 22.7694 | 133.7286 | 131.0071 | 127.9134 | 125.1021 | 121.5088 | 116.8673 | 111.553 | 105.3609 | 99.3623 | 94.1259 | 76.9214 | 66.9415 | 56.3648 | 3.0671 | 115.0722 | 110.771 | 105.9363 | 101.3559 | 95.6681 | 88.6146 | 79.5332 | 69.2104 | 59.2773 | 50.6043 | 21.4784 | 6.1074 | -8.7241
|  | NETLEY COMMON BSP | ST |  |  |  |  | -4.1117 | 109.2214 | 107.7472 | 105.9812 | 104.6016 | 103.2076 | 101.3639 | 99.1616 | 96.5316 | 92.9191 | 89.1234 | 62.4396 | 42.6519 | 22.8304 | 23.3054 | 134.6011 | 132.6054 | 130.4519 | 128.5106 | 126.5818 | 124.181 | 121.3355 | 118.2046 | 114.0637 | 109.6883 | 77.4809 | 42.0357 | -12.0088 | 4.6169 | 117.9125 | 116.228 | 114.304 | 112.8565 | 111.5109 | 109.5335 | 107.2076 | 104.6402 | 100.8536 | 96.9448 | 71.4504 | 54.0193 | 37.126
|  | NETLEY COMMON BSP | FS |  |  |  |  | -3.7428 | 109.7543 | 108.6315 | 107.074 | 105.518 | 104.2096 | 102.4095 | 100.065 | 97.0214 | 94.2388 | 91.0106 | 67.8162 | 44.8111 | 21.2452 | 23.4181 | 134.6559 | 133.1748 | 131.2745 | 129.2319 | 127.1369 | 124.285 | 120.8839 | 116.5343 | 112.1731 | 107.414 | 71.7948 | 14.4881 | -85.6166 | 4.9713 | 118.4151 | 117.3737 | 115.9065 | 114.4331 | 113.1999 | 111.4059 | 109.4335 | 106.5158 | 103.8296 | 100.9673 | 79.2182 | 59.1936 | 38.6015
MELKSHAM GSP | NORRINGTON | NORRINGTON | MINIMUM HEADROOM | ST 88273 64983 | NO | YES | 110.385 | -123.8228 | -130.6581 | -140.0249 | -153.6564 | -159.5867 | -167.6314 | -177.2887 | -188.8357 | -200.4695 | -212.5139 | -223.1117 | -260.2884 | -281.6998 | -298.499 | -91.4511 | -98.6145 | -106.4185 | -119.544 | -122.4536 | -127.4701 | -134.1379 | -140.9106 | -147.7876 | -155.0576 | -161.0587 | -186.8868 | -208.8496 | -245.7164 | -117.2917 | -125.0327 | -135.1789 | -150.5528 | -155.8504 | -163.5853 | -172.9701 | -183.6713 | -194.4482 | -205.7178 | -215.3597 | -248.2079 | -265.2773 | -280.0009
|  | NORRINGTON | CT |  |  |  |  | -123.6316 | -130.5104 | -139.1113 | -151.5194 | -156.9765 | -163.2458 | -171.6301 | -182.5393 | -193.516 | -203.0005 | -213.3226 | -256.0307 | -281.6998 | -298.499 | -91.4511 | -98.6145 | -106.4185 | -119.0109 | -122.3329 | -126.5597 | -132.8751 | -139.9211 | -147.2278 | -153.1887 | -160.0872 | -186.8868 | -208.8496 | -236.7394 | -117.14 | -124.9132 | -134.2666 | -148.3915 | -153.4584 | -159.4315 | -167.5932 | -177.7395 | -188.0336 | -196.7224 | -206.3723 | -243.5401 | -265.2773 | -280.0009
|  | NORRINGTON | LW |  |  |  |  | -123.8228 | -130.6581 | -140.0249 | -153.6564 | -159.5867 | -167.6314 | -177.2887 | -188.8357 | -200.4695 | -212.5139 | -223.1117 | -260.2884 | -279.0888 | -295.2358 | -91.4261 | -98.3492 | -106.4038 | -119.544 | -122.4536 | -127.4701 | -134.1379 | -140.9106 | -147.7876 | -155.0576 | -161.0587 | -180.2431 | -190.1548 | -200.0185 | -117.2917 | -125.0327 | -135.1789 | -150.5528 | -155.8504 | -163.5853 | -172.9701 | -183.6713 | -194.4482 | -205.7178 | -215.3597 | -248.2079 | -264.9278 | -279.876
|  | NORRINGTON | ST |  |  |  |  | -122.258 | -127.9805 | -134.2183 | -144.9364 | -147.5692 | -150.9021 | -154.6145 | -158.8663 | -163.2819 | -168.8842 | -174.4526 | -206.5464 | -227.1065 | -245.611 | -90.5617 | -96.8701 | -103.7372 | -115.9742 | -118.004 | -120.954 | -124.2708 | -127.9968 | -131.6988 | -136.4309 | -141.0895 | -168.0312 | -188.7543 | -217.6958 | -115.7573 | -122.3624 | -129.5047 | -142.0777 | -144.3926 | -147.5811 | -151.1051 | -155.1469 | -159.1807 | -164.6141 | -170.1898 | -201.0675 | -219.9471 | -236.1353
|  | NORRINGTON | FS |  |  |  |  | -121.6818 | -126.949 | -132.3792 | -142.2642 | -144.1266 | -146.8259 | -149.6053 | -153.3063 | -157.2797 | -161.8753 | -165.9046 | -192.7238 | -218.0604 | -241.3375 | -90.3402 | -96.4768 | -102.7509 | -114.4394 | -116.0375 | -118.6824 | -121.6094 | -125.1665 | -128.9494 | -133.3248 | -137.0118 | -162.837 | -195.6268 | -245.7164 | -115.2632 | -121.4891 | -127.8713 | -139.6868 | -141.3783 | -144.0677 | -146.8488 | -150.4406 | -154.2584 | -158.6332 | -162.2239 | -186.6778 | -209.7027 | -230.4953
NORTH HYDE GSP | NORTH HYDE 22kV | NORTH HYDE 22kV | MINIMUM HEADROOM | TQ 10367 79001 | NO | YES | 13.642 | 60.0596 | 59.5532 | 58.4451 | 57.1905 | 23.2275 | 20.8864 | 18.6653 | 15.7876 | 12.6675 | 9.7179 | 7.0937 | -1.2353 | -5.4479 | -8.0717 | 62.0443 | 61.391 | 60.5904 | 59.6291 | 17.6199 | 15.2934 | 12.9346 | 10.1219 | 7.1453 | 4.7324 | 2.1706 | -11.143 | -38.7779 | -89.1052 | 61.8453 | 61.3076 | 60.4871 | 59.4548 | 17.5198 | 15.0831 | 12.7789 | 10.0193 | 7.0439 | 4.1974 | 1.7507 | -6.1334 | -9.7273 | -12.044
|  | NORTH HYDE 22kV | CT |  |  |  |  | 60.0714 | 59.5532 | 58.6527 | 57.6502 | 23.7966 | 21.7411 | 19.7077 | 16.5702 | 13.3331 | 10.8493 | 8.2549 | -1.1752 | -5.4479 | -8.0717 | 62.0443 | 61.391 | 60.5904 | 59.6291 | 17.6199 | 15.2934 | 12.9346 | 10.1219 | 7.1453 | 4.7324 | 2.1706 | -10.5702 | -26.074 | -51.4716 | 61.8453 | 61.3076 | 60.4871 | 59.57 | 17.6118 | 15.3845 | 13.1914 | 10.2651 | 7.0439 | 4.6683 | 2.1768 | -6.1334 | -9.7273 | -12.044
|  | NORTH HYDE 22kV | LW |  |  |  |  | 60.0596 | 59.5538 | 58.4451 | 57.1905 | 23.2275 | 20.8864 | 18.6653 | 15.7876 | 12.6675 | 9.7179 | 7.0937 | -1.2353 | -3.6503 | -5.4517 | 62.3041 | 61.9794 | 61.4575 | 60.847 | 19.3471 | 17.3825 | 15.4041 | 13.1471 | 10.8445 | 8.7456 | 6.9924 | 1.6955 | -0.02245 | -1.2987 | 61.9089 | 61.429 | 60.511 | 59.4548 | 17.5198 | 15.0831 | 12.7789 | 10.0193 | 7.0657 | 4.1974 | 1.7507 | -5.7925 | -8.0671 | -9.8209
|  | NORTH HYDE 22kV | ST |  |  |  |  | 60.4182 | 60.1142 | 59.8399 | 59.49 | 26.4343 | 25.2994 | 23.934 | 22.4176 | 20.7601 | 19.2529 | 17.4794 | 8.3611 | 3.658 | -0.72988 | 62.2485 | 61.7724 | 61.2607 | 60.671 | 19.1407 | 17.4306 | 15.4386 | 13.4009 | 11.2527 | 9.3039 | 6.9971 | -6.8591 | -21.2371 | -46.0439 | 62.2483 | 61.9593 | 61.6879 | 61.356 | 20.1348 | 18.8011 | 17.2812 | 15.7095 | 13.8762 | 12.3236 | 10.4628 | 1.3921 | -2.9655 | -6.5948
|  | NORTH HYDE 22kV | FS |  |  |  |  | 60.6041 | 60.406 | 60.0958 | 59.7399 | 26.6886 | 25.5972 | 24.4031 | 23.1693 | 21.9716 | 20.6237 | 19.1278 | 10.6428 | 3.4361 | -2.6246 | 62.2724 | 61.79 | 61.2183 | 60.5402 | 18.8956 | 17.0747 | 14.8876 | 12.4792 | 10.0194 | 7.5607 | 5.0331 | -11.143 | -38.7779 | -89.1052 | 62.3963 | 62.1986 | 61.9174 | 61.6089 | 20.437 | 19.1934 | 17.7993 | 16.4314 | 15.1096 | 13.836 | 12.3316 | 4.06 | -2.5218 | -7.7221
COWLEY GSP | OXFORD BSP | OXFORD BSP | MINIMUM HEADROOM | SP 50054 05983 | NO | YES | 0.006 | 2.4004 | 1.1127 | -0.6665 | -2.9466 | -5.0287 | -8.2879 | -11.6549 | -14.7425 | -18.5022 | -21.8421 | -25.1314 | -35.5906 | -39.8174 | -44.1685 | 19.7378 | 18.8105 | 17.8351 | 16.4306 | 15.2937 | 13.4555 | 11.3783 | 9.2099 | 6.759 | 5.1989 | 2.8219 | -9.1106 | -27.5205 | -67.4731 | 7.9897 | 6.7699 | 5.1471 | 3.1258 | 1.5113 | -1.0477 | -4.0324 | -6.7991 | -10.2341 | -13.1924 | -16.3197 | -25.6685 | -28.8571 | -32.473
|  | OXFORD BSP | CT |  |  |  |  | 2.6371 | 1.5092 | -0.1393 | -1.9255 | -3.8021 | -6.2754 | -9.2374 | -12.0991 | -15.362 | -17.5556 | -20.506 | -33.018 | -39.8174 | -44.1685 | 19.8106 | 18.9069 | 17.8367 | 16.5879 | 15.2937 | 13.4555 | 11.3783 | 9.2099 | 6.759 | 5.1989 | 2.8219 | -9.1106 | -22.0187 | -42.2866 | 8.2176 | 7.1434 | 5.633 | 3.9692 | 2.3764 | 0.22343 | -2.1069 | -4.6301 | -7.5993 | -9.4398 | -12.0622 | -23.0204 | -28.6759 | -32.473
|  | OXFORD BSP | LW |  |  |  |  | 2.4004 | 1.1127 | -0.6665 | -2.9466 | -5.0287 | -8.2879 | -11.6549 | -14.7425 | -18.5022 | -21.8421 | -25.1314 | -35.5906 | -39.395 | -43.4294 | 19.7378 | 18.8105 | 17.8351 | 16.4306 | 15.3573 | 13.5964 | 11.7598 | 9.8661 | 7.5864 | 5.8338 | 4.0271 | -1.0191 | -2.7285 | -4.8722 | 7.9897 | 6.7699 | 5.1471 | 3.1258 | 1.5113 | -1.0477 | -4.0324 | -6.7991 | -10.2341 | -13.1924 | -16.3197 | -25.6685 | -28.8571 | -32.412
|  | OXFORD BSP | ST |  |  |  |  | 3.0152 | 2.2193 | 1.4163 | 0.53599 | -0.49225 | -1.7577 | -2.5038 | -3.4192 | -4.396 | -5.5616 | -6.4184 | -13.9405 | -18.7754 | -24.3147 | 20.0167 | 19.3135 | 18.6703 | 17.932 | 17.0973 | 16.0402 | 15.2393 | 14.1658 | 12.9742 | 11.5095 | 10.0072 | -0.72687 | -13.372 | -33.9574 | 8.5725 | 7.8248 | 7.1171 | 6.3356 | 5.4339 | 4.3079 | 3.728 | 2.8881 | 1.946 | 0.79587 | -0.041693 | -6.7772 | -11.1446 | -15.5848
|  | OXFORD BSP | FS |  |  |  |  | 3.1586 | 2.5326 | 1.8733 | 1.1223 | 0.32626 | -0.65409 | -1.5713 | -2.5718 | -3.1428 | -4.2485 | -5.4533 | -12.8824 | -19.7069 | -26.6695 | 20.0987 | 19.4994 | 18.9222 | 18.2402 | 17.5049 | 16.4884 | 15.3667 | 14.0055 | 12.7449 | 10.9977 | 9.0512 | -4.7769 | -27.5205 | -67.4731 | 8.716 | 8.1403 | 7.5633 | 6.8983 | 6.2186 | 5.3611 | 4.551 | 3.6487 | 3.1964 | 2.1555 | 1.0276 | -5.5871 | -11.5608 | -17.6289
MANNINGTON GSP | POOLE PS (HAMWORTHY) | POOLE PS (HAMWORTHY) | MINIMUM HEADROOM | SZ 00203 90789 | NO | YES | 1.907 | 39.2094 | 38.7932 | 37.5393 | 36.1111 | 35.0169 | 33.3029 | 31.4286 | 29.0854 | 26.3653 | 24.1931 | 22.2526 | 16.0915 | 12.4959 | 10.3319 | 40.4805 | 40.1144 | 39.4234 | 38.6797 | 38.0608 | 37.157 | 36.0238 | 34.5931 | 32.9355 | 31.849 | 30.5588 | 25.6107 | 22.0281 | 13.8636 | 38.7983 | 38.382 | 37.34 | 36.1216 | 35.2836 | 33.7492 | 32.0499 | 29.9563 | 27.5058 | 25.4826 | 23.7324 | 18.3293 | 15.3746 | 13.5679
|  | POOLE PS (HAMWORTHY) | CT |  |  |  |  | 39.3187 | 38.8553 | 37.7163 | 36.4959 | 35.4216 | 33.9831 | 32.2432 | 29.895 | 27.2034 | 25.4711 | 23.5139 | 16.0915 | 12.4959 | 10.3319 | 40.4976 | 40.1144 | 39.4234 | 38.6797 | 38.0608 | 37.157 | 36.0238 | 34.5931 | 32.9355 | 31.849 | 30.5588 | 25.6107 | 22.0281 | 17.282 | 38.8763 | 38.3985 | 37.418 | 36.37 | 35.5333 | 34.2532 | 32.6558 | 30.5309 | 28.0948 | 26.5353 | 24.7214 | 18.3293 | 15.3746 | 13.5679
|  | POOLE PS (HAMWORTHY) | LW |  |  |  |  | 39.2094 | 38.7932 | 37.5393 | 36.1111 | 35.0169 | 33.3029 | 31.4286 | 29.0854 | 26.3653 | 24.1931 | 22.2526 | 16.5641 | 14.5178 | 12.653 | 40.4805 | 40.1873 | 39.5142 | 38.7216 | 38.217 | 37.2325 | 36.1375 | 34.8587 | 33.3351 | 32.0743 | 30.9972 | 28.0796 | 27.1207 | 26.1057 | 38.7983 | 38.382 | 37.34 | 36.1216 | 35.2836 | 33.7492 | 32.0499 | 29.9563 | 27.5058 | 25.4826 | 23.7324 | 18.7657 | 17.0462 | 15.3798
|  | POOLE PS (HAMWORTHY) | ST |  |  |  |  | 39.5917 | 39.3871 | 38.8628 | 38.2979 | 37.6586 | 36.935 | 36.1383 | 35.5434 | 34.3957 | 33.0774 | 31.3517 | 22.7024 | 19.8568 | 18.6239 | 40.6836 | 40.4895 | 40.0873 | 39.6548 | 39.1548 | 38.5837 | 37.9492 | 37.4788 | 36.5891 | 35.7072 | 34.748 | 28.2815 | 24.9055 | 19.7524 | 39.1598 | 38.9678 | 38.5039 | 38.0099 | 37.4383 | 36.7816 | 36.0442 | 35.5966 | 34.5527 | 33.5518 | 31.9261 | 23.5714 | 20.8178 | 20.0544
|  | POOLE PS (HAMWORTHY) | FS |  |  |  |  | 39.7768 | 39.633 | 39.1943 | 38.6957 | 38.2073 | 37.6439 | 37.0391 | 36.2976 | 35.3955 | 34.8672 | 33.9846 | 28.3178 | 23.2838 | 19.0315 | 40.7756 | 40.6112 | 40.277 | 39.8895 | 39.5025 | 39.0421 | 38.5128 | 37.8777 | 37.1083 | 36.5868 | 35.7685 | 30.3191 | 23.5066 | 13.8636 | 39.3088 | 39.1754 | 38.8068 | 38.381 | 37.9784 | 37.4925 | 36.9608 | 36.3154 | 35.5178 | 35.1308 | 34.3199 | 29.028 | 24.4739 | 20.8187
LOVEDEAN GSP | PORTSMOUTH BSP | PORTSMOUTH BSP | MINIMUM HEADROOM | SZ 63405 99685 | NO | YES | 4.792 | 36.6508 | 35.2452 | 32.3257 | 28.8366 | 25.2667 | 20.6089 | 15.7706 | 9.5019 | 1.9551 | -5.4767 | -12.3654 | -35.3804 | -45.0979 | -53.6236 | 52.517 | 51.2648 | 49.7382 | 48.0197 | 45.6668 | 42.5945 | 38.7028 | 33.5989 | 27.5707 | 22.7531 | 16.7965 | -11.5518 | -54.6001 | -147.2473 | 39.7942 | 38.3477 | 35.9269 | 32.7176 | 29.4264 | 24.9552 | 20.334 | 14.4671 | 7.3756 | 0.38274 | -6.0497 | -27.1315 | -36.0948 | -43.7995
|  | PORTSMOUTH BSP | CT |  |  |  |  | 36.6508 | 35.2452 | 32.9651 | 30.5023 | 27.3607 | 23.8046 | 19.646 | 12.9476 | 5.3479 | -0.6632 | -7.74 | -34.2559 | -45.0979 | -53.6236 | 52.517 | 51.2648 | 49.7382 | 48.0197 | 45.6668 | 42.5945 | 38.7028 | 33.5989 | 27.5707 | 22.7531 | 16.7965 | -11.5518 | -39.4788 | -86.3422 | 39.7942 | 38.3477 | 36.1389 | 33.7442 | 30.6053 | 27.1631 | 23.0753 | 16.7954 | 9.5294 | 4.0026 | -2.588 | -26.6849 | -36.0948 | -43.7995
|  | PORTSMOUTH BSP | LW |  |  |  |  | 36.6755 | 35.3615 | 32.3257 | 28.8366 | 25.2667 | 20.6089 | 15.7706 | 9.5019 | 1.9551 | -5.4767 | -12.3654 | -35.3804 | -40.2094 | -47.9138 | 52.8905 | 52.1716 | 51.1043 | 49.704 | 48.2891 | 45.8423 | 42.8273 | 39.1727 | 34.4206 | 29.7241 | 25.4819 | 13.1588 | 10.7963 | 5.7759 | 39.9327 | 38.6463 | 35.9269 | 32.7176 | 29.4264 | 24.9552 | 20.334 | 14.4671 | 7.3756 | 0.38274 | -6.0497 | -27.1315 | -31.2539 | -38.5033
|  | PORTSMOUTH BSP | ST |  |  |  |  | 37.5026 | 36.7558 | 36.1849 | 35.394 | 34.5164 | 33.4105 | 32.1056 | 30.406 | 28.1896 | 25.8301 | 22.9197 | 5.8426 | -4.0019 | -14.1453 | 52.9987 | 52.1631 | 51.2785 | 50.1553 | 48.8857 | 47.3488 | 45.5632 | 43.514 | 40.9072 | 37.8934 | 34.003 | 8.4463 | -20.1705 | -66.3429 | 40.7515 | 40.0293 | 39.4578 | 38.6428 | 37.7324 | 36.5966 | 35.2216 | 33.5361 | 31.3701 | 29.0578 | 26.1761 | 9.3576 | 0.22552 | -8.4103
|  | PORTSMOUTH BSP | FS |  |  |  |  | 37.8393 | 37.3873 | 36.791 | 36.0769 | 35.2364 | 34.3257 | 33.2709 | 31.7316 | 29.9377 | 27.7827 | 25.3563 | 8.5314 | -7.4828 | -21.4375 | 53.0334 | 52.2126 | 51.248 | 50.0932 | 48.7511 | 47.1876 | 45.0342 | 42.3395 | 39.2332 | 35.2467 | 30.8629 | -1.2549 | -54.6001 | -147.2473 | 41.0516 | 40.6012 | 40.026 | 39.3352 | 38.5106 | 37.62 | 36.5623 | 35.1024 | 33.3585 | 31.2118 | 28.8796 | 12.8902 | -2.5478 | -15.2633
BRAMLEY (FLEE) | PYESTOCK BSP | PYESTOCK BSP | MINIMUM HEADROOM | SU 82940 54553 | NO | YES | 4.8 | 21.7029 | 21.6869 | 21.2949 | 21.2348 | 21.1883 | 21.1236 | 21.0504 | 20.9423 | 20.8427 | 20.732 | 20.6373 | 20.3389 | 20.1605 | 20.0401 | 20.1359 | 20.1298 | 19.6496 | 19.6368 | 19.6316 | 19.615 | 19.5858 | 19.4794 | 19.3994 | 19.3278 | 19.2507 | 18.878 | 18.1353 | 16.6138 | 22.8744 | 22.8672 | 22.4733 | 22.4582 | 22.451 | 22.4312 | 22.4059 | 22.3792 | 22.3577 | 22.3274 | 22.3079 | 22.1329 | 21.9794 | 21.8753
|  | PYESTOCK BSP | CT |  |  |  |  | 21.7664 | 21.7357 | 21.4782 | 21.3621 | 21.3107 | 21.2509 | 21.1657 | 21.0331 | 20.9107 | 20.8096 | 20.7127 | 20.3708 | 20.1605 | 20.0401 | 20.1821 | 20.1534 | 19.8419 | 19.7306 | 19.7037 | 19.6624 | 19.5858 | 19.4794 | 19.3994 | 19.3278 | 19.2507 | 18.878 | 18.4219 | 17.7046 | 22.9241 | 22.9007 | 22.647 | 22.5558 | 22.5336 | 22.5047 | 22.4593 | 22.3994 | 22.3699 | 22.3477 | 22.3219 | 22.1634 | 21.9794 | 21.8753
|  | PYESTOCK BSP | LW |  |  |  |  | 21.7029 | 21.6869 | 21.2949 | 21.2348 | 21.1883 | 21.1236 | 21.0504 | 20.9423 | 20.8427 | 20.732 | 20.6373 | 20.3389 | 20.229 | 20.1536 | 20.1359 | 20.1298 | 19.6496 | 19.6368 | 19.6316 | 19.615 | 19.594 | 19.5397 | 19.4905 | 19.4322 | 19.3869 | 19.2581 | 19.2089 | 19.1676 | 22.8744 | 22.8672 | 22.4733 | 22.4582 | 22.451 | 22.4312 | 22.4059 | 22.3792 | 22.3577 | 22.3274 | 22.3079 | 22.1329 | 22.0369 | 21.9726
|  | PYESTOCK BSP | ST |  |  |  |  | 21.7782 | 21.758 | 21.5177 | 21.433 | 21.4153 | 21.39 | 21.3557 | 21.3179 | 21.289 | 21.2607 | 21.2352 | 21.0424 | 20.8574 | 20.6114 | 20.188 | 20.1617 | 19.8557 | 19.7483 | 19.7242 | 19.6927 | 19.6513 | 19.6007 | 19.5736 | 19.5339 | 19.4813 | 19.1334 | 18.6799 | 17.9161 | 22.931 | 22.9108 | 22.6633 | 22.5768 | 22.5593 | 22.5346 | 22.5012 | 22.4619 | 22.4368 | 22.4107 | 22.3864 | 22.3011 | 22.273 | 22.2546
|  | PYESTOCK BSP | FS |  |  |  |  | 21.8153 | 21.8024 | 21.6149 | 21.557 | 21.5354 | 21.5092 | 21.4632 | 21.3828 | 21.3122 | 21.2634 | 21.2179 | 20.9923 | 20.7857 | 20.574 | 20.2143 | 20.195 | 19.9564 | 19.8805 | 19.854 | 19.8233 | 19.7666 | 19.665 | 19.56 | 19.4816 | 19.4024 | 18.9314 | 18.1353 | 16.6138 | 22.962 | 22.9492 | 22.7569 | 22.6979 | 22.6778 | 22.6541 | 22.615 | 22.5545 | 22.4937 | 22.4627 | 22.4331 | 22.347 | 22.2929 | 22.26
BRAMLEY (FLEE) | READING BSP | READING BSP | MINIMUM HEADROOM | SU 74642 73856 | NO | YES | 58.148 | -72.5381 | -74.7652 | -78.6612 | -84.2397 | -89.8151 | -96.8045 | -104.43 | -115.6126 | -127.8172 | -140.0612 | -150.5653 | -186.6012 | -205.4925 | -221.1319 | -42.4076 | -44.3063 | -46.4125 | -49.5119 | -53.5681 | -57.9571 | -62.4089 | -69.0401 | -76.7962 | -82.7691 | -90.2391 | -123.1971 | -159.2883 | -251.6577 | -65.7433 | -68.2332 | -72.2456 | -77.7946 | -83.2762 | -89.9574 | -97.0884 | -107.2871 | -118.5721 | -129.8608 | -139.2376 | -170.4389 | -185.4634 | -199.1733
|  | READING BSP | CT |  |  |  |  | -72.2512 | -74.4605 | -77.7756 | -82.3398 | -87.8209 | -93.5768 | -99.4814 | -109.364 | -120.3341 | -129.1476 | -139.4103 | -181.3643 | -205.4925 | -221.1319 | -42.4076 | -44.3063 | -46.4125 | -49.5119 | -53.5681 | -57.9571 | -62.4089 | -69.0401 | -76.7962 | -82.7691 | -90.2391 | -123.1971 | -155.6552 | -203.6784 | -65.4767 | -67.9762 | -71.2903 | -75.6893 | -81.1059 | -86.7437 | -92.358 | -101.3937 | -111.591 | -119.4215 | -128.8119 | -164.8636 | -185.4634 | -199.1733
|  | READING BSP | LW |  |  |  |  | -72.5381 | -74.7652 | -78.6612 | -84.2397 | -89.8151 | -96.8045 | -104.43 | -115.6126 | -127.8172 | -140.0612 | -150.5653 | -186.6012 | -202.1702 | -216.7368 | -42.3427 | -43.9358 | -46.0377 | -49.0317 | -52.159 | -56.19 | -60.6321 | -66.8525 | -73.9324 | -81.0133 | -86.598 | -104.3565 | -112.3802 | -121.3098 | -65.7433 | -68.2332 | -72.2456 | -77.7946 | -83.2762 | -89.9574 | -97.0884 | -107.2871 | -118.5721 | -129.8608 | -139.2376 | -170.4389 | -184.0597 | -197.453
|  | READING BSP | ST |  |  |  |  | -70.825 | -71.8555 | -73.1684 | -74.8832 | -76.4271 | -77.9787 | -80.2717 | -83.1569 | -86.5179 | -89.8844 | -94.0552 | -122.943 | -141.6545 | -160.3301 | -41.5578 | -42.6802 | -44.2099 | -45.9651 | -47.6694 | -49.7325 | -52.4695 | -55.8363 | -59.5588 | -63.4058 | -68.0141 | -99.8192 | -132.2128 | -181.4716 | -63.9113 | -65.1085 | -66.5806 | -68.4077 | -70.0333 | -71.5342 | -73.8991 | -76.8473 | -80.0961 | -83.3111 | -87.2882 | -114.732 | -132.2871 | -148.3467
|  | READING BSP | FS |  |  |  |  | -70.8175 | -71.6785 | -72.8405 | -74.4121 | -76.0411 | -77.9381 | -79.6157 | -81.9552 | -85.1406 | -88.8975 | -92.1432 | -115.9597 | -139.3318 | -162.8978 | -41.5756 | -42.6339 | -43.8848 | -45.5286 | -47.502 | -49.9663 | -52.6939 | -56.1144 | -60.4763 | -65.4996 | -70.1642 | -105.1561 | -159.2883 | -251.6577 | -63.8259 | -64.7908 | -65.9982 | -67.5998 | -69.2106 | -71.1347 | -72.8262 | -74.9845 | -78.1343 | -81.8966 | -84.9194 | -107.6902 | -128.4449 | -148.9989
BRAMLEY (FLEE) | READING TOWN BSP | READING TOWN BSP | MINIMUM HEADROOM | SU 71580 74111 | NO | YES | 38.697 | 16.1261 | 14.337 | 12.4522 | 10.4631 | 8.5588 | 5.4919 | 2.6145 | -1.5931 | -6.3706 | -10.8921 | -15.028 | -27.2617 | -33.0058 | -37.1718 | 22.3757 | 20.7182 | 19.371 | 17.9073 | 16.0859 | 13.7609 | 11.7693 | 8.8402 | 5.3066 | 2.7004 | -0.26451 | -13.2118 | -30.1071 | -69.7683 | 22.0943 | 20.2529 | 18.1182 | 15.56 | 13.3048 | 10.3559 | 7.7232 | 4.0374 | -0.27217 | -4.323 | -7.9334 | -18.5872 | -23.2457 | -26.7529
|  | READING TOWN BSP | CT |  |  |  |  | 16.5052 | 14.9048 | 13.105 | 11.4269 | 9.7324 | 7.5049 | 5.0402 | 0.78354 | -4.0254 | -7.7068 | -11.7189 | -26.1481 | -33.0058 | -37.1718 | 22.5871 | 20.9244 | 19.371 | 17.9073 | 16.0859 | 13.7609 | 11.7693 | 8.8402 | 5.3066 | 2.7004 | -0.26451 | -13.2118 | -25.708 | -45.3482 | 22.4711 | 20.8011 | 18.9273 | 16.8615 | 14.7631 | 12.1213 | 9.7617 | 6.0161 | 1.6837 | -1.5007 | -5.0272 | -17.4789 | -23.2457 | -26.7529
|  | READING TOWN BSP | LW |  |  |  |  | 16.1261 | 14.337 | 12.4522 | 10.4631 | 8.5588 | 5.4919 | 2.6145 | -1.5931 | -6.3706 | -10.8921 | -15.028 | -27.2617 | -30.7969 | -34.5546 | 22.3757 | 20.7182 | 19.4007 | 17.947 | 16.4494 | 14.3858 | 12.666 | 10.3919 | 7.5527 | 4.9266 | 2.6209 | -3.6059 | -5.1898 | -7.257 | 22.0943 | 20.2529 | 18.1182 | 15.56 | 13.3048 | 10.3559 | 7.7232 | 4.0374 | -0.27217 | -4.323 | -7.9334 | -18.5872 | -21.5237 | -24.7588
|  | READING TOWN BSP | ST |  |  |  |  | 16.8401 | 15.557 | 14.5259 | 13.6264 | 12.5003 | 11.2271 | 10.3241 | 9.4896 | 7.8655 | 6.5164 | 4.5746 | -6.6446 | -11.9779 | -16.1153 | 22.8652 | 21.4845 | 20.3807 | 19.369 | 18.0264 | 16.4215 | 15.3182 | 14.2303 | 12.2603 | 10.5547 | 8.5508 | -3.7151 | -16.3908 | -36.0858 | 22.8577 | 21.5624 | 20.5625 | 19.6808 | 18.5262 | 17.1938 | 16.2723 | 15.4706 | 13.7637 | 12.3953 | 10.8008 | 0.47508 | -4.6714 | -8.5907
|  | READING TOWN BSP | FS |  |  |  |  | 17.2878 | 16.2872 | 15.4057 | 14.6073 | 13.7134 | 12.6949 | 11.8372 | 10.7154 | 9.6754 | 8.3143 | 6.8587 | -1.9001 | -10.9119 | -18.9123 | 23.3009 | 22.1571 | 21.1903 | 20.2637 | 19.1373 | 17.7854 | 16.459 | 14.6923 | 12.7774 | 10.5552 | 8.1522 | -6.9116 | -30.1071 | -69.7683 | 23.3385 | 22.3509 | 21.5055 | 20.7276 | 19.834 | 18.7926 | 17.9172 | 16.7847 | 15.7766 | 14.3239 | 12.7217 | 4.1283 | -3.6523 | -10.8049
MANNINGTON GSP | REDHILL BSP | REDHILL BSP | MINIMUM HEADROOM | SZ 08581 96162 | NO | YES | 19.539 | 2.4634 | 1.0339 | -1.9237 | -4.7841 | -8.1278 | -12.081 | -16.3735 | -22.3237 | -28.6079 | -34.9114 | -40.4591 | -60.3476 | -74.9333 | -83.2377 | 18.8463 | 17.5538 | 16.2363 | 14.7354 | 12.6316 | 10.4836 | 7.8387 | 4.4549 | 0.74928 | -2.1652 | -5.6496 | -20.5464 | -34.1223 | -65.1709 | 8.1003 | 6.5221 | 4.1896 | 1.9087 | -0.93704 | -4.5493 | -8.537 | -13.8716 | -19.6763 | -25.4453 | -30.2252 | -46.9141 | -58.581 | -65.4647
|  | REDHILL BSP | CT |  |  |  |  | 2.5581 | 1.0339 | -1.4152 | -4.091 | -7.4324 | -10.8353 | -14.7939 | -20.2939 | -25.9791 | -30.84 | -36.2257 | -60.3476 | -74.9333 | -83.2377 | 18.8463 | 17.5538 | 16.2363 | 14.7354 | 12.6316 | 10.4836 | 7.8387 | 4.4549 | 0.74928 | -2.1652 | -5.6496 | -20.5464 | -34.1223 | -52.1552 | 8.1546 | 6.5221 | 4.5458 | 2.3235 | -0.69654 | -3.7518 | -7.4744 | -12.5529 | -17.9184 | -22.1599 | -27.071 | -46.9141 | -58.581 | -65.4647
|  | REDHILL BSP | LW |  |  |  |  | 2.4634 | 1.0424 | -1.9237 | -4.7841 | -8.1278 | -12.081 | -16.3735 | -22.3237 | -28.6079 | -34.9114 | -40.4591 | -59.4204 | -67.7423 | -74.9137 | 18.9823 | 18.0068 | 16.6176 | 15.3579 | 13.7008 | 11.5178 | 9.0718 | 6.0265 | 2.6441 | -0.7563 | -3.4241 | -11.5327 | -15.0305 | -18.5303 | 8.1003 | 6.6465 | 4.1896 | 1.9087 | -0.93704 | -4.5493 | -8.537 | -13.8716 | -19.6763 | -25.4453 | -30.2252 | -45.8887 | -52.6475 | -58.8064
|  | REDHILL BSP | ST |  |  |  |  | 3.4262 | 2.639 | 1.9782 | 1.0473 | 0.047804 | -0.71526 | -1.2107 | -2.3249 | -3.6204 | -5.272 | -7.0825 | -20.6869 | -31.9341 | -43.7412 | 19.412 | 18.6609 | 17.9433 | 16.9989 | 15.9635 | 15.089 | 14.4476 | 13.1986 | 11.7173 | 9.932 | 7.9691 | -5.2979 | -18.1397 | -37.2622 | 9.1076 | 8.3221 | 7.6525 | 6.7008 | 5.6907 | 4.9199 | 4.5852 | 3.403 | 1.959 | 0.1056 | -1.9104 | -14.879 | -23.7777 | -33.0628
|  | REDHILL BSP | FS |  |  |  |  | 3.5255 | 2.8504 | 1.9525 | 0.97156 | -0.12237 | -1.3322 | -2.2771 | -3.3315 | -4.9827 | -6.8571 | -8.8132 | -22.1667 | -35.585 | -49.8116 | 19.5005 | 18.7924 | 17.9846 | 17.0757 | 16.0265 | 14.8325 | 13.714 | 12.5525 | 10.7889 | 8.804 | 6.6718 | -8.3692 | -29.9675 | -65.1709 | 9.2243 | 8.566 | 7.7575 | 6.8816 | 5.8895 | 4.7793 | 3.9352 | 3.203 | 1.6821 | -0.10143 | -1.9785 | -14.6237 | -26.0925 | -37.7125
NURSLING GSP | ROWNHAMS | ROWNHAMS | MINIMUM HEADROOM | SU 37168 16854 | NO | YES | 36.705 | -21.8882 | -24.2301 | -28.4272 | -33.4405 | -38.6701 | -44.4976 | -52.2795 | -62.0043 | -73.0818 | -84.9233 | -96.0304 | -131.481 | -147.6547 | -159.5418 | -3.0782 | -4.8995 | -7.9619 | -11.1821 | -14.5116 | -18.3978 | -24.1328 | -30.5451 | -37.7934 | -45.3818 | -52.2667 | -81.7761 | -102.5486 | -147.2306 | -15.0627 | -17.5243 | -21.6638 | -26.3126 | -31.236 | -37.3326 | -45.4244 | -55.1199 | -65.7868 | -76.8043 | -86.9431 | -118.8964 | -132.4221 | -143.154
|  | ROWNHAMS | CT |  |  |  |  | -20.4026 | -23.0012 | -26.6692 | -30.7824 | -35.771 | -40.044 | -46.8573 | -56.4868 | -67.2933 | -76.5401 | -87.5675 | -128.2747 | -147.6547 | -159.5418 | -2.1197 | -4.3454 | -7.1654 | -10.0759 | -13.621 | -16.7867 | -22.218 | -29.2671 | -37.159 | -43.6624 | -51.5228 | -81.7761 | -102.5486 | -128.883 | -13.5523 | -16.2808 | -19.8579 | -23.6987 | -28.4917 | -32.9157 | -40.0644 | -49.5847 | -60.0205 | -68.6469 | -78.873 | -115.3599 | -132.2724 | -142.708
|  | ROWNHAMS | LW |  |  |  |  | -21.8882 | -24.2301 | -28.4272 | -33.4405 | -38.6701 | -44.4976 | -52.2795 | -62.0043 | -73.0818 | -84.9233 | -96.0304 | -131.481 | -146.0147 | -157.3749 | -3.0782 | -4.8995 | -7.9619 | -11.1821 | -14.5116 | -18.3978 | -24.1328 | -30.5451 | -37.7934 | -45.3818 | -52.2667 | -73.5339 | -82.9157 | -90.9853 | -15.0627 | -17.5243 | -21.6638 | -26.3126 | -31.236 | -37.3326 | -45.4244 | -55.1199 | -65.7868 | -76.8043 | -86.9431 | -118.8964 | -132.4221 | -143.154
|  | ROWNHAMS | ST |  |  |  |  | -17.356 | -18.8157 | -20.7265 | -22.719 | -24.9527 | -27.5199 | -30.4583 | -34.5065 | -39.164 | -46.0347 | -53.3268 | -95.5957 | -116.5628 | -129.6609 | 0.11642 | -1.2985 | -3.4382 | -5.4513 | -7.6423 | -10.0622 | -12.7473 | -16.6795 | -20.8075 | -26.646 | -32.557 | -69.7692 | -94.7406 | -122.7469 | -10.5487 | -12.0616 | -14.2043 | -16.4551 | -19.0284 | -21.9179 | -25.1135 | -29.5312 | -34.0739 | -40.639 | -47.7852 | -89.7631 | -109.2296 | -121.2
|  | ROWNHAMS | FS |  |  |  |  | -15.1977 | -16.2703 | -17.467 | -18.7843 | -20.333 | -21.9982 | -23.9641 | -26.6813 | -29.5921 | -33.1511 | -36.5676 | -66.1845 | -95.1299 | -118.9239 | 1.8753 | 0.68086 | -0.72341 | -2.1399 | -3.8225 | -5.6651 | -7.9715 | -10.9008 | -14.1598 | -17.8973 | -21.6029 | -52.1259 | -92.0683 | -147.2306 | -8.0758 | -9.1048 | -10.2355 | -11.5065 | -13.0565 | -14.8434 | -17.0786 | -19.9179 | -22.9291 | -26.8337 | -30.5053 | -58.8765 | -86.7176 | -108.4588
MANNINGTON GSP | SALISBURY | SALISBURY | MINIMUM HEADROOM | SU 11049 31395 | NO | YES | 93.33 | -35.6075 | -37.1766 | -39.8005 | -43.112 | -46.3547 | -50.4828 | -54.4369 | -60.2994 | -66.1363 | -71.5212 | -76.7284 | -94.9478 | -105.5221 | -115.4814 | -16.615 | -17.7315 | -19.5595 | -22.0938 | -24.1617 | -27.0603 | -29.7166 | -32.844 | -36.3358 | -39.3233 | -42.3069 | -55.3461 | -67.8427 | -90.5131 | -30.4079 | -31.8202 | -34.3578 | -38.0391 | -41.1704 | -45.3866 | -49.1924 | -54.5204 | -59.9904 | -64.9919 | -69.7807 | -85.8 | -95.1243 | -104.6041
|  | SALISBURY | CT |  |  |  |  | -35.3705 | -36.9603 | -39.0828 | -41.5849 | -44.5734 | -47.5239 | -50.5093 | -55.9479 | -61.552 | -65.6963 | -70.6171 | -91.7039 | -105.5071 | -115.3759 | -16.5176 | -17.7315 | -19.3063 | -21.3231 | -23.5318 | -25.8212 | -28.1799 | -31.4783 | -35.3024 | -37.9041 | -41.1687 | -55.3461 | -67.8427 | -84.3576 | -30.214 | -31.6275 | -33.533 | -36.2575 | -39.2032 | -42.2868 | -45.3089 | -50.3764 | -55.6705 | -59.3656 | -63.9895 | -82.3053 | -93.9537 | -102.8561
|  | SALISBURY | LW |  |  |  |  | -35.6075 | -37.1766 | -39.8005 | -43.112 | -46.3547 | -50.4828 | -54.4369 | -60.2994 | -66.1363 | -71.5212 | -76.7284 | -94.9478 | -105.5221 | -115.4814 | -16.615 | -17.68 | -19.5595 | -22.0938 | -24.1617 | -27.0603 | -29.7166 | -32.844 | -36.3358 | -39.3233 | -42.3069 | -51.9117 | -57.8765 | -64.3514 | -30.4079 | -31.8202 | -34.3578 | -38.0391 | -41.1704 | -45.3866 | -49.1924 | -54.5204 | -59.9904 | -64.9919 | -69.7807 | -85.8 | -95.1243 | -104.6041
|  | SALISBURY | ST |  |  |  |  | -34.6703 | -35.7227 | -37.1519 | -38.9153 | -40.7561 | -42.4536 | -44.3869 | -46.5523 | -48.9771 | -50.9772 | -53.623 | -69.1155 | -78.9715 | -88.0546 | -16.0061 | -16.8497 | -18.0897 | -19.607 | -21.076 | -22.4426 | -24.012 | -25.795 | -27.8584 | -29.548 | -31.4976 | -45.0291 | -57.5184 | -74.4624 | -29.555 | -30.4704 | -31.8248 | -33.4152 | -35.0731 | -36.5985 | -38.3425 | -40.3543 | -42.6114 | -44.3185 | -46.8408 | -61.5849 | -71.3322 | -79.7682
|  | SALISBURY | FS |  |  |  |  | -34.1807 | -34.8743 | -35.633 | -36.6707 | -37.8307 | -38.9948 | -40.1941 | -41.9182 | -43.6998 | -45.9226 | -47.7237 | -60.3112 | -73.3939 | -85.6508 | -15.7452 | -16.417 | -17.1749 | -18.2223 | -19.2853 | -20.4255 | -21.7545 | -23.5163 | -25.3061 | -27.5645 | -29.4593 | -42.7326 | -61.3486 | -90.5131 | -29.1602 | -29.769 | -30.4361 | -31.3435 | -32.3524 | -33.3886 | -34.5987 | -36.3727 | -37.954 | -40.1645 | -41.8847 | -53.7229 | -65.3273 | -76.367
MANNINGTON GSP | SHAFTESBURY BSP | SHAFTESBURY BSP | MINIMUM HEADROOM | ST 85442 23791 | NO | YES | 24.041 | 17.8757 | 16.1985 | 13.0976 | 9.7495 | 6.3269 | 2.0117 | -1.814 | -6.9566 | -12.2928 | -17.451 | -22.2436 | -39.3974 | -48.2624 | -55.7022 | 29.7276 | 28.6523 | 26.8578 | 25.0029 | 23.2683 | 20.9384 | 19.1942 | 16.7207 | 14.0238 | 11.2849 | 8.9007 | -2.0234 | -11.1627 | -28.7409 | 20.5586 | 18.9318 | 16.1919 | 13.309 | 10.3663 | 6.4353 | 3.2377 | -1.2847 | -6.1286 | -10.699 | -14.8466 | -29.6082 | -37.094 | -44.0877
|  | SHAFTESBURY BSP | CT |  |  |  |  | 17.8981 | 16.2543 | 13.635 | 10.9836 | 7.7892 | 4.3961 | 1.2019 | -3.7291 | -8.8312 | -13.1466 | -17.7253 | -37.7588 | -48.2624 | -55.7022 | 29.7276 | 28.6675 | 27.0504 | 25.529 | 23.6396 | 21.7256 | 20.1276 | 17.4758 | 14.5489 | 12.2335 | 9.57 | -2.0234 | -11.1627 | -23.1353 | 20.5915 | 18.99 | 16.6589 | 14.4342 | 11.589 | 8.5583 | 5.9127 | 1.5447 | -3.1443 | -6.876 | -10.9134 | -27.885 | -37.094 | -43.774
|  | SHAFTESBURY BSP | LW |  |  |  |  | 17.8757 | 16.1985 | 13.0976 | 9.7495 | 6.3269 | 2.0117 | -1.814 | -6.9566 | -12.2928 | -17.451 | -22.2436 | -39.3974 | -47.5981 | -55.1061 | 29.7346 | 28.6523 | 26.8578 | 25.0029 | 23.2683 | 20.9384 | 19.1942 | 16.7207 | 14.0238 | 11.2849 | 8.9007 | 0.86993 | -3.262 | -7.5767 | 20.5586 | 18.9318 | 16.1919 | 13.309 | 10.3663 | 6.4353 | 3.2377 | -1.2847 | -6.1286 | -10.699 | -14.8466 | -29.6082 | -37.0852 | -44.0877
|  | SHAFTESBURY BSP | ST |  |  |  |  | 18.5529 | 17.4355 | 15.6096 | 13.8279 | 11.8332 | 9.7587 | 7.6072 | 5.3295 | 2.6212 | 0.32677 | -2.7813 | -20.1935 | -30.2372 | -38.076 | 30.1623 | 29.4432 | 28.0593 | 26.7821 | 25.4576 | 24.2338 | 22.8868 | 21.3332 | 19.4708 | 17.9951 | 15.7066 | 2.5962 | -5.9915 | -17.3192 | 21.3025 | 20.2316 | 18.4295 | 16.7138 | 14.8973 | 13.1021 | 11.169 | 9.0296 | 6.363 | 4.4107 | 1.3617 | -15.1627 | -23.5858 | -29.9593
|  | SHAFTESBURY BSP | FS |  |  |  |  | 19.0193 | 18.2805 | 17.2349 | 16.2807 | 15.1922 | 13.9676 | 12.7434 | 10.9509 | 8.9797 | 6.627 | 4.1371 | -9.7933 | -23.1911 | -33.926 | 30.3682 | 29.8427 | 28.9102 | 28.1124 | 27.2184 | 26.2975 | 25.3034 | 23.9909 | 22.484 | 20.6626 | 18.7463 | 7.9471 | -6.5225 | -28.7409 | 21.7556 | 21.0354 | 19.9887 | 19.086 | 18.061 | 16.9534 | 15.8057 | 14.2096 | 12.3787 | 10.1663 | 7.8119 | -4.7427 | -16.3977 | -25.6211
IVER 132KV | SLOUGH | SLOUGH | MINIMUM HEADROOM | SU 95574 81752 | NO | YES | 12.449 | 60.2575 | 59.2665 | 57.4723 | 46.9954 | 36.7661 | 32.1651 | 26.4917 | 20.5468 | 14.715 | 9.1732 | 4.4622 | -11.443 | -18.7149 | -24.5509 | 67.7259 | 66.8893 | 66.0801 | 54.4622 | 43.0539 | 38.7776 | 33.3383 | 28.4695 | 24.0017 | 19.8761 | 16.5499 | 2.3924 | -9.397 | -29.6582 | 61.6709 | 60.6757 | 59.1535 | 46.828 | 34.76 | 29.7726 | 23.5118 | 17.377 | 11.5107 | 6.0067 | 1.474 | -14.4062 | -22.2469 | -28.5058
|  | SLOUGH | CT |  |  |  |  | 60.3581 | 59.3771 | 58.0939 | 48.2043 | 38.1157 | 34.2797 | 29.2215 | 23.6028 | 18.016 | 13.5737 | 8.9271 | -7.8722 | -17.264 | -23.0693 | 67.7259 | 66.8893 | 66.147 | 54.811 | 43.2583 | 39.3748 | 34.2236 | 29.2579 | 24.4476 | 20.7007 | 16.8441 | 2.3924 | -9.397 | -24.1451 | 61.7437 | 60.7481 | 59.7489 | 48.0121 | 36.0388 | 31.8471 | 26.236 | 20.3982 | 14.6744 | 10.262 | 5.6716 | -10.3548 | -19.309 | -24.929
|  | SLOUGH | LW |  |  |  |  | 60.2575 | 59.2665 | 57.4723 | 46.9954 | 36.7661 | 32.1651 | 26.4917 | 20.5468 | 14.715 | 9.1732 | 4.4622 | -11.443 | -18.7149 | -24.5509 | 67.799 | 67.0808 | 66.0801 | 54.4622 | 43.0539 | 38.7776 | 33.3383 | 28.4695 | 24.0017 | 19.8761 | 16.5499 | 5.0257 | -1.399 | -6.6615 | 61.6709 | 60.6757 | 59.1535 | 46.828 | 34.76 | 29.7726 | 23.5118 | 17.377 | 11.5107 | 6.0067 | 1.474 | -14.4062 | -22.2469 | -28.5058
|  | SLOUGH | ST |  |  |  |  | 61.0116 | 60.6233 | 59.8992 | 50.9983 | 42.5518 | 40.0531 | 37.0772 | 34.1496 | 31.4347 | 29.2535 | 27.0101 | 15.2687 | 6.3722 | -2.3515 | 68.1385 | 67.728 | 66.8641 | 55.8131 | 45.1194 | 41.9674 | 38.2476 | 34.6209 | 31.346 | 28.6721 | 26.0282 | 12.4909 | -0.16816 | -16.2471 | 62.3628 | 61.9921 | 61.1871 | 50.1805 | 39.7122 | 36.6975 | 33.0992 | 29.589 | 26.3982 | 23.9077 | 21.3724 | 9.1572 | 0.28025 | -7.7441
|  | SLOUGH | FS |  |  |  |  | 61.0903 | 60.7412 | 60.2559 | 51.4766 | 42.7207 | 40.238 | 37.7931 | 34.8011 | 32.1345 | 29.6046 | 27.7389 | 16.7346 | 7.8463 | -0.97426 | 68.1579 | 67.7357 | 67.235 | 56.3917 | 45.5202 | 42.4611 | 39.1922 | 35.5135 | 32.2236 | 29.1549 | 26.7821 | 13.3299 | -2.9392 | -29.6582 | 62.4391 | 62.0947 | 61.6804 | 50.9066 | 40.1418 | 37.2253 | 34.3318 | 30.9053 | 27.9042 | 25.1113 | 23.1314 | 12.259 | 4.4394 | -3.447
NURSLING GSP | SOUTHAMPTON (2 X 60) | SOUTHAMPTON (2 X 60) | MINIMUM HEADROOM | SU 41425 11999 | NO | YES | 11.791 | 21.7256 | 20.5335 | 19.1615 | 17.8632 | 16.6845 | 15.0165 | 13.0731 | 11.0172 | 8.9036 | 6.7248 | 4.6163 | -3.7551 | -8.2261 | -13.7162 | 32.2028 | 31.2157 | 30.221 | 29.064 | 27.9933 | 26.6414 | 24.843 | 22.5927 | 19.83 | 17.5031 | 14.7411 | -0.28293 | -31.2942 | -91.6785 | 26.0001 | 24.902 | 23.3744 | 21.9138 | 20.6599 | 18.8808 | 16.7938 | 14.777 | 12.7233 | 10.403 | 8.1901 | -0.27866 | -5.2895 | -11.4113
|  | SOUTHAMPTON (2 X 60) | CT |  |  |  |  | 21.9926 | 21.0104 | 20.1895 | 19.3811 | 18.3813 | 17.2484 | 15.7312 | 13.5737 | 10.8449 | 8.8466 | 6.4575 | -2.3838 | -6.6972 | -10.853 | 32.2028 | 31.2157 | 30.2362 | 29.1782 | 27.9933 | 26.6414 | 24.843 | 22.5927 | 19.83 | 17.5031 | 14.7411 | -0.28293 | -18.7535 | -50.424 | 26.1984 | 25.297 | 24.4322 | 23.5447 | 22.5017 | 21.3276 | 19.7402 | 17.5288 | 14.7775 | 12.7222 | 10.2722 | 1.3492 | -2.9872 | -7.3389
|  | SOUTHAMPTON (2 X 60) | LW |  |  |  |  | 21.7256 | 20.5335 | 19.1615 | 17.8632 | 16.6845 | 15.0165 | 13.0731 | 11.0172 | 8.9036 | 6.7248 | 4.6163 | -3.7551 | -8.2261 | -13.7162 | 32.2761 | 31.4433 | 30.221 | 29.064 | 28.164 | 26.8374 | 25.2335 | 23.8465 | 22.4846 | 20.8804 | 19.3393 | 13.1531 | 8.5729 | 2.9567 | 26.0001 | 24.902 | 23.3744 | 21.9138 | 20.6599 | 18.8808 | 16.7938 | 14.777 | 12.7233 | 10.403 | 8.1901 | -0.27866 | -5.2895 | -11.4113
|  | SOUTHAMPTON (2 X 60) | ST |  |  |  |  | 22.1969 | 21.4145 | 20.6696 | 20.1528 | 19.6958 | 19.2915 | 18.7992 | 17.9728 | 16.9629 | 15.9162 | 14.9162 | 7.2476 | 2.2929 | -1.2194 | 32.3657 | 31.5389 | 30.2832 | 29.212 | 28.2556 | 27.3344 | 26.2909 | 24.8676 | 23.2393 | 21.449 | 19.5801 | 4.5478 | -14.6733 | -46.2994 | 26.4356 | 25.7506 | 24.8452 | 24.1903 | 23.6667 | 23.2402 | 22.7208 | 21.8429 | 20.7933 | 19.7114 | 18.6794 | 9.4362 | 3.7813 | -0.32968
|  | SOUTHAMPTON (2 X 60) | FS |  |  |  |  | 22.584 | 22.0691 | 21.7407 | 21.4579 | 21.132 | 20.7267 | 20.2252 | 19.5181 | 18.7533 | 17.8948 | 17.1603 | 11.6895 | 6.4663 | 1.7077 | 32.5013 | 31.7673 | 30.973 | 30.1328 | 29.2392 | 28.1703 | 26.7732 | 24.9783 | 22.9687 | 20.7655 | 18.5315 | 1.1377 | -31.2942 | -91.6785 | 26.77 | 26.3248 | 25.9525 | 25.6134 | 25.2643 | 24.8469 | 24.3277 | 23.591 | 22.7732 | 21.8577 | 21.1138 | 15.581 | 9.9327 | 4.7079
NURSLING GSP | SOUTHAMPTON (2 X 90) | SOUTHAMPTON (2 X 90) | MINIMUM HEADROOM | SU 41425 11999 | NO | YES | 6.162 | 43.4915 | 40.7509 | 37.4656 | 33.4448 | 29.8998 | 26.053 | 21.2328 | 16.1222 | 11.2184 | 5.4796 | 0.20129 | -18.1377 | -27.0654 | -36.7353 | 54.9095 | 52.8985 | 50.2863 | 47.1946 | 44.6246 | 41.6676 | 37.8587 | 34.3164 | 30.0455 | 25.6224 | 20.6757 | -0.49375 | -28.4638 | -96.3928 | 48.9226 | 46.6626 | 43.5634 | 39.7322 | 36.4224 | 32.5759 | 27.6669 | 22.7596 | 18.1473 | 12.7044 | 7.9286 | -9.7437 | -19.5869 | -30.5958
|  | SOUTHAMPTON (2 X 90) | CT |  |  |  |  | 43.6991 | 41.4808 | 39.1501 | 36.1942 | 33.5357 | 30.212 | 26.0654 | 21.2518 | 15.4732 | 10.5716 | 5.3145 | -14.9155 | -24.9624 | -33.2439 | 54.9095 | 53.0061 | 51.0038 | 48.4366 | 46.0575 | 43.1109 | 39.3291 | 35.2833 | 30.0455 | 25.6224 | 20.6757 | -0.49375 | -23.4306 | -59.8079 | 49.0779 | 47.2812 | 45.2544 | 42.6031 | 40.1289 | 36.9241 | 32.7745 | 28.2686 | 22.6229 | 17.9067 | 12.7117 | -6.4793 | -16.2705 | -24.7742
|  | SOUTHAMPTON (2 X 90) | LW |  |  |  |  | 43.4915 | 40.7509 | 37.4656 | 33.4448 | 29.8998 | 26.053 | 21.2328 | 16.1222 | 11.2184 | 5.4796 | 0.20129 | -18.1377 | -27.0654 | -36.7353 | 54.9764 | 52.8985 | 50.2863 | 47.1946 | 44.6246 | 41.6676 | 37.8587 | 34.3164 | 30.9696 | 27.0134 | 23.4931 | 10.9452 | 2.5009 | -6.8822 | 48.9226 | 46.6626 | 43.5634 | 39.7322 | 36.4224 | 32.5759 | 27.6669 | 22.7596 | 18.1473 | 12.7044 | 7.9286 | -9.7437 | -19.5869 | -30.5958
|  | SOUTHAMPTON (2 X 90) | ST |  |  |  |  | 44.3163 | 42.6943 | 40.8526 | 38.7994 | 37.2202 | 35.5301 | 33.8039 | 31.4015 | 29.1079 | 25.8378 | 22.7027 | 4.5845 | -5.8696 | -14.1022 | 55.311 | 53.8581 | 51.5046 | 49.039 | 47.0087 | 44.9021 | 42.7341 | 39.8293 | 36.7599 | 33.0292 | 29.4664 | 7.7981 | -14.5642 | -51.762 | 49.6528 | 48.4449 | 46.4521 | 44.344 | 42.7465 | 41.0986 | 39.365 | 36.9295 | 34.6314 | 31.3069 | 28.1593 | 9.6117 | -1.3601 | -10.2221
|  | SOUTHAMPTON (2 X 90) | FS |  |  |  |  | 44.7329 | 43.6271 | 42.6716 | 41.2825 | 40.0718 | 38.9391 | 37.5532 | 35.6486 | 33.4081 | 30.953 | 29.2179 | 15.9729 | 3.8398 | -7.852 | 55.4644 | 54.2784 | 52.9513 | 51.1566 | 49.4711 | 47.7504 | 45.5423 | 42.6259 | 39.2282 | 35.6143 | 32.4214 | 9.2896 | -28.4638 | -96.3928 | 49.9013 | 49.0142 | 48.1115 | 46.7719 | 45.6033 | 44.5455 | 43.2081 | 41.3712 | 39.2101 | 36.873 | 35.2035 | 23.4351 | 10.691 | -1.2724
LALEHAM | STAINES | STAINES | MINIMUM HEADROOM | TQ 04585 72135 | NO | NO | 47.583 | 83.1237 | 80.9254 | 77.5409 | 73.3515 | 69.1729 | 63.8102 | 57.6093 | 48.8575 | 39.7619 | 30.5427 | 21.9743 | -1.885 | -12.5529 | -20.8278 | 94.8649 | 93.5239 | 91.8111 | 89.5443 | 86.4039 | 82.5265 | 77.7471 | 71.4078 | 64.8288 | 59.336 | 53.0706 | 30.0247 | 2.8137 | -61.802 | 87.6531 | 85.7301 | 82.8516 | 79.0819 | 75.2507 | 69.9485 | 63.9343 | 55.8605 | 47.3482 | 38.6102 | 30.749 | 8.9394 | 0.23324 | -7.002
|  | STAINES | CT |  |  |  |  | 83.5673 | 81.4371 | 78.4388 | 74.9981 | 70.8197 | 66.4835 | 60.8623 | 52.8489 | 44.5739 | 37.4072 | 29.2652 | 1.2614 | -12.5529 | -20.8278 | 94.8649 | 93.5239 | 91.8111 | 89.5443 | 86.4039 | 82.5265 | 77.7471 | 71.4078 | 64.8288 | 59.336 | 53.0706 | 30.0247 | 8.9107 | -22.996 | 87.9971 | 86.0846 | 83.5271 | 80.4171 | 76.5463 | 72.2466 | 66.8204 | 59.1144 | 51.3822 | 44.7382 | 37.2321 | 12.1748 | 0.23324 | -7.002
|  | STAINES | LW |  |  |  |  | 83.1237 | 80.9254 | 77.5409 | 73.3515 | 69.1729 | 63.8102 | 57.6093 | 48.8575 | 39.7619 | 30.5427 | 21.9743 | -1.885 | -9.4852 | -16.2538 | 94.8663 | 93.7682 | 92.4153 | 90.2688 | 87.8822 | 83.8559 | 79.3586 | 73.6998 | 67.5431 | 61.36 | 55.9696 | 42.4269 | 38.875 | 35.31 | 87.6531 | 85.7301 | 82.8516 | 79.0819 | 75.2507 | 69.9485 | 63.9343 | 55.8605 | 47.3482 | 38.6102 | 30.749 | 8.9394 | 2.2824 | -3.8706
|  | STAINES | ST |  |  |  |  | 84.5105 | 83.3617 | 82.2745 | 80.8396 | 79.3036 | 77.4111 | 74.579 | 71.2474 | 67.905 | 63.9192 | 58.2955 | 29.0741 | 17.5486 | 8.9816 | 95.3126 | 94.5017 | 93.617 | 92.4568 | 90.9809 | 88.7333 | 85.4994 | 81.797 | 77.6347 | 73.1367 | 67.9331 | 40.4624 | 18.384 | -11.5725 | 88.8732 | 87.8889 | 86.9347 | 85.6398 | 84.2496 | 82.3252 | 79.4453 | 76.1058 | 72.7813 | 69.0078 | 64.0925 | 36.8771 | 24.9266 | 17.5468
|  | STAINES | FS |  |  |  |  | 85.0374 | 84.1384 | 83.0856 | 81.7961 | 80.3363 | 78.3229 | 76.267 | 73.3607 | 70.3286 | 67.1996 | 63.7382 | 43.6746 | 22.9218 | 6.3031 | 95.706 | 94.9792 | 94.188 | 92.9465 | 91.3916 | 88.772 | 85.9644 | 82.1927 | 78.2851 | 74.2826 | 70.09 | 42.7943 | 2.8137 | -61.802 | 89.3616 | 88.5718 | 87.6773 | 86.5654 | 85.26 | 83.1746 | 81.1202 | 78.1964 | 75.2464 | 72.2747 | 69.079 | 50.349 | 31.0261 | 15.9886
MINETY GSP | STRATTON (2 X 60) | STRATTON (2 X 60) | MINIMUM HEADROOM | SU 17028 88748 | NO | YES | 25.496 | -5.6461 | -7.8517 | 27.0835 | 23.3361 | 19.7805 | 16.0849 | 11.9724 | 6.5688 | 0.63702 | -5.4631 | -10.8264 | -26.036 | -33.4336 | -40.1485 | 8.2055 | 6.9785 | 41.8774 | 39.742 | 37.8587 | 35.8925 | 33.5701 | 30.6149 | 27.1386 | 23.5232 | 20.4861 | 10.3838 | 1.7066 | -17.3901 | -2.0364 | -3.9536 | 30.3439 | 26.8897 | 23.7324 | 20.3729 | 16.5684 | 11.6743 | 6.2958 | 0.8163 | -3.9034 | -17.3421 | -23.5233 | -29.2464
|  | STRATTON (2 X 60) | CT |  |  |  |  | -5.3287 | -7.3046 | 28.125 | 25.0205 | 21.565 | 18.5053 | 14.7266 | 9.526 | 3.8942 | -1.0279 | -6.1537 | -23.4618 | -33.4336 | -40.1485 | 8.3496 | 7.1103 | 42.1333 | 40.2787 | 38.1691 | 36.48 | 34.1701 | 31.1032 | 27.6655 | 24.6663 | 21.3848 | 10.3838 | 1.7066 | -10.266 | -1.7266 | -3.4796 | 31.217 | 28.3911 | 25.209 | 22.4905 | 19.0013 | 14.2248 | 9.1272 | 4.8467 | 0.2977 | -14.9752 | -23.5233 | -29.2464
|  | STRATTON (2 X 60) | LW |  |  |  |  | -5.6461 | -7.8517 | 27.0835 | 23.3361 | 19.7805 | 16.0849 | 11.9724 | 6.5688 | 0.63702 | -5.4631 | -10.8264 | -26.036 | -33.0743 | -39.0922 | 8.2055 | 6.9785 | 41.8774 | 39.742 | 37.8587 | 35.8925 | 33.5701 | 30.6149 | 27.1386 | 23.5232 | 20.4861 | 12.7188 | 9.456 | 6.3738 | -2.0364 | -3.9536 | 30.3439 | 26.8897 | 23.7324 | 20.3729 | 16.5684 | 11.6743 | 6.2958 | 0.8163 | -3.9034 | -17.3421 | -23.4373 | -28.7455
|  | STRATTON (2 X 60) | ST |  |  |  |  | -4.6613 | -6.1667 | 30.5767 | 28.7997 | 27.1246 | 25.2232 | 23.2419 | 21.2689 | 19.1827 | 16.6181 | 13.5737 | -2.8456 | -12.0334 | -19.1165 | 8.6983 | 7.8543 | 43.4552 | 42.1814 | 40.9934 | 39.6093 | 38.1396 | 36.7197 | 35.0734 | 33.0838 | 30.8062 | 16.9419 | 8.5471 | -2.2225 | -1.0658 | -2.3094 | 33.5582 | 31.9249 | 30.4151 | 28.6856 | 26.8337 | 25.0207 | 22.9849 | 20.5832 | 17.6875 | 1.214 | -7.062 | -13.0657
|  | STRATTON (2 X 60) | FS |  |  |  |  | -4.1323 | -5.1567 | 32.049 | 30.7737 | 29.4648 | 28.1354 | 26.642 | 24.6155 | 22.6511 | 20.5847 | 18.0154 | 5.3676 | -7.6928 | -19.1089 | 8.9469 | 8.3087 | 44.1699 | 43.1835 | 42.1714 | 41.1334 | 39.8888 | 38.3259 | 36.6938 | 35.0561 | 32.9023 | 21.2411 | 5.8083 | -17.3901 | -0.64932 | -1.4896 | 34.7985 | 33.6434 | 32.4814 | 31.3144 | 29.9681 | 28.2107 | 26.3761 | 24.5608 | 22.1681 | 9.8664 | -2.6908 | -12.922
MINETY GSP | STRATTON (2 X 90) | STRATTON (2 X 90) | MINIMUM HEADROOM | SU 17028 88748 | NO | YES | 7.096 | 64.8938 | 64.0599 | 62.0012 | 60.1163 | 58.0741 | 55.2932 | 52.8145 | 48.8526 | 44.5422 | 40.1625 | 36.2439 | 22.6373 | 15.6854 | 10.0248 | 70.3561 | 69.7079 | 68.6324 | 67.5654 | 66.4056 | 64.6723 | 62.9041 | 60.7392 | 58.3172 | 55.9711 | 53.1785 | 41.1937 | 30.289 | 3.5681 | 64.8282 | 64.0272 | 62.0444 | 60.2183 | 58.2818 | 55.6146 | 53.2461 | 49.5512 | 45.5661 | 41.4799 | 37.8296 | 25.1588 | 19.0047 | 13.2421
|  | STRATTON (2 X 90) | CT |  |  |  |  | 64.9423 | 64.0772 | 62.4359 | 61.0047 | 58.9541 | 56.8265 | 54.8106 | 51.0895 | 46.8378 | 43.453 | 39.5424 | 24.3104 | 15.6854 | 10.0248 | 70.3561 | 69.7079 | 68.7325 | 67.9398 | 66.6447 | 65.2541 | 63.677 | 61.2524 | 58.3172 | 56.0117 | 53.1785 | 41.1937 | 30.289 | 15.0081 | 64.8756 | 64.0706 | 62.5729 | 61.2406 | 59.339 | 57.3571 | 55.4941 | 52.0567 | 48.0502 | 44.8621 | 41.1699 | 27.058 | 19.0955 | 13.6769
|  | STRATTON (2 X 90) | LW |  |  |  |  | 64.8938 | 64.0599 | 62.0012 | 60.1163 | 58.0741 | 55.2932 | 52.8145 | 48.8526 | 44.5422 | 40.1625 | 36.2439 | 22.6373 | 16.5095 | 10.8283 | 70.4159 | 69.8588 | 68.6324 | 67.5654 | 66.4056 | 64.6723 | 62.9041 | 60.7392 | 58.4153 | 55.9711 | 53.7753 | 45.8417 | 41.2133 | 36.463 | 64.8282 | 64.0272 | 62.0444 | 60.2183 | 58.2818 | 55.6146 | 53.2461 | 49.5512 | 45.5661 | 41.4799 | 37.8296 | 25.1588 | 19.0047 | 13.2421
|  | STRATTON (2 X 90) | ST |  |  |  |  | 65.7497 | 65.4257 | 64.6952 | 64.0859 | 63.4095 | 62.6778 | 62.1852 | 61.0516 | 59.6042 | 57.9138 | 55.8612 | 40.918 | 33.8617 | 26.5405 | 70.7921 | 70.4686 | 69.6318 | 68.9147 | 68.1833 | 67.4289 | 66.8478 | 65.6888 | 64.2775 | 62.6944 | 61.1835 | 48.4166 | 36.4718 | 19.7948 | 65.6196 | 65.3201 | 64.5218 | 63.8725 | 63.1907 | 62.4847 | 61.9888 | 60.8567 | 59.4278 | 57.8464 | 56.0068 | 41.0653 | 33.8566 | 27.5435
|  | STRATTON (2 X 90) | FS |  |  |  |  | 65.7072 | 65.4485 | 64.9429 | 64.4342 | 63.8612 | 63.1939 | 62.4091 | 61.3792 | 60.422 | 58.9252 | 57.4618 | 47.8556 | 37.6245 | 27.9304 | 70.7646 | 70.4739 | 70.0155 | 69.5217 | 68.9481 | 68.2772 | 67.4234 | 66.337 | 65.2097 | 63.5788 | 61.9648 | 50.4972 | 32.6424 | 3.5681 | 65.5826 | 65.3481 | 64.8728 | 64.3907 | 63.8489 | 63.2168 | 62.4639 | 61.4794 | 60.5355 | 59.0967 | 57.7307 | 48.8797 | 39.4887 | 30.4958
MINETY GSP | SWINDON BSP | SWINDON BSP | MINIMUM HEADROOM | SU 12447 87062 | NO | YES | 15.895 | 24.1202 | 22.5819 | 18.883 | 14.6644 | 10.6559 | 5.6305 | -0.95578 | -9.0779 | -17.8198 | -26.444 | -34.1732 | -61.27 | -75.6786 | -89.6713 | 39.1509 | 38.1121 | 36.0306 | 33.4312 | 31.152 | 28.0514 | 23.6762 | 18.8644 | 13.0953 | 7.1689 | 1.942 | -17.629 | -35.7535 | -71.4092 | 27.2732 | 25.8895 | 22.4309 | 18.519 | 14.9128 | 10.3647 | 4.0728 | -3.4046 | -11.4471 | -19.4766 | -26.4756 | -51.3793 | -65.505 | -79.8243
|  | SWINDON BSP | CT |  |  |  |  | 24.2313 | 22.7423 | 19.9581 | 16.8897 | 13.0063 | 9.5424 | 4.0736 | -3.7592 | -12.6194 | -19.5171 | -27.1981 | -56.9282 | -74.0082 | -86.4435 | 39.1509 | 38.1121 | 36.5359 | 34.6988 | 32.2746 | 30.1634 | 26.4004 | 21.5594 | 15.1651 | 10.3966 | 4.5904 | -17.629 | -35.7535 | -60.1393 | 27.3129 | 26.0248 | 23.6059 | 20.9146 | 17.4952 | 14.5533 | 9.5023 | 2.2837 | -6.0614 | -12.3815 | -19.6183 | -46.3812 | -61.7691 | -73.6892
|  | SWINDON BSP | LW |  |  |  |  | 24.1202 | 22.5819 | 18.883 | 14.6644 | 10.6559 | 5.6305 | -0.95578 | -9.0779 | -17.8198 | -26.444 | -34.1732 | -61.27 | -75.6786 | -89.6713 | 39.2525 | 38.2716 | 36.0306 | 33.4312 | 31.152 | 28.0514 | 23.6762 | 18.8644 | 13.0953 | 7.1689 | 1.942 | -14.8692 | -25.415 | -36.3459 | 27.2732 | 25.8895 | 22.4309 | 18.519 | 14.9128 | 10.3647 | 4.0728 | -3.4046 | -11.4471 | -19.4766 | -26.4756 | -51.3793 | -65.505 | -79.8243
|  | SWINDON BSP | ST |  |  |  |  | 25.3259 | 24.5496 | 22.9038 | 21.2519 | 19.9596 | 18.2686 | 15.9877 | 12.323 | 8.2459 | 2.8977 | -2.777 | -37.2462 | -56.1014 | -71.7197 | 39.7492 | 39.0938 | 37.2527 | 35.5225 | 34.2303 | 32.6971 | 30.8363 | 28.1992 | 25.0595 | 20.7963 | 16.0015 | -14.0196 | -33.5985 | -55.7617 | 28.3418 | 27.6272 | 25.8136 | 24.0902 | 22.9582 | 21.4482 | 19.3276 | 16.024 | 12.0615 | 6.7534 | 1.3634 | -32.0254 | -50.3678 | -65.5208
|  | SWINDON BSP | FS |  |  |  |  | 25.5835 | 25.0208 | 24.188 | 23.1383 | 21.9057 | 20.805 | 19.1673 | 16.7493 | 13.9564 | 10.7225 | 7.8514 | -16.1343 | -39.4617 | -60.6929 | 39.9416 | 39.3897 | 38.5998 | 37.615 | 36.4155 | 35.3511 | 33.6849 | 31.3862 | 28.6019 | 25.4542 | 23.0854 | 2.5535 | -26.1882 | -71.4092 | 28.5936 | 28.0682 | 27.2917 | 26.3179 | 25.1775 | 24.2604 | 22.7842 | 20.6217 | 18.1191 | 15.2151 | 12.6764 | -9.8723 | -31.5616 | -51.3236
BRAMLEY (ANDO-THAT) | THATCHAM BSP | THATCHAM BSP | MINIMUM HEADROOM | SU 52824 66435 | NO | YES | 62.408 | -137.5062 | -141.1532 | -147.3079 | -154.0692 | -160.639 | -170.2698 | -181.397 | -194.4173 | -208.8653 | -224.0322 | -238.0124 | -283.5587 | -302.696 | -313.9185 | -96.2219 | -98.709 | -102.7341 | -107.2221 | -111.4369 | -118.0438 | -125.8284 | -134.6234 | -144.5224 | -154.9548 | -164.3693 | -196.3323 | -220.1139 | -261.777 | -126.3485 | -129.8061 | -135.5161 | -141.9583 | -148.1674 | -157.3572 | -167.9141 | -180.226 | -193.7869 | -208.1955 | -221.3512 | -264.2941 | -282.5536 | -293.4862
|  | THATCHAM BSP | CT |  |  |  |  | -133.9022 | -137.8995 | -143.2316 | -148.1797 | -154.7644 | -162.169 | -171.9924 | -184.727 | -198.6277 | -210.4343 | -224.2968 | -275.8831 | -299.1328 | -310.3269 | -93.5517 | -96.4299 | -100.0298 | -103.3648 | -108.0705 | -113.3367 | -120.4726 | -129.443 | -139.5276 | -147.8773 | -157.9786 | -196.3323 | -220.1139 | -246.2523 | -122.8316 | -126.6185 | -131.5226 | -136.1098 | -142.4108 | -149.3971 | -158.6485 | -170.6578 | -183.7761 | -194.8436 | -207.9544 | -256.1636 | -277.0482 | -287.5587
|  | THATCHAM BSP | LW |  |  |  |  | -137.5062 | -141.1532 | -147.3079 | -154.0692 | -160.639 | -170.2698 | -181.397 | -194.4173 | -208.8653 | -224.0322 | -238.0124 | -283.5587 | -302.696 | -313.9185 | -96.2219 | -98.709 | -102.7341 | -107.2221 | -111.4369 | -118.0438 | -125.8284 | -134.6234 | -144.5224 | -154.9548 | -164.3693 | -194.2089 | -206.9793 | -214.7538 | -126.3485 | -129.8061 | -135.5161 | -141.9583 | -148.1674 | -157.3572 | -167.9141 | -180.226 | -193.7869 | -208.1955 | -221.3512 | -264.2941 | -282.5536 | -293.4862
|  | THATCHAM BSP | ST |  |  |  |  | -127.1162 | -129.5248 | -133.2731 | -137.0849 | -141.5114 | -146.6065 | -152.2414 | -158.861 | -167.6334 | -177.8264 | -189.1298 | -251.064 | -278.1316 | -290.7348 | -88.4906 | -90.2119 | -93.1193 | -96.0716 | -99.4378 | -103.3015 | -107.6282 | -113.0321 | -120.1304 | -128.1284 | -137.0061 | -187.7905 | -216.5273 | -243.1143 | -116.2676 | -118.4782 | -122.083 | -125.7495 | -129.9468 | -134.8027 | -140.1486 | -146.5777 | -155.1248 | -164.8642 | -175.6946 | -235.025 | -260.3698 | -271.6401
|  | THATCHAM BSP | FS |  |  |  |  | -119.8402 | -121.1468 | -122.896 | -124.7715 | -127.109 | -129.8265 | -133.0711 | -137.325 | -141.6731 | -147.5371 | -153.7522 | -196.6268 | -240.8781 | -272.5929 | -83.6705 | -84.6749 | -86.0688 | -87.5776 | -89.4899 | -91.7566 | -94.7398 | -98.4593 | -102.3595 | -107.5191 | -112.8592 | -151.9207 | -201.4131 | -261.777 | -109.3487 | -110.5375 | -112.1748 | -113.9484 | -116.1468 | -118.7299 | -121.8585 | -125.8657 | -129.9209 | -135.6297 | -141.5588 | -181.7249 | -223.0059 | -252.8833
MINETY GSP | TOOTHILL BSP | TOOTHILL BSP | MINIMUM HEADROOM | SU 13191 83945 | NO | YES | 31.735 | -24.901 | -31.1622 | -38.3829 | -42.0465 | -45.9043 | -51.0533 | -56.0018 | -61.3867 | -67.1819 | -72.7974 | -77.7526 | -92.6911 | -99.4561 | -105.1257 | -18.573 | -25.088 | -32.0086 | -34.0895 | -36.6054 | -40.0848 | -43.7265 | -47.9994 | -52.0386 | -55.6323 | -59.4038 | -75.0912 | -92.7413 | -136.1156 | -24.1963 | -31.0409 | -38.6751 | -41.6337 | -44.8082 | -49.4083 | -53.8541 | -58.8344 | -64.0716 | -69.1208 | -73.5723 | -87.1663 | -92.9757 | -97.8576
|  | TOOTHILL BSP | CT |  |  |  |  | -24.5688 | -30.6036 | -37.3742 | -40.4723 | -44.1522 | -48.5492 | -53.1222 | -58.8559 | -64.2709 | -69.0452 | -73.9611 | -90.7121 | -99.4561 | -105.1257 | -18.5462 | -25.088 | -32.0086 | -34.0895 | -36.6054 | -40.0848 | -43.7265 | -47.9994 | -52.0386 | -55.6323 | -59.4038 | -75.0912 | -89.9103 | -111.6716 | -23.9283 | -30.6299 | -37.9145 | -40.4289 | -43.5035 | -47.4776 | -51.5975 | -56.7667 | -61.7358 | -65.9756 | -70.3539 | -85.3201 | -92.9757 | -97.8576
|  | TOOTHILL BSP | LW |  |  |  |  | -24.901 | -31.1622 | -38.3829 | -42.0465 | -45.9043 | -51.0533 | -56.0018 | -61.3867 | -67.1819 | -72.7974 | -77.7526 | -92.6911 | -98.6942 | -104.1747 | -18.573 | -24.9654 | -31.8076 | -33.8411 | -35.9719 | -39.4659 | -42.8497 | -46.3225 | -50.0706 | -53.6137 | -56.6287 | -65.2206 | -68.4575 | -71.5192 | -24.1963 | -31.0409 | -38.6751 | -41.6337 | -44.8082 | -49.4083 | -53.8541 | -58.8344 | -64.0716 | -69.1208 | -73.5723 | -87.1663 | -92.4376 | -97.208
|  | TOOTHILL BSP | ST |  |  |  |  | -23.9703 | -29.5063 | -35.1223 | -36.834 | -38.7043 | -41.3548 | -44.3091 | -47.1491 | -49.8354 | -52.1596 | -55.1106 | -68.9695 | -76.772 | -82.9441 | -18.2053 | -24.3986 | -30.7448 | -32.1437 | -33.7209 | -36.2763 | -39.1833 | -41.9983 | -44.6962 | -47.0602 | -50.0014 | -65.2082 | -80.5914 | -103.0643 | -23.3826 | -29.6444 | -35.9824 | -37.358 | -38.9178 | -41.3895 | -44.226 | -46.9776 | -49.4552 | -51.4909 | -54.4727 | -67.8593 | -74.71 | -79.3569
|  | TOOTHILL BSP | FS |  |  |  |  | -23.5807 | -28.7236 | -34.0679 | -35.3996 | -36.9167 | -39.1675 | -41.5302 | -43.9857 | -46.4944 | -49.2757 | -51.3224 | -63.0312 | -72.6715 | -81.1538 | -18.011 | -24.0505 | -30.2985 | -31.5352 | -32.9708 | -35.3725 | -38.1141 | -41.0142 | -43.9903 | -47.149 | -49.8638 | -67.0867 | -92.7413 | -136.1156 | -23.0614 | -29.0054 | -35.1184 | -36.1593 | -37.3854 | -39.5274 | -41.7982 | -44.1458 | -46.5119 | -49.0698 | -50.786 | -61.1728 | -69.5721 | -76.7112
IVER 132KV | UPTON BSP | UPTON BSP | MINIMUM HEADROOM | TQ 00838 79445 | NO | YES | 6.259 | 38.5837 | 38.038 | 36.8519 | 35.4919 | 34.1228 | 32.1361 | 29.48 | 26.1961 | 23.0016 | 19.604 | 17.0089 | 7.6684 | 3.5948 | 0.42973 | 43.5943 | 43.1968 | 42.7658 | 42.2792 | 41.6205 | 39.9349 | 37.7938 | 35.3788 | 33.247 | 31.261 | 28.9788 | 19.6957 | 7.8205 | -18.9355 | 41.5757 | 41.0019 | 39.9173 | 38.6335 | 37.3757 | 35.3716 | 32.6317 | 29.4111 | 26.2953 | 23.0516 | 20.6359 | 12.0839 | 8.5978 | 5.8165
|  | UPTON BSP | CT |  |  |  |  | 38.6273 | 38.0832 | 36.9963 | 35.8717 | 34.8191 | 32.9016 | 30.4299 | 27.2157 | 24.3815 | 21.9097 | 19.1037 | 8.9807 | 3.5948 | 0.42973 | 43.5943 | 43.1968 | 42.7658 | 42.2792 | 41.6205 | 39.9349 | 37.7938 | 35.3788 | 33.247 | 31.261 | 28.9788 | 19.6957 | 10.7738 | -2.591 | 41.5921 | 41.0053 | 39.9596 | 38.8907 | 37.9421 | 35.9349 | 33.3884 | 30.2373 | 27.4736 | 25.1078 | 22.431 | 13.1366 | 8.5978 | 5.8165
|  | UPTON BSP | LW |  |  |  |  | 38.5837 | 38.038 | 36.8519 | 35.4919 | 34.1228 | 32.1361 | 29.48 | 26.1961 | 23.0016 | 19.604 | 17.0089 | 7.6684 | 4.6899 | 2.1764 | 43.638 | 43.3539 | 43.045 | 42.5927 | 42.0391 | 40.6455 | 38.7763 | 36.7401 | 34.8231 | 32.5796 | 31.1327 | 25.8251 | 24.1198 | 22.4807 | 41.5757 | 41.0019 | 39.9173 | 38.6335 | 37.3757 | 35.3716 | 32.6317 | 29.4111 | 26.2953 | 23.0516 | 20.6359 | 12.0839 | 9.4362 | 7.0741
|  | UPTON BSP | ST |  |  |  |  | 39.0596 | 38.8533 | 38.6829 | 38.4236 | 38.196 | 37.3225 | 36.1974 | 34.9442 | 34.1062 | 32.8035 | 31.3556 | 22.3836 | 17.36 | 13.6351 | 43.7756 | 43.5908 | 43.3515 | 43.041 | 42.727 | 41.6572 | 40.3883 | 39.0991 | 37.9829 | 36.4989 | 34.9382 | 26.2231 | 17.0926 | 3.2044 | 42.0441 | 41.8334 | 41.6257 | 41.3213 | 41.054 | 39.9838 | 38.6996 | 37.3328 | 36.455 | 35.0868 | 33.6315 | 24.5309 | 19.7089 | 16.507
|  | UPTON BSP | FS |  |  |  |  | 39.0775 | 38.9017 | 38.6243 | 38.3074 | 37.9508 | 37.1465 | 36.1214 | 34.9561 | 33.8054 | 32.8969 | 31.7203 | 24.5297 | 17.2867 | 10.7064 | 43.79 | 43.6142 | 43.4009 | 43.1326 | 42.8161 | 41.8872 | 40.4674 | 38.9022 | 37.3523 | 36.0102 | 34.4263 | 24.0208 | 7.8205 | -18.9355 | 42.0689 | 41.8754 | 41.6131 | 41.2957 | 40.9378 | 40.0161 | 38.8525 | 37.5912 | 36.3602 | 35.443 | 34.222 | 27.303 | 20.4127 | 14.3581
NURSLING GSP | VELMORE BSP | VELMORE BSP | MINIMUM HEADROOM | SU 42855 19215 | NO | YES | 19.374 | -11.9405 | -13.9938 | -17.8504 | -22.5955 | -27.8349 | -33.5101 | -39.8784 | -48.5147 | -58.0779 | -67.5275 | -76.028 | -102.6956 | -116.0738 | -126.6269 | 5.9639 | 4.2994 | 1.9114 | -0.95904 | -4.3983 | -7.5067 | -11.7066 | -16.7382 | -22.6081 | -27.3161 | -32.9664 | -57.4746 | -84.5354 | -153.127 | -4.5664 | -6.3952 | -9.7628 | -13.9935 | -18.4849 | -23.7765 | -29.6042 | -37.3831 | -46.2374 | -54.9749 | -62.7539 | -86.4014 | -97.263 | -106.3253
|  | VELMORE BSP | CT |  |  |  |  | -11.4604 | -13.5208 | -16.9235 | -20.9305 | -25.8484 | -30.4885 | -36.3209 | -44.1373 | -52.9234 | -59.9649 | -68.0543 | -99.5245 | -116.0738 | -126.6269 | 5.9639 | 4.2994 | 1.9114 | -0.95904 | -4.3983 | -7.5067 | -11.7066 | -16.7382 | -22.6081 | -27.3161 | -32.9664 | -57.4746 | -80.6298 | -114.7959 | -4.131 | -6.003 | -8.9717 | -12.535 | -16.876 | -21.016 | -26.463 | -33.4997 | -41.641 | -48.0756 | -55.5482 | -83.2495 | -97.263 | -106.3253
|  | VELMORE BSP | LW |  |  |  |  | -11.9405 | -13.9938 | -17.8504 | -22.5955 | -27.8349 | -33.5101 | -39.8784 | -48.5147 | -58.0779 | -67.5275 | -76.028 | -102.6956 | -113.2908 | -122.7537 | 5.9648 | 4.7501 | 2.5199 | -0.34428 | -3.3356 | -6.5329 | -10.29 | -14.9585 | -20.5858 | -26.2483 | -31.1154 | -44.8866 | -50.0186 | -55.3934 | -4.5664 | -6.3952 | -9.7628 | -13.9935 | -18.4849 | -23.7765 | -29.6042 | -37.3831 | -46.2374 | -54.9749 | -62.7539 | -86.4014 | -95.5135 | -103.9983
|  | VELMORE BSP | ST |  |  |  |  | -10.4915 | -11.633 | -13.2032 | -15.3642 | -17.6716 | -19.4563 | -21.3165 | -23.8118 | -27.0636 | -31.2112 | -36.0304 | -65.5988 | -81.2099 | -92.8056 | 6.5705 | 5.6088 | 4.1195 | 2.1105 | 0.0093754 | -1.7332 | -3.6496 | -6.0821 | -9.2371 | -12.7078 | -16.4689 | -43.2949 | -67.0431 | -102.3459 | -3.2129 | -4.175 | -5.6064 | -7.5881 | -9.6719 | -11.2838 | -12.9679 | -15.3 | -18.3696 | -22.109 | -26.7025 | -54.7174 | -68.961 | -79.3041
|  | VELMORE BSP | FS |  |  |  |  | -9.9647 | -10.7558 | -12.0232 | -13.7824 | -15.5935 | -17.3803 | -18.8609 | -21.0946 | -23.2845 | -26.189 | -29.2534 | -51.1568 | -72.6746 | -91.8795 | 6.947 | 6.1272 | 4.7992 | 2.9688 | 1.0559 | -0.99605 | -3.1138 | -6.0262 | -9.0492 | -12.5787 | -16.2666 | -43.3355 | -84.5354 | -153.127 | -2.7349 | -3.3815 | -4.4741 | -6.0538 | -7.6413 | -9.2649 | -10.5764 | -12.6182 | -14.6261 | -17.3342 | -20.1651 | -40.2555 | -60.2369 | -77.2714
MANNINGTON GSP | WAREHAM | WAREHAM | MINIMUM HEADROOM | SY 91548 88451 | NO | YES | 1.793 | -3.2005 | -3.7794 | 8.9722 | 7.428 | 5.8787 | 3.9059 | 1.7197 | -0.87347 | -3.6427 | -6.4276 | -9.0358 | -19.6671 | -27.2064 | -34.6987 | 1.2148 | 0.73151 | 12.8269 | 11.474 | 10.2683 | 8.7494 | 7.1046 | 5.6283 | 4.0057 | 2.2759 | 0.64104 | -6.2062 | -12.349 | -19.6157 | -1.7665 | -2.3514 | 9.9664 | 8.3547 | 6.5654 | 4.3377 | 2.0983 | -0.3728 | -2.9393 | -5.5324 | -7.9194 | -17.93 | -25.8579 | -33.8157
|  | WAREHAM | CT |  |  |  |  | -3.0516 | -3.5432 | 9.8084 | 8.8774 | 7.6257 | 6.3767 | 4.8904 | 2.5923 | -0.3025 | -2.6108 | -5.294 | -16.8648 | -24.9544 | -30.9515 | 1.2815 | 0.87398 | 13.5976 | 12.8337 | 11.8943 | 10.9276 | 9.8222 | 8.6235 | 6.5951 | 5.0211 | 3.1287 | -4.6602 | -11.5256 | -19.6157 | -1.6369 | -2.1109 | 10.9032 | 10.0345 | 8.634 | 7.1757 | 5.6487 | 3.4607 | 0.6359 | -1.5474 | -4.1239 | -14.6849 | -22.3149 | -28.3354
|  | WAREHAM | LW |  |  |  |  | -3.2005 | -3.7794 | 8.9722 | 7.428 | 5.8787 | 3.9059 | 1.7197 | -0.87347 | -3.6427 | -6.4276 | -9.0358 | -19.6671 | -27.2064 | -34.6987 | 1.2148 | 0.73151 | 12.8269 | 11.474 | 10.2683 | 8.7494 | 7.1046 | 5.6283 | 4.0057 | 2.2759 | 0.64104 | -6.2062 | -12.349 | -18.9604 | -1.7665 | -2.3514 | 9.9664 | 8.3547 | 6.5654 | 4.3377 | 2.0983 | -0.3728 | -2.9393 | -5.5324 | -7.9194 | -17.93 | -25.8579 | -33.8157
|  | WAREHAM | ST |  |  |  |  | -2.8327 | -3.144 | 10.0733 | 9.235 | 8.3656 | 7.6429 | 6.8798 | 5.8193 | 4.5478 | 3.662 | 2.636 | -5.7953 | -12.9257 | -19.7529 | 1.4554 | 1.1786 | 13.4654 | 12.5693 | 11.7448 | 11.1269 | 10.4849 | 9.5152 | 8.3736 | 7.5335 | 6.7985 | -0.7785 | -7.9235 | -16.4733 | -1.4031 | -1.7091 | 11.0182 | 10.1119 | 9.2348 | 8.5232 | 7.7909 | 6.6703 | 5.363 | 4.6001 | 3.7176 | -4.4998 | -12.2855 | -19.4196
|  | WAREHAM | FS |  |  |  |  | -2.7001 | -2.915 | 10.8934 | 10.4719 | 9.9262 | 9.4051 | 8.753 | 7.9764 | 7.0305 | 5.9875 | 5.0652 | -0.40827 | -6.4604 | -13.1334 | 1.5353 | 1.3084 | 14.2848 | 13.8373 | 13.3252 | 12.8193 | 12.1603 | 11.3652 | 10.4184 | 9.3924 | 8.5676 | 3.9098 | -2.6567 | -14.1993 | -1.3016 | -1.5171 | 11.9009 | 11.4924 | 10.963 | 10.431 | 9.7575 | 8.9993 | 8.0347 | 7.0006 | 6.0623 | 0.88738 | -3.9992 | -10.6576
MELKSHAM GSP | WEST GRAFTON | WEST GRAFTON | MINIMUM HEADROOM | SU 24302 59215 | NO | YES | 4.323 | 19.1608 | 18.4568 | 17.0525 | 15.5699 | 14.1195 | 12.3537 | 10.944 | 9.1574 | 6.6937 | 4.228 | 1.9355 | -6.7697 | -11.6053 | -15.332 | 28.9548 | 28.4201 | 27.6762 | 26.9793 | 26.1239 | 25.1491 | 24.3567 | 23.4395 | 21.9459 | 20.5692 | 19.3708 | 13.7692 | 9.2081 | 0.54539 | 22.0124 | 21.2852 | 20.0972 | 18.8121 | 17.5325 | 15.9181 | 14.5968 | 13.1375 | 10.908 | 8.6902 | 6.6917 | -0.56853 | -4.3372 | -7.3876
|  | WEST GRAFTON | CT |  |  |  |  | 19.1965 | 18.4568 | 17.2004 | 15.9707 | 14.6401 | 13.2468 | 12.0452 | 10.3507 | 8.0793 | 6.2797 | 4.0251 | -5.8435 | -11.6053 | -15.332 | 28.9548 | 28.4201 | 27.6762 | 26.9793 | 26.1239 | 25.1981 | 24.3925 | 23.4395 | 21.9459 | 20.8667 | 19.4291 | 13.7692 | 9.2081 | 3.3469 | 22.0228 | 21.2852 | 20.1893 | 19.1525 | 17.931 | 16.6615 | 15.5371 | 14.149 | 12.0971 | 10.5232 | 8.5254 | 0.29936 | -4.3372 | -7.3876
|  | WEST GRAFTON | LW |  |  |  |  | 19.1608 | 18.4825 | 17.0525 | 15.5699 | 14.1195 | 12.3537 | 10.944 | 9.1574 | 6.6937 | 4.228 | 1.9355 | -6.7697 | -10.8424 | -14.204 | 28.9621 | 28.5133 | 27.7681 | 27.005 | 26.2335 | 25.1491 | 24.3567 | 23.5001 | 22.0239 | 20.5692 | 19.3708 | 15.4788 | 13.8461 | 12.1923 | 22.0124 | 21.3285 | 20.0972 | 18.8121 | 17.5325 | 15.9181 | 14.5968 | 13.1375 | 10.908 | 8.6902 | 6.6917 | -0.56853 | -3.8676 | -6.6501
|  | WEST GRAFTON | ST |  |  |  |  | 19.534 | 19.0595 | 18.3673 | 17.7021 | 17.0018 | 16.2993 | 15.602 | 14.8817 | 13.8696 | 13.1153 | 12.1624 | 5.3318 | 1.1557 | -2.4994 | 29.199 | 28.8466 | 28.4026 | 27.9789 | 27.4845 | 26.9628 | 26.4263 | 25.8053 | 24.95 | 24.3182 | 23.6046 | 18.0203 | 13.8285 | 8.1687 | 22.369 | 21.8748 | 21.2506 | 20.6734 | 20.0269 | 19.3764 | 18.7065 | 17.9771 | 16.9743 | 16.317 | 15.5406 | 9.3855 | 5.9436 | 3.0307
|  | WEST GRAFTON | FS |  |  |  |  | 19.7308 | 19.3902 | 18.9895 | 18.6031 | 18.2543 | 17.8422 | 17.4757 | 16.8064 | 15.9782 | 15.0131 | 13.9093 | 7.8622 | 2.1728 | -2.3977 | 29.3016 | 29.0127 | 28.6858 | 28.3458 | 28.0276 | 27.6145 | 27.1876 | 26.5957 | 25.8621 | 24.9997 | 24.009 | 18.4346 | 11.1343 | 0.54539 | 22.5973 | 22.2467 | 21.8807 | 21.5142 | 21.1936 | 20.79 | 20.4325 | 19.821 | 19.0392 | 18.1285 | 17.0845 | 11.9134 | 6.9915 | 3.1745
NURSLING GSP | WINCHESTER | WINCHESTER | MINIMUM HEADROOM | SU 44965 26671 | NO | YES | 22.756 | 21.9867 | 20.3972 | 17.835 | 14.6063 | 11.4272 | 7.5902 | 3.0621 | -2.1817 | -7.7691 | -13.6315 | -19.1204 | -36.516 | -43.4677 | -50.021 | 34.5079 | 33.3102 | 31.792 | 29.9245 | 28.4352 | 26.5219 | 24.2154 | 21.4622 | 17.9925 | 14.4331 | 11.2231 | 1.9846 | -6.182 | -23.0637 | 26.7156 | 25.192 | 22.9556 | 20.1589 | 17.7401 | 14.44 | 10.2252 | 5.4806 | 0.17452 | -5.3818 | -10.3727 | -25.7297 | -31.3502 | -36.8235
|  | WINCHESTER | CT |  |  |  |  | 22.3693 | 20.8358 | 18.5918 | 16.0387 | 13.2739 | 10.3307 | 6.4157 | 1.4422 | -3.5496 | -7.9622 | -12.9784 | -33.0161 | -43.4677 | -50.021 | 34.8033 | 33.6631 | 32.2155 | 30.6238 | 28.974 | 27.3177 | 25.0709 | 22.3709 | 19.0499 | 16.3586 | 13.1645 | 1.9846 | -6.182 | -16.6687 | 27.0649 | 25.5962 | 23.5797 | 21.3464 | 18.8504 | 16.3501 | 12.7155 | 8.1735 | 3.4585 | -0.4856 | -5.153 | -22.3495 | -31.2274 | -36.8235
|  | WINCHESTER | LW |  |  |  |  | 21.9867 | 20.3972 | 17.835 | 14.6063 | 11.4272 | 7.5902 | 3.0621 | -2.1817 | -7.7691 | -13.6315 | -19.1204 | -36.516 | -43.2029 | -49.1754 | 34.5079 | 33.3102 | 31.792 | 29.9245 | 28.4352 | 26.5219 | 24.2154 | 21.4622 | 17.9925 | 14.4331 | 11.2231 | 2.5656 | 0.024434 | -2.0929 | 26.7156 | 25.192 | 22.9556 | 20.1589 | 17.7401 | 14.44 | 10.2252 | 5.4806 | 0.17452 | -5.3818 | -10.3727 | -25.7297 | -31.3502 | -36.525
|  | WINCHESTER | ST |  |  |  |  | 23.2607 | 22.2816 | 21.0664 | 19.638 | 18.0141 | 16.3152 | 14.7299 | 12.6741 | 10.7202 | 7.9296 | 4.5451 | -15.4017 | -24.4093 | -30.4709 | 35.3682 | 34.5998 | 33.6163 | 32.5129 | 31.3073 | 30.1437 | 29.0993 | 27.6288 | 26.0387 | 23.9585 | 21.3984 | 6.0917 | -0.6654 | -8.9166 | 27.9325 | 27.0246 | 25.8965 | 24.5935 | 23.1515 | 21.6047 | 20.0049 | 17.8405 | 15.6463 | 12.5382 | 9.303 | -9.9828 | -17.8322 | -22.5808
|  | WINCHESTER | FS |  |  |  |  | 23.877 | 23.2219 | 22.4278 | 21.449 | 20.4389 | 19.3393 | 18.1994 | 16.5719 | 15.1102 | 12.9951 | 11.0804 | -3.5727 | -19.0901 | -31.7882 | 35.7945 | 35.2374 | 34.5309 | 33.6978 | 32.8896 | 32.0935 | 31.1895 | 29.9744 | 28.8633 | 27.2214 | 25.5974 | 14.0573 | -1.4286 | -23.0637 | 28.5324 | 27.9071 | 27.1463 | 26.2178 | 25.2965 | 24.2895 | 23.2457 | 21.7675 | 20.334 | 18.1195 | 16.1041 | 1.8732 | -12.0983 | -23.1341
COWLEY GSP | WITNEY BSP | WITNEY BSP | MINIMUM HEADROOM | SP 35605 08274 | NO | NO | 27.162 | 8.185 | 5.9812 | 2.1302 | -1.9127 | -5.7194 | -10.3977 | -15.4802 | -20.9442 | -26.8292 | -32.4891 | -37.7309 | -55.8138 | -66.9681 | -77.1582 | 23.3854 | 22.1731 | 20.3252 | 18.409 | 16.7065 | 14.1863 | 11.0676 | 8.167 | 4.8922 | 1.5435 | -1.2846 | -13.3162 | -26.0263 | -50.6067 | 11.6769 | 9.5925 | 5.926 | 2.0582 | -1.2514 | -5.5391 | -10.3908 | -15.418 | -20.9288 | -26.2165 | -30.9686 | -47.0388 | -56.9438 | -66.3987
|  | WITNEY BSP | CT |  |  |  |  | 8.3481 | 6.2821 | 3.1852 | -0.034143 | -3.459 | -7.0379 | -11.42 | -16.5324 | -22.0622 | -26.1898 | -31.2447 | -52.3413 | -66.7801 | -76.9897 | 23.4545 | 22.2387 | 20.7435 | 19.1969 | 17.464 | 15.4962 | 12.669 | 9.6644 | 6.1608 | 3.5295 | 0.13905 | -13.3162 | -26.0263 | -43.2773 | 11.8291 | 9.8436 | 6.9142 | 3.8512 | 0.80385 | -2.3458 | -6.4688 | -11.1774 | -16.4037 | -20.1343 | -24.9112 | -43.2989 | -55.4933 | -64.497
|  | WITNEY BSP | LW |  |  |  |  | 8.185 | 5.9812 | 2.1302 | -1.9127 | -5.7194 | -10.3977 | -15.4802 | -20.9442 | -26.8292 | -32.4891 | -37.7309 | -55.8138 | -66.9681 | -77.1582 | 23.3854 | 22.1731 | 20.3252 | 18.409 | 16.7065 | 14.1863 | 11.0676 | 8.167 | 4.8922 | 1.5435 | -1.2846 | -10.5107 | -16.6547 | -22.9959 | 11.6769 | 9.5925 | 5.926 | 2.0582 | -1.2514 | -5.5391 | -10.3908 | -15.418 | -20.9288 | -26.2165 | -30.9686 | -47.0388 | -56.9438 | -66.3987
|  | WITNEY BSP | ST |  |  |  |  | 9.0562 | 7.6195 | 5.5859 | 3.7952 | 1.9195 | -0.07464 | -1.7193 | -3.7404 | -5.682 | -8.1308 | -10.337 | -25.969 | -37.8708 | -48.8998 | 23.8332 | 23.0134 | 21.6495 | 20.48 | 19.2946 | 18.0783 | 16.8695 | 15.2257 | 13.5776 | 11.3775 | 9.4087 | -4.217 | -16.5508 | -34.0706 | 12.5803 | 11.2794 | 9.3186 | 7.5745 | 5.783 | 3.952 | 2.451 | 0.46606 | -1.3943 | -3.8191 | -5.9133 | -20.5173 | -31.4747 | -41.7035
|  | WITNEY BSP | FS |  |  |  |  | 9.4526 | 8.4654 | 7.3096 | 6.1665 | 4.9829 | 3.6774 | 2.3758 | 0.46142 | -1.2893 | -3.5308 | -5.5033 | -18.5715 | -32.0035 | -44.7873 | 24.0016 | 23.3423 | 22.598 | 21.812 | 20.9968 | 20.0546 | 19.0043 | 17.4796 | 15.8897 | 13.8289 | 11.985 | -1.0412 | -20.0749 | -50.6067 | 12.9666 | 12.0106 | 10.9415 | 9.8344 | 8.7203 | 7.4632 | 6.2079 | 4.3558 | 2.7341 | 0.5405 | -1.3159 | -13.3975 | -25.283 | -36.6257
BRAMLEY (FLEE) | WOKINGHAM BSP | WOKINGHAM BSP | MINIMUM HEADROOM | SU 79589 67665 | NO | YES | 9.614 | 70.6052 | 69.0439 | 65.6772 | 63.522 | 61.7188 | 58.6493 | 55.6259 | 51.6254 | 47.4663 | 43.3888 | 39.8232 | 28.1026 | 21.6922 | 15.5659 | 75.9356 | 74.2703 | 71.1195 | 69.7894 | 68.8121 | 66.4582 | 64.0924 | 61.4095 | 58.686 | 56.0307 | 53.8399 | 43.4204 | 33.0426 | 6.7715 | 71.2575 | 69.5005 | 65.7557 | 63.7678 | 62.1651 | 59.0541 | 55.9664 | 52.0964 | 48.1134 | 44.2003 | 40.8392 | 29.9375 | 23.8622 | 17.9078
|  | WOKINGHAM BSP | CT |  |  |  |  | 70.7707 | 69.2902 | 66.271 | 64.6144 | 62.9686 | 60.5813 | 58.1091 | 54.6244 | 50.9397 | 47.9126 | 44.6123 | 31.5122 | 23.4777 | 17.7681 | 75.9356 | 74.2703 | 71.1823 | 70.0745 | 68.9701 | 66.9546 | 64.7678 | 62.0823 | 59.2131 | 56.9016 | 54.3134 | 43.4204 | 33.0426 | 18.3194 | 71.4262 | 69.7454 | 66.3779 | 64.907 | 63.4479 | 61.0639 | 58.5473 | 55.1562 | 51.5752 | 48.7038 | 45.5338 | 33.7428 | 26.4287 | 21.1333
|  | WOKINGHAM BSP | LW |  |  |  |  | 70.6052 | 69.0439 | 65.6772 | 63.522 | 61.7188 | 58.6493 | 55.6259 | 51.6254 | 47.4663 | 43.3888 | 39.8232 | 28.1026 | 21.6922 | 15.5659 | 75.9394 | 74.3584 | 71.1195 | 69.7894 | 68.8121 | 66.4582 | 64.0924 | 61.4095 | 58.686 | 56.0307 | 53.8399 | 46.7318 | 42.3717 | 37.9445 | 71.2575 | 69.5005 | 65.7557 | 63.7678 | 62.1651 | 59.0541 | 55.9664 | 52.0964 | 48.1134 | 44.2003 | 40.8392 | 29.9375 | 23.8622 | 17.9078
|  | WOKINGHAM BSP | ST |  |  |  |  | 71.1493 | 70.0012 | 67.6913 | 66.9123 | 66.0938 | 64.8857 | 63.4494 | 62.2209 | 60.5843 | 59.2258 | 57.4479 | 47.2022 | 40.0094 | 33.335 | 76.1755 | 74.7559 | 71.8107 | 70.9906 | 70.1466 | 68.7493 | 67.119 | 65.6136 | 63.7901 | 62.2668 | 60.4648 | 49.4508 | 38.5554 | 23.2343 | 71.7976 | 70.4559 | 67.6347 | 66.879 | 66.109 | 64.8146 | 63.292 | 61.9592 | 60.2407 | 58.9286 | 57.2792 | 47.3201 | 40.4899 | 34.2551
|  | WOKINGHAM BSP | FS |  |  |  |  | 71.1542 | 70.0705 | 67.8503 | 67.2307 | 66.5569 | 65.4059 | 64.1448 | 62.6323 | 61.4585 | 59.9067 | 58.8371 | 50.8929 | 43.2909 | 35.4921 | 76.1591 | 74.7588 | 71.9987 | 71.3506 | 70.6256 | 69.2647 | 67.6651 | 65.8198 | 64.2288 | 62.3203 | 60.781 | 49.8556 | 33.9568 | 6.7715 | 71.8019 | 70.5325 | 67.8778 | 67.3316 | 66.7308 | 65.5294 | 64.1928 | 62.6308 | 61.4482 | 59.8805 | 58.8273 | 51.348 | 44.6534 | 37.5869
LOVEDEAN GSP | WYMERING BSP | WYMERING BSP | MINIMUM HEADROOM | SU 64948 05441 | NO | YES | 43.276 | -31.3238 | -32.7663 | -35.9802 | -39.4695 | -43.3437 | -48.4829 | -54.332 | -61.6306 | -69.6845 | -77.9842 | -85.6735 | -111.225 | -123.6945 | -132.9293 | -14.1624 | -15.6699 | -17.6211 | -19.3035 | -22.0198 | -25.0475 | -29.1419 | -33.8667 | -40.1627 | -44.9085 | -50.7654 | -72.8114 | -91.5803 | -147.9074 | -23.945 | -25.3558 | -28.1686 | -31.0861 | -34.299 | -39.0801 | -44.7511 | -51.2704 | -58.8494 | -67.2278 | -74.9363 | -98.5396 | -108.2445 | -116.0177
|  | WYMERING BSP | CT |  |  |  |  | -31.1643 | -32.7405 | -35.4076 | -37.8583 | -41.5544 | -45.5116 | -50.6781 | -57.7305 | -66.1394 | -72.7401 | -80.5093 | -109.7301 | -123.6945 | -132.9293 | -14.1624 | -15.6699 | -17.6211 | -19.3035 | -22.0198 | -25.0475 | -29.1419 | -33.8667 | -40.1627 | -44.9085 | -50.7654 | -72.8114 | -91.5803 | -120.4013 | -23.7848 | -25.3083 | -27.7354 | -29.8 | -33.1056 | -36.8354 | -41.9956 | -48.4255 | -56.4112 | -62.4466 | -70.1593 | -96.9579 | -108.2445 | -116.0177
|  | WYMERING BSP | LW |  |  |  |  | -31.3238 | -32.7663 | -35.9802 | -39.4695 | -43.3437 | -48.4829 | -54.332 | -61.6306 | -69.6845 | -77.9842 | -85.6735 | -111.225 | -119.6037 | -127.9343 | -14.1178 | -15.3111 | -17.2837 | -19.2287 | -21.3326 | -24.5406 | -28.4568 | -32.909 | -38.253 | -43.7552 | -48.7066 | -63.4947 | -68.3913 | -74.2269 | -23.945 | -25.3558 | -28.1686 | -31.0861 | -34.299 | -39.0801 | -44.7511 | -51.2704 | -58.8494 | -67.2278 | -74.9363 | -98.5396 | -105.9357 | -113.6772
|  | WYMERING BSP | ST |  |  |  |  | -30.2824 | -30.9677 | -32.2047 | -33.4162 | -34.7514 | -36.4238 | -38.1078 | -40.4721 | -43.9699 | -48.6002 | -53.6242 | -81.1915 | -95.4676 | -106.5056 | -13.4571 | -14.2829 | -15.6586 | -17.0145 | -18.492 | -20.2311 | -21.8996 | -24.2765 | -27.3597 | -31.2655 | -35.8356 | -62.2197 | -80.7987 | -107.1619 | -22.9153 | -23.5652 | -24.8004 | -26.0167 | -27.3183 | -28.9122 | -30.5816 | -33.059 | -36.4908 | -40.801 | -45.4444 | -72.3149 | -85.9478 | -96.0598
|  | WYMERING BSP | FS |  |  |  |  | -29.9916 | -30.4173 | -31.2211 | -31.9823 | -32.8958 | -34.0713 | -35.5464 | -37.5149 | -39.2378 | -41.9222 | -44.9226 | -66.782 | -86.9057 | -103.5145 | -13.2845 | -13.9753 | -14.9608 | -15.9858 | -17.2751 | -18.7637 | -20.6654 | -23.0637 | -25.3715 | -28.4585 | -31.7678 | -55.4093 | -90.1341 | -147.9074 | -22.6394 | -23.0379 | -23.7888 | -24.5344 | -25.4174 | -26.4927 | -27.917 | -29.7524 | -31.4322 | -34.1792 | -37.176 | -57.2165 | -76.6577 | -91.9755
COWLEY GSP | YARNTON BSP | YARNTON BSP | MINIMUM HEADROOM | SP 35605 08274 | NO | YES | 46.675 | -13.0078 | -15.9914 | -19.7946 | -25.0816 | -30.6797 | -37.1183 | -43.2526 | -51.0504 | -57.432 | -64.1468 | -70.4578 | -90.6849 | -100.9959 | -109.2529 | 6.8017 | 4.8836 | 2.6552 | -0.2932 | -3.1651 | -6.8048 | -10.3335 | -14.6092 | -17.9308 | -22.1944 | -26.1415 | -40.2368 | -50.9284 | -75.1472 | -7.6428 | -10.3494 | -13.7623 | -18.1347 | -22.4232 | -27.9942 | -33.5566 | -40.2893 | -46.4102 | -52.7444 | -58.7342 | -76.3462 | -84.9763 | -91.2245
|  | YARNTON BSP | CT |  |  |  |  | -12.4702 | -15.2892 | -18.6909 | -22.7138 | -27.9739 | -33.4324 | -39.0603 | -46.7187 | -52.7881 | -57.9721 | -64.5365 | -89.1276 | -100.9959 | -109.2529 | 6.9864 | 5.0873 | 2.9084 | 0.3267 | -2.7235 | -6.0144 | -9.5351 | -14.1724 | -17.6219 | -20.8139 | -25.112 | -40.2368 | -50.9284 | -65.7302 | -7.1652 | -9.7751 | -12.8719 | -16.4746 | -20.8088 | -25.4444 | -30.6469 | -37.5359 | -43.3955 | -48.027 | -53.9137 | -75.0336 | -84.9763 | -91.2245
|  | YARNTON BSP | LW |  |  |  |  | -13.0078 | -15.9914 | -19.7946 | -25.0816 | -30.6797 | -37.1183 | -43.2526 | -51.0504 | -57.432 | -64.1468 | -70.4578 | -90.6849 | -98.2312 | -105.6357 | 6.8017 | 4.8836 | 2.6552 | -0.2932 | -3.1651 | -6.8048 | -10.3335 | -14.6092 | -17.9308 | -22.1944 | -26.1415 | -36.725 | -40.0417 | -43.243 | -7.6428 | -10.3494 | -13.7623 | -18.1347 | -22.4232 | -27.9942 | -33.5566 | -40.2893 | -46.4102 | -52.7444 | -58.7342 | -76.3462 | -82.8811 | -88.5587
|  | YARNTON BSP | ST |  |  |  |  | -11.5807 | -13.5153 | -15.5754 | -18.2905 | -21.0893 | -24.1936 | -27.2613 | -30.8561 | -34.872 | -39.2435 | -44.2971 | -69.506 | -81.9732 | -90.0284 | 7.4934 | 6.1403 | 4.771 | 2.9094 | 1.0232 | -1.1 | -3.0606 | -5.4447 | -8.2733 | -11.7901 | -15.8722 | -35.6577 | -47.3546 | -59.345 | -6.2905 | -8.0129 | -9.8723 | -12.319 | -14.8441 | -17.7002 | -20.5442 | -23.8918 | -27.6418 | -31.7928 | -36.5992 | -59.7652 | -70.8561 | -77.8068
|  | YARNTON BSP | FS |  |  |  |  | -10.7277 | -12.0771 | -13.4419 | -15.2514 | -17.2242 | -19.2569 | -21.2556 | -23.7994 | -26.6378 | -29.8942 | -33.202 | -53.4469 | -71.5911 | -85.7661 | 7.9303 | 6.8677 | 5.8105 | 4.4349 | 2.9327 | 1.3717 | -0.24777 | -2.2679 | -4.4841 | -6.8916 | -9.4343 | -26.1235 | -46.3469 | -75.1472 | -5.4764 | -6.6712 | -7.8562 | -9.4325 | -11.1622 | -12.9623 | -14.766 | -17.1115 | -19.7391 | -22.7304 | -25.8709 | -44.3584 | -61.0477 | -73.9267
AXMINSTER | YEOVIL BSP | YEOVIL BSP | MINIMUM HEADROOM | ST 57586 16894 | NO | YES | 40.31 | -29.6836 | -31.98 | -35.4332 | -39.5499 | -43.5027 | -47.8442 | -53.3532 | -59.769 | -65.8008 | -73.0157 | -79.7113 | -100.6862 | -112.1387 | -121.064 | -7.059 | -8.6446 | -10.3635 | -12.4217 | -14.5246 | -16.8227 | -20.0196 | -23.6008 | -27.2891 | -31.4519 | -35.2874 | -51.7925 | -65.5695 | -100.6695 | -33.5152 | -35.3159 | -38.0074 | -41.2988 | -44.4604 | -48.2981 | -53.3166 | -59.1177 | -64.657 | -71.0014 | -76.799 | -94.8177 | -105.1556 | -112.9335
|  | YEOVIL BSP | CT |  |  |  |  | -29.6238 | -31.9398 | -34.923 | -38.2157 | -41.9185 | -45.1715 | -49.9799 | -55.8775 | -61.9066 | -67.515 | -74.0576 | -98.5996 | -112.1387 | -121.064 | -7.059 | -8.6446 | -10.3635 | -12.2589 | -14.5246 | -16.4551 | -19.5532 | -23.2604 | -27.2891 | -30.8198 | -35.2272 | -51.7925 | -65.5695 | -85.383 | -33.4368 | -35.2231 | -37.502 | -40.091 | -43.0366 | -45.7678 | -50.0869 | -55.4529 | -61.0112 | -65.9477 | -71.7333 | -93.0066 | -105.1556 | -112.9335
|  | YEOVIL BSP | LW |  |  |  |  | -29.6836 | -31.98 | -35.4332 | -39.5499 | -43.5027 | -47.8442 | -53.3532 | -59.769 | -65.8008 | -73.0157 | -79.7113 | -100.6862 | -110.23 | -118.1988 | -7.0033 | -8.4741 | -10.2531 | -12.4217 | -14.4495 | -16.8227 | -20.0196 | -23.6008 | -27.2567 | -31.4519 | -35.2874 | -46.1621 | -50.9019 | -55.2824 | -33.5152 | -35.3159 | -38.0074 | -41.2988 | -44.4604 | -48.2981 | -53.3166 | -59.1177 | -64.657 | -71.0014 | -76.799 | -94.8177 | -103.1829 | -110.4516
|  | YEOVIL BSP | ST |  |  |  |  | -28.7522 | -30.2515 | -32.0837 | -34.1168 | -36.0442 | -38.305 | -40.8419 | -43.503 | -45.8602 | -49.428 | -53.0344 | -73.7974 | -86.0732 | -95.6517 | -6.5315 | -7.5988 | -8.8343 | -10.1849 | -11.4938 | -13.0327 | -14.7948 | -16.7689 | -18.6334 | -21.3642 | -24.1516 | -41.5041 | -55.2468 | -74.2508 | -32.8048 | -33.9703 | -35.3802 | -36.9054 | -38.3632 | -40.0747 | -42.0641 | -44.2886 | -46.8157 | -50.2397 | -53.7805 | -71.4183 | -81.9784 | -90.6436
|  | YEOVIL BSP | FS |  |  |  |  | -28.143 | -29.1856 | -30.1824 | -31.3555 | -32.5619 | -33.8722 | -35.3913 | -37.7121 | -40.1831 | -43.0836 | -45.3884 | -62.3912 | -79.5967 | -93.2736 | -6.2675 | -7.1108 | -7.9352 | -8.8993 | -9.9251 | -11.0603 | -12.4771 | -14.3904 | -16.4804 | -19.0035 | -21.1966 | -38.2238 | -62.1431 | -100.6695 | -32.2684 | -33.0488 | -33.7714 | -34.6061 | -35.5384 | -36.5434 | -37.7732 | -39.6376 | -41.6191 | -43.9711 | -46.0153 | -61.244 | -76.3141 | -88.6949
0
0
0
0
0
0
0
0
0
0
0
0
0
0
0
0
0
0
0
0
0
0
0
0
0
0
0
0
0
0
0
0
0
0
0
0
0
0
0
0
0
0
0
0
0
0
0
0
0
0
0
0
0
0
0
0
0
0
0
0
0
0
0
0
0
0
0
0
0
0
0
0
0
0
0
0
0
0
0
0
0
0
0
0
0
0
0
0
0
0
0
0
0
0
0
0
0
0
0
0
0
0
0
0
0
0
0
0
0
0
0
0
0
0
0
0
0
0
0
0
0
0
0
0
0
0
0
0
0
0
0
0
0
0
0
0
0
0
0
0
0
0
0
0
0
0
0
0
0
0
0
0
0
0
0
0
0
0
0
0
0
0
0
0
0
0
0
0
0
0
0
0
0
0
0
0
0
0
0
0
0
0
0
0
0
0
0
0
0
0
0
0
0
0
0
0
0
0
0
0
0
0
0
0
0
0
0
0
0
0
0
0
0
0
0
0
0
0
0
0
0
0
0
0
0
0
0
0
0
0
0
0
0
0
0
0
0
0
0
0
0
0
0
0
0
0
0
0
0
0
0
0
0
0
0
0
0
0
0
0
0
0
0
0
0
0
0
0
0
0
0
0
0
0
0
0
0
0
0
0
0
0
0
0
0
0
0
0
0
0
0
0
0
0
0
0
0
0
0
0
0
0
0
0
0
0
0
0
0
0
0
0
0
0
0
0
0
0
0
0
0
0
0
0
0
0
0
0
0
0
0
0
0
0
0
0
0
0
0
0
0
0
0
0
0
0
0
0
0
0
0
0
0
0
0
0
0
0
0
0
0
0
0
0
0
0
0
0
0
0
0
0
0
0
0
0
0
0
0
0
0
0
0
0
0
0
0
0
0
0
0
0
0
0
0
0
0
0
0
0
0
0
0
0
0
0
0
0
0
0
0
0
0
0
0
0
0
0
0
0
0
0
0
0
0
0
0
0
0
0
0
0
0
0
0
0
0
0
0
0
0
0
0
0
0
0
0
0
0
0
0
0
0
0
0
0
0
0
0
0
0
0
0
0
0
0
0
0
0
0
0
0
0
0
0
0
0
0
0
0
0
0
0
0
0
0
0
0
0
0
0
0
0
0
0
0
0
0
0
0
0
0
0
0
0
0
0
0
0
0
0
0
0
0
0
0
0
0
0
0
0
0
0
0
0
0
0
0
0
0
0
0
0
0
0
0
0
0
0
0
0
0
0
0
0
0
0
0
0
0
0
0
0
0
0
0
0
0
0
0
0
0
0
0
0
0
0
0
0
0
0
0
0
0
0
0
0
0
0
0
0
0
0
0
0
0
0
0
0
0
0
0
0
0
0
0
0
0
0
0
0
0
0
0
0
0
0
0
0
0
0
0
0
0
0
0
0
0
0
0
0
0
0
0
0
0
0
0
0
0
0
0
0
0
0
0
0
0
0
0
0
0
0
0
0
0
0
0
0
0
0
0
0
0
0
0
0
0
0
0
0
0
0
0
0
0
0
0
0
0
0
0
0
0
0
0
0
0
0
0
0
0
0
0
0
0
0
0
0
0
0
0
0
0
0
0
0
0
0
0
0
0
0
0
0
0
0
0
0
0
0
0
0
0
0
0
0
0
0
0
0
0
0
0
0
0
0
0
0
0
0
0
0
0
0
0
0
0
0
0
0
0
0
0
0
0
0
0
0
0
0
0
0
0
0
0
0
0
0
0
0
0
0
0
0
0
0
0
0
0
0
0
0
0
0
0
0
0
0
0
0
0
0
0
0
0
0
0
0
0
0
0
0
0
0
0
0
0
0
0
0
0
0
0
0
0
0
0
0
0
0
0
0
0
0
0
0
0
0
0
0
0
0
0
0
0
0
0
0
0
0
0
0
0
0
0
0
0
0
0
0
0
0
0
0
0
0
0
0
0
0
0
0
0
0
0
0
0
0
0
0
0
0
0
0
0
0
0
0
0
0
0
0
0
0
0
0
0
0
0
0
0
0
0
0
0
0
0
0
0
0
0
0
0
0
0
0
0
0
0
0
0
0
0
0
0
0
0
0
0
0
0
0
0
0
0
0
0
0
0
0
0
0
0
0
0
0
0
0
0
0
0
0
0
0
0
0
0
0
0
0
0
0
0
0
0
0
0
0
0
0
0
0
0
0
0
0
0
0
0
0
0
0
0
0
0
0
0
0
0
0
0
0
0
0
0
0
0
0
0
0
0
0
0
0
0
0
0
0
0
0
0
0
0
0
0
0
0
0
0
0
0
0
0
0
0
0
0
0
0
0
0
0
0
0
0
0
0
0
0
0
0
0
0
0
0
0
0
0
0
0
0
0
0
0
0
0
0
0
0
0
0
0
0
0
0
0
0
0
0
0
0
0
0
0
0
0
0
0
0
0
0
0
0
0
0
0
0
0
0
0
0
0
0
0
0
0
0
0
0
0
0
0
0
0
0
0
0
0
0
0
0
0
0
0
0
0
0
0
0
0
0
0
0
0
0
0
0
0
0
0
0
0
0
0
0
0
0
0
0
0
0
0
0
0
0
0
0
0
0
0
0
0
0
0
0
0
0
0
0
0
0
0
0
0
0
0
0
0
0
0
0
0
0
0
0
0
0
0
0
0
0
0
0
0
0
0
0
0
0
0
0
0
0
0
0
0
0
0
0
0
0
0
0
0
0
0
0
0
0
0
0
0
0
0
0
0
0
0
0
0
0
0
0
0
0
0
0
0
0
0
0
0
0
0
0
0
0
0
0
0
0
0
0
0
0
0
0
0
0
0
0
0
0
0
0
0
0
0
0
0
0
0
0
0
0
0
0
0
0
0
0
0
0
0
0
0
0
0
0
0
0
0
0
0
0
0
0
0
0
0
0
0
0
0
0
0
0
0
0
0
0
0
0
0
0
0
0
0
0
0
0
0
0
0
0
0
0
0
0
0
0
0
0
0
0
0
0
0
0
0
0
0
0
0
0
0
0
0
0
0
0
0
0
0
0
0
0
0
0
0
0
0
0
0
0
0
0
0
0
0
0
0
0
0
0
0
0
0
0
0
0
0
0
0
0
0
0
0
0
0
0
0
0
0
0
0
0
0
0
0
0
0
0
0
0
0
0
0
0
0
0
0
0
0
0
0
0
0
0
0
0
0
0
0
0
0
0
0
0
0
0
0
0
0
0
0
0
0
0
0
0
0
0
0
0
0
0
0
0
0
0
0
0
0
0
0
0
0
0
0
0
0
0
0
0
0
0
0
0
0
0
0
0
0
0
0
0
0
0
0
0
0
0
0
0
0
0
0
0
0
0
0
0
0
0
0
0
0
0
0
0
0
0
0
0
0
0
0
0
0
0
0
0
0
0
0
0
0
0
0
0
0
0
0
0
0
0
0
0
0
0
0
0
0
0
0
0
0
0
0
0
0
0
0
0
0
0
0
0
0
0
0
0
0
0
0
0
0
0
0
0
0
0
0
0
0
0
0
0
0
0
0
0
0
0
0
0
0
0
0
0
0
0
0
0
0
0
0
0
0
0
0
0
0
0
0
0
0
0
0
0
0
0
0
0
0
0
0
0
0
0
0
0
0
0
0
0
0
0
0
0
0
0
0
0
0
0
0
0
0
0
0
0
0
0
0
0
0
0
0
0
0
0
0
0
0
0
0
0
0
0
0
0
0
0
0
0
0
0
0
0
0
0
0
0
0
0
0
0
0
0
0
0
0
0
0
0
0
0
0
0
0
0
0
0
0
0
0
0
0
0
0
0
0
0
0
0
0
0
0
0
0
0
0
0
0
0
0
0
0
0
0
0
0
0
0
0
0
0
0
0
0
0
0
0
0
0
0
0
0
0
0
0
0
0
0
0
0
0
0
0
0
0
0
0
0
0
0
0
0
0
0
0
0
0
0
0
0
0
0
0
0
0
0
0
0
0
0
0
0
0
0
0
0
0
0
0
0
0
0
0
0
0
0
0
0
0
0
0
0
0
0
0
0
0
0
0
0
0
0
0
0
0
0
0
0
0
0
0
0
0
0
0
0
0
0
0
0
0
0
0
0
0
0
0
0
0
0
0
0
0
0
0
0
0
0
0
0
0
0
0
0
0
0
0
0
0
0
0
0
0
0
0
0
0
0
0
0
0
0
0
0
0
0
0
0
0
0
0
0
0
0
0
0
0
0
0
0
0
0
0
0
0
0
0
0
0
0
0
0
0
0
0
0
0
0
0
0
0
0
0
0
0
0
0
0
0
0
0
0
0
0
0
0
0
0
0
0
0
0
0
0
0
0
0
0
0
0
0
0
0
0
0
0
0
0
0
0
0
0
0
0
0
0
0
0
0
0
0
0
0
0
0
0
0
0
0
0
0
0
0
0
0
0
0
0
0
0
0
0
0
0
0
0
0
0
0
0
0
0
0
0
0
0
0
0
0
0
0
0
0
0
0
0
0
0
0
0
0
0
0
0
0
0
0
0
0
0
0
0
0
0
0
0
0
0
0
0
0
0
0
0
0
0
0
0
0
0
0
0
0
0
0
0
0
0
0
0
0
0
0
0
0
0
0
0
0
0
0
0
0
0
0
0
0
0
0
0
0
0
0
0
0
0
0
0
0
0
0
0
0
0
0
0
0
0
0
0
0
0
0
0
0
0
0
0
0
0
0
0
0
0
0
0
0
0
0
0
0
0
0
0
0
0
0
0
0
0
0
0
0
0
0
0
0
0
0
0
0
0
0
0
0
0
0
0
0
0
0
0
0
0
0
0
0
0
0
0
0
0
0
0
0
0
0
0
0
0
0
0
0
0
0
0
0
0
0
0
0
0
0
0
0
0
0
0
0
0
0
0
0
0
0
0
0
0
0
0
0
0
0
0
0
0
0
0
0
0
0
0
0
0
0
0
0
0
0
0
0
0
0
0
0
0
0
0
0
0
0
0
0
0
0
0
0
0
0
0
0
0
0
0
0
0
0
0
0
0
0
0
0
0
0
0
0
0
0
0
0
0
0
0
0
0
0
0
0
0
0
0
0
0
0
0
0
0
0
0
0
0
0
0
0
0
0
0
0
0
0
0
0
0
0
0
0
0
0
0
0
0
0
0
0
0
0
0
0
0
0
0
0
0
0
0
0
0
0
0
0
0
0
0
0
0
0
0
0
0
0
0
0
0
0
0
0
0
0
0
0
0
0
0
0
0
0
0
0
0
0
0
0
0
0
0
0
0
0
0
0
0
0
0
0
0
0
0
0
0
0
0
0
0
0
0
0
0
0
0
0
0
0
0
0
0
0
0
0
0
0
0
0
0
0
0
0
0
0
0
0
0
0
0
0
0
0
0
0
0
0
0
0
0
0
0
0
0
0
0
0
0
0
0
0
0
0
0
0
0
0
0
0
0
0
0
0
0
0
0
0
0
0
0
0
0
0
0
0
0
0
0
0
0
0
0
0
0
0
0
0
0
0
0
0
0
0
0
0
0
0
0
0
0
0
0
0
0
0
0
0
0
0
0
0
0
0
0
0
0
0
0
0
0
0
0
0
0
0
0
0
0
0
0
0
0
0
0
0
0
0
0
0
0
0
0
0
0
0
0
0
0
0
0
0
0
0
0
0
0
0
0
0
0
0
0
0
0
0
0
0
0
0
0
0
0
0
0
0
0
0
0
0
0
0
0
0
0
0
0
0
0
0
0
0
0
0
0
0
0
0
0
0
0
0
0
0
0
0
0
0
0
0
0
0
0
0
0
0
0
0
0
0
0
0
0
0
0
0
0
0
0
0
0
0
0
0
0
0
0
0
0
0
0
0
0
0
0
0
0
0
0
0
0
0
0
0
0
0
0
0
0
0
0
0
0
0
0
0
0
0
0
0
0
0
0
0
0
0
0
0
0
0
0
0
0
0
0
0
0
0
0
0
0
0
0
0
0
0
0
0
0
0
0
0
0
0
0
0
0
0
0
0
0
0
0
0
0
0
0
0
0
0
0
0
0
0
0
0
0
0
0
0
0
0
0
0
0
0
0
0
0
0
0
0
0
0
0
0
0
0
0
0
0
0
0
0
0
0
0
0
0
0
0
0
0
0
0
0
0
0
0
0
0
0
0
0
0
0
0
0
0
0
0
0
0
0
0
0
0
0
0
0
0
0
0
0
0
0
0
0
0
0
0
0
0
0
0
0
0
0
0
0
0
0
0
0
0
0
0
0
0
0
0
0
0
0
0
0
0
0
0
0
0
0
0
0
0
0
0
0
0
0
0
0
0
0
0
0
0
0
0
0
0
0
0
0
0
0
0
0
0
0
0
0
0
0
0
0
0
0
0
0
0
0
0
0
0
0
0
0
0
0
0
0
0
0
0
0
0
0
0
0
0
0
0
0
0
0
0
0
0
0
0
0
0
0
0
0
0
0
0
0
0
0
0
0
0
0
0
0
0
0
0
0
0
0
0
0
0
0
0
0
0
0
0
0
0
0
0
0
0
0
0
0
0
0
0
0
0
0
0
0
0
0
0
0
0
0
0
0
0
0
0
0
0
0
0
0
0
0
0
0
0
0
0
0
0
0
0
0
0
0
0
0
0
0
0
0
0
0
0
0
0
0
0
0
0
0
0
0
0
0
0
0
0
0
0
0
0
0
0
0
0
0
0
0
0
0
0
0
0
0
0
0
0
0
0
0
0
0
0
0
0
0
0
0
0
0
0
0
0
0
0
0
0
0
0
0
0
0
0
0
0
0
0
0
0
0
0
0
0
0
0
0
0
0
0
0
0
0
0
0
0
0
0
0
0
0
0
0
0
0
0
0
0
0
0
0
0
0
0
0
0
0
0
0
0
0
0
0
0
0
0
0
0
0
0
0
0
0
0
0
0
0
0
0
0
0
0
0
0
0
0
0
0
0
0
0
0
0
0
0
0
0
0
0
0
0
0
0
0
0
0
0
0
0
0
0
0
0
0
0
0
0
0
0
0
0
0
0
0
0
0
0
0
0
0
0
0
0
0
0
0
0
0
0
0
0
0
0
0
0
0
0
0
0
0
0
0
0
0
0
0
0
0
0
0
0
0
0
0
0
0
0
0
0
0
0
0
0
0
0
0
0
0
0
0
0
0
0
0
0
0
0
0
0
0
0
0
0
0
0
0
0
0
0
0
0
0
0
0
0
0
0
0
0
0
0
0
0
0
0
0
0
0
0
0
0
0
0
0
0
0
0
0
0
0
0
0
0
0
0
0
0
0
0
0
0
0
0
0
0
0
0
0
0
0
0
0
0
0
0
0
0
0
0
0
0
0
0
0
0
0
0
0
0
0
0
0
0
0
0
0
0
0
0
0
0
0
0
0
0
0
0
0
0
0
0
0
0
0
0
0
0
0
0
0
0
0
0
0
0
0
0
0
0
0
0
0
0
0
0
0
0
0
0
0
0
0
0
0
0
0
0
0
0
0
0
0
0
0
0
0
0
0
0
0
0
0
0
0
0
0
0
0
0
0
0
0
0
0
0
0
0
0
0
0
0
0
0
0
0
0
0
0
0
0
0
0
0
0
0
0
0
0
0
0
0
0
0
0
0
0
0
0
0
0
0
0
0
0
0
0
0
0
0
0
0
0
0
0
0
0
0
0
0
0
0
0
0
0
0
0
0
0
0
0
0
0
0
0
0
0
0
0
0
0
0
0
0
0
0
0
0
0
0
0
0
0
0
0
0
0
0
0
0
0
0
0
0
0
0
0
0
0
0
0
0
0
0
0
0
0
0
0
0
0
0
0
0
0
0
0
0
0
0
0
0
0
0
0
0
0
0
0
0
0
0
0
0
0
0
0
0
0
0
0
0
0
0
0
0
0
0
0
0
0
0
0
0
0
0
0
0
0
0
0
0
0
0
0
0
0
0
0
0
0
0
0
0
0
0
0
0
0
0
0
0
0
0
0
0
0
0
0
0
0
0
0
0
0
0
0
0
0
0
0
0
0
0
0
0
0
0
0
0
0
0
0
0
0
0
0
0
0
0
0
0
0
0
0
0
0
0
0
0
0
0
0
0
0
0
0
0
0
0
0
0
0
0
0
0
0
0
0
0
0
0
0
0
0
0
0
0
0
0
0
0
0
0
0
0
0
0
0
0
0
0
0
0
0
0
0
0
0
0
0
0
0
0
0
0
0
0
0
0
0
0
0
0
0
0
0
0
0
0
0
0
0
0
0
0
0
0
0
0
0
0
0
0
0
0
0
0
0
0
0
0
0
0
0
0
0
0
0
0
0
0
0
0
0
0
0
0
0
0
0
0
0
0
0
0
0
0
0
0
0
0
0
0
0
0
0
0
0
0
0
0
0
0
0
0
0
0
0
0
0
0
0
0
0
0
0
0
0
0
0
0
0
0
0
0
0
0
0
0
0
0
0
0
0
0
0
0
0
0
0
0
0
0
0
0
0
0
0
0
0
0
0
0
0
0
0
0
0
0
0
0
0
0
0
0
0
0
0
0
0
0
0
0
0
0
0
0
0
0
0
0
0
0
0
0
0
0
0
0
0
0
0
0
0
0
0
0
0
0
0
0
0
0
0
0
0
0
0
0
0
0
0
0
0
0
0
0
0
0
0
0
0
0
0
0
0
0
0
0
0
0
0
0
0
0
0
0
0
0
0
0
0
0
0
0
0
0
0
0
0
0
0
0
0
0
0
0
0
0
0
0
0
0
0
0
0
0
0
0
0
0
0
0
0
0
0
0
0
0
0
0
0
0
0
0
0
0
0
0
0
0
0
0
0
0
0
0
0
0
0
0
0
0
0
0
0
0
0
0
0
0
0
0
0
0
0
0
0
0
0
0
0
0
0
0
0
0
0
0
0
0
0
0
0
0
0
0
0
0
0
0
0
0
0
0
0
0
0
0
0
0
0
0
0
0
0
0
0
0
0
0
0
0
0
0
0
0
0
0
0
0
0
0
0
0
0
0
0
0
0
0
0
0
0
0
0
0
0
0
0
0
0
0
0
0
0
0
0
0
0
0
0
0
0
0
0
0
0
0
0
0
0
0
0
0
0
0
0
0
0
0
0
0
0
0
0
0
0
0
0
0
0
0
0
0
0
0
0
0
0
0
0
0
0
0
0
0
0
0
0
0
0
0
0
0
0
0
0
0
0
0
0
0
0
0
0
0
0
0
0
0
0
0
0
0
0
0
0
0
0
0
0
0
0
0
0
0
0
0
0
0
0
0
0
0
0
0
0
0
0
0
0
0
0
0
0
0
0
0
0
0
0
0
0
0
0
0
0
0
0
0
0
0
0
0
0
0
0
0
0
0
0
0
0
0
0
0
0
0
0
0
0
0
0
0
0
0
0
0
0
0
0
0
0
0
0
0
0
0
0
0
0
0
0
0
0
0
0
0
0
0
0
0
0
0
0
0
0
0
0
0
0
0
0
0
0
0
0
0
0
0
0
0
0
0
0
0
0
0
0
0
0
0
0
0
0
0
0
0
0
0
0
0
0
0
0
0
0
0
0
0
0
0
0
0
0
0
0
0
0
0
0
0
0
0
0
0
0
0
0
0
0
0
0
0
0
0
0
0
0
0
0
0
0
0
0
0
0
0
0
0
0
0
0
0
0
0
0
0
0
0
0
0
0
0
0
0
0
0
0
0
0
0
0
0
0
0
0
0
0
0
0
0
0
0
0
0
0
0
0
0
0
0
0
0
0
0
0
0
0
0
0
0
0
0
0
0
0
0
0
0
0
0
0
0
0
0
0
0
0
0
0
0
0
0
0
0
0
0
0
0
0
0
0
0
0
0
0
0
0
0
0
0
0
0
0
0
0
0
0
0
0
0
0
0
0
0
0
0
0
0
0
0
0
0
0
0
0
0
0
0
0
0
0
0
0
0
0
0
0
0
0
0
0
0
0
0
0
0
0
0
0
0
0
0
0
0
0
0
0
0
0
0
0
0
0
0
0
0
0
0
0
0
0
0
0
0
0
0
0
0
0
0
0
0
0
0
0
0
0
0
0
0
0
0
0
0
0
0
0
0
0
0
0
0
0
0
0
0
0
0
0
0
0
0
0
0
0
0
0
0
0
0
0
0
0
0
0
0
0
0
0
0
0
0
0
0
0
0
0
0
0
0
0
0
0
0
0
0
0
0
0
0
0
0
0
0
0
0
0
0
0
0
0
0
0
0
0
0
0
0
0
0
0
0
0
0
0
0
0
0
0
0
0
0
0
0
0
0
0
0
0
0
0
0
0
0
0
0
0
0
0
0
0
0
0
0
0
0
0
0
0
0
0
0
0
0
0
0
0
0
0
0
0
0
0
0
0
0
0
0
0
0
0
0
0
0
0
0
0
0
0
0
0
0
0
0
0
0
0
0
0
0
0
0
0
0
0
0
0
0
0
0
0
0
0
0
0
0
0
0
0
0
0
0
0
0
0
0
0
0
0
0
0
0
0
0
0
0
0
0
0
0
0
0
0
0
0
0
0
0
0
0
0
0
0
0
0
0
0
0
0
0
0
0
0
0
0
0
0
0
0
0
0
0
0
0
0
0
0
0
0
0
0
0
0
0
0
0
0
0
0
0
0
0
0
0
0
0
0
0
0
0
0
0
0
0
0
0
0
0
0
0
0
0
0
0
0
0
0
0
0
0
0
0
0
0
0
0
0
0
0
0
0
0
0
0
0
0
0
0
0
0
0
0
0
0
0
0
0
0
0
0
0
0
0
0
0
0
0
0
0
0
0
0
0
0
0
0
0
0
0
0
0
0
0
0
0
0
0
0
0
0
0
0
0
0
0
0
0
0
0
0
0
0
0
0
0
0
0
0
0
0
0
0
0
0
0
0
0
0
0
0
0
0
0
0
0
0
0
0
0
0
0
0
0
0
0
0
0
0
0
0
0
0
0
0
0
0
0
0
0
0
0
0
0
0
0
0
0
0
0
0
0
0
0
0
0
0
0
0
0
0
0
0
0
0
0
0
0
0
0
0
0
0
0
0
0
0
0
0
0
0
0
0
0
0
0
0
0
0
0
0
0
0
0
0
0
0
0
0
0
0
0
0
0
0
0
0
0
0
0
0
0
0
0
0
0
0
0
0
0
0
0
0
0
0
0
0
0
0
0
0
0
0
0
0
0
0
0
0
0
0
0
0
0
0
0
0
0
0
0
0
0
0
0
0
0
0
0
0
0
0
0
0
0
0
0
0
0
0
0
0
0
0
0
0
0
0
0
0
0
0
0
0
0
0
0
0
0
0
0
0
0
0
0
0
0
0
0
0
0
0
0
0
0
0
0
0
0
0
0
0
0
0
0
0
0
0
0
0
0
0
0
0
0
0
0
0
0
0
0
0
0
0
0
0
0
0
0
0
0
0
0
0
0
0
0
0
0
0
0
0
0
0
0
0
0
0
0
0
0
0
0
0
0
0
0
0
0
0
0
0
0
0
0
0
0
0
0
0
0
0
0
0
0
0
0
0
0
0
0
0
0
0
0
0
0
0
0
0
0
0
0
0
0
0
0
0
0
0
0
0
0
0
0
0
0
0
0
0
0
0
0
0
0
0
0
0
0
0
0
0
0
0
0
0
0
0
0
0
0
0
0
0
0
0
0
0
0
0
0
0
0
0
0
0
0
0
0
0
0
0
0
0
0
0
0
0
0
0
0
0
0
0
0
0
0
0
0
0
0
0
0
0
0
0
0
0
0
0
0
0
0
0
0
0
0
0
0
0
0
0
0
0
0
0
0
0
0
0
0
0
0
0
0
0
0
0
0
0
0
0
0
0
0
0
0
0
0
0
0
0
0
0
0
0
0
0
0
0
0
0
0
0
0
0
0
0
0
0
0
0
0
0
0
0
0
0
0
0
0
0
0
0
0
0
0
0
0
0
0
0
0
0
0
0
0
0
0
0
0
0
0
0
0
0
0
0
0
0
0
0
0
0
0
0
0
0
0
0
0
0
0
0
0
0
0
0
0
0
0
0
0
0
0
0
0
0
0
0
0
0
0
0
0
0
0
0
0
0
0
0
0
0
0
0
0
0
0
0
0
0
0
0
0
0
0
0
0
0
0
0
0
0
0
0
0
0
0
0
0
0
0
0
0
0
0
0
0
0
0
0
0
0
0
0
0
0
0
0
0
0
0
0
0
0
0
0
0
0
0
0
0
0
0
0
0
0
0
0
0
0
0
0
0
0
0
0
0
0
0
0
0
0
0
0
0
0
0
0
0
0
0
0
0
0
0
0
0
0
0
0
0
0
0
0
0
0
0
0
0
0
0
0
0
0
0
0
0
0
0
0
0
0
0
0
0
0
0
0
0
0
0
0
0
0
0
0
0
0
0
0
0
0
0
0
0
0
0
0
0
0
0
0
0
0
0
0
0
0
0
0
0
0
0
0
0
0
0
0
0
0
0
0
0
0
0
0
0
0
0
0
0
0
0
0
0
0
0
0
0
0
0
0
0
0
0
0
0
0
0
0
0
0
0
0
0
0
0
0
0
0
0
0
0
0
0
0
0
0
0
0
0
0
0
0
0
0
0
0
0
0
0
0
0
0
0
0
0
0
0
0
0
0
0
0
0
0
0
0
0
0
0
0
0
0
0
0
0
0
0
0
0
0
0
0
0
0
0
0
0
0
0
0
0
0
0
0
0
0
0
0
0
0
0
0
0
0
0
0
0
0
0
0
0
0
0
0
0
0
0
0
0
0
0
0
0
0
0
0
0
0
0
0
0
0
0
0
0
0
0
0
0
0
0
0
0
0
0
0
0
0
0
0
0
0
0
0
0
0
0
0
0
0
0
0
0
0
0
0
0
0
0
0
0
0
0
0
0
0
0
0
0
0
0
0
0
0
0
0
0
0
0
0
0
0
0
0
0
0
0
0
0
0
0
0
0
0
0
0
0
0
0
0
0
0
0
0
0
0
0
0
0
0
0
0
0
0
0
0
0
0
0
0
0
0
0
0
0
0
0
0
0
0
0
0
0
0
0
0
0
0
0
0
0
0
0
0
0
0
0
0
0
0
0
0
0
0
0
0
0
0
0
0
0
0
0
0
0
0
0
0
0
0
0
0
0
0
0
0
0
0
0
0
0
0
0
0
0
0
0
0
0
0
0
0
0
0
0
0
0
0
0
0
0
0
0
0
0
0
0
0
0
0
0
0
0
0
0
0
0
0
0
0
0
0
0
0
0
0
0
0
0
0
0
0
0
0
0
0
0
0
0
0
0
0
0
0
0
0
0
0
0
0
0
0
0
0
0
0
0
0
0
0
0
0
0
0
0
0
0
0
0
0
0
0
0
0
0
0
0
0
0
0
0
0
0
0
0
0
0
0
0
0
0
0
0
0
0
0
0
0
0
0
0
0
0
0
0
0
0
0
0
0
0
0
0
0
0
0
0
0
0
0
0
0
0
0
0
0
0
0
0
0
0
0
0
0
0
0
0
0
0
0
0
0
0
0
0
0
0
0
0
0
0
0
0
0
0
0
0
0
0
0
0
0
0
0
0
0
0
0
0
0
0
0
0
0
0
0
0
0
0
0
0
0
0
0
0
0
0
0
0
0
0
0
0
0
0
0
0
0
0
0
0
0
0
0
0
0
0
0
0
0
0
0
0
0
0
0
0
0
0
0
0
0
0
0
0
0
0
0
0
0
0
0
0
0
0
0
0
0
0
0
0
0
0
0
0
0
0
0
0
0
0
0
0
0
0
0
0
0
0
0
0
0
0
0
0
0
0
0
0
0
0
0
0
0
0
0
0
0
0
0
0
0
0
0
0
0
0
0
0
0
0
0
0
0
0
0
0
0
0
0
0
0
0
0
0
0
0
0
0
0
0
0
0
0
0
0
0
0
0
0
0
0
0
0
0
0
0
0
0
0
0
0
0
0
0
0
0
0
0
0
0
0
0
0
0
0
0
0
0
0
0
0
0
0
0
0
0
0
0
0
0
0
0
0
0
0
0
0
0
0
0
0
0
0
0
0
0
0
0
0
0
0
0
0
0
0
0
0
0
0
0
0
0
0
0
0
0
0
0
0
0
0
0
0
0
0
0
0
0
0
0
0
0
0
0
0
0
0
0
0
0
0
0
0
0
0
0
0
0
0
0
0
0
0
0
0
0
0
0
0
0
0
0
0
0
0
0
0
0
0
0
0
0
0
0
0
0
0
0
0
0
0
0
0
0
0
0
0
0
0
0
0
0
0
0
0
0
0
0
0
0
0
0
0
0
0
0
0
0
0
0
0
0
0
0
0
0
0
0
0
0
0
0
0
0
0
0
0
0
0
0
0
0
0
0
0
0
0
0
0
0
0
0
0
0
0
0
0
0
0
0
0
0
0
0
0
0
0
0
0
0
0
0
0
0
0
0
0
0
0
0
0
0
0
0
0
0
0
0
0
0
0
0
0
0
0
0
0
0
0
0
0
0
0
0
0
0
0
0
0
0
0
0
0
0
0
0
0
0
0
0
0
0
0
0
0
0
0
0
0
0
0
0
0
0
0
0
0
0
0
0
0
0
0
0
0
0
0
0
0
0
0
0
0
0
0
0
0
0
0
0
0
0
0
0
0
0
0
0
0
0
0
0
0
0
0
0
0
0
0
0
0
0
0
0
0
0
0
0
0
0
0
0
0
0
0
0
0
0
0
0
0
0
0
0
0
0
0
0
0
0
0
0
0
0
0
0
0
0
0
0
0
0
0
0
0
0
0
0
0
0
0
0
0
0
0
0
0
0
0
0
0
0
0
0
0
0
0
0
0
0
0
0
0
0
0
0
0
0
0
0
0
0
0
0
0
0
0
0
0
0
0
0
0
0
0
0
0
0
0
0
0
0
0
0
0
0
0
0
0
0
0
0
0
0
0
0
0
0
0
0
0
0
0
0
0
0
0
0
0
0
0
0
0
0
0
0
0
0
0
0
0
0
0
0
0
0
0
0
0
0
0
0
0
0
0
0
0
0
0
0
0
0
0
0
0
0
0
0
0
0
0
0
0
0
0
0
0
0
0
0
0
0
0
0
0
0
0
0
0
0
0
0
0
0
0
0
0
0
0
0
0
0
0
0
0
0
0
0
0
0
0
0
0
0
0
0
0
0
0
0
0
0
0
0
0
0
0
0
0
0
0
0
0
0
0
0
0
0
0
0
0
0
0
0
0
0
0
0
0
0
0
0
0
0
0
0
0
0
0
0
0
0
0
0
0
0
0
0
0
0
0
0
0
0
0
0
0
0
0
0
0
0
0
0
0
0
0
0
0
0
0
0
0
0
0
0
0
0
0
0
0
0
0
0
0
0
0
0
0
0
0
0
0
0
0
0
0
0
0
0
0
0
0
0
0
0
0
0
0
0
0
0
0
0
0
0
0
0
0
0
0
0
0
0
0
0
0
0
0
0
0
0
0
0
0
0
0
0
0
0
0
0
0
0
0
0
0
0
0
0
0
0
0
0
0
0
0
0
0
0
0
0
0
0
0
0
0
0
0
0
0
0
0
0
0
0
0
0
0
0
0
0
0
0
0
0
0
0
0
0
0
0
0
0
0
0
0
0
0
0
0
0
0
0
0
0
0
0
0
0
0
0
0
0
0
0
0
0
0
0
0
0
0
0
0
0
0
0
0
0
0
0
0
0
0
0
0
0
0
0
0
0
0
0
0
0
0
0
0
0
0
0
0
0
0
0
0
0
0
0
0
0
0
0
0
0
0
0
0
0
0
0
0
0
0
0
0
0
0
0
0
0
0
0
0
0
0
0
0
0
0
0
0
0
0
0
0
0
0
0
0
0
0
0
0
0
0
0
0
0
0
0
0
0
0
0
0
0
0
0
0
0
0
0
0
0
0
0
0
0
0
0
0
0
0
0
0
0
0
0
0
0
0
0
0
0
0
0
0
0
0
0
0
0
0
0
0
0
0
0
0
0
0
0
0
0
0
0
0
0
0
0
0
0
0
0
0
0
0
0
0
0
0
0
0
0
0
0
0
0
0
0
0
0
0
0
0
0
0
0
0
0
0
0
0
0
0
0
0
0
0
0
0
0
0
0
0
0
0
0
0
0
0
0
0
0
0
0
0
0
0
0
0
0
0
0
0
0
0
0
0
0
0
0
0
0
0
0
0
0
0
0
0
0
0
0
0
0
0
0
0
0
0
0
0
0
0
0
0
0
0
0
0
0
0
0
0
0
0
0
0
0
0
0
0
0
0
0
0
0
0
0
0
0
0
0
0
0
0
0
0
0
0
0
0
0
0
0
0
0
0
0
0
0
0
0
0
0
0
0
0
0
0
0
0
0
0
0
0
0
0
0
0
0
0
0
0
0
0
0
0
0
0
0
0
0
0
0
0
0
0
0
0
0
0
0
0
0
0
0
0
0
0
0
0
0
0
0
0
0
0
0
0
0
0
0
0
0
0
0
0
0
0
0
0
0
0
0
0
0
0
0
0
0
0
0
0
0
0
0
0
0
0
0
0
0
0
0
0
0
0
0
0
0
0
0
0
0
0
0
0
0
0
0
0
0
0
0
0
0
0
0
0
0
0
0
0
0
0
0
0
0
0
0
0
0
0
0
0
0
0
0
0
0
0
0
0
0
0
0
0
0
0
0
0
0
0
0
0
0
0
0
0
0
0
0
0
0
0
0
0
0
0
0
0
0
0
0
0
0
0
0
0
0
0
0
0
0
0
0
0
0
0
0
0
0
0
0
0
0
0
0
0
0
0
0
0
0
0
0
0
0
0
0
0
0
0
0
0
0
0
0
0
0
0
0
0
0
0
0
0
0
0
0
0
0
0
0
0
0
0
0
0
0
0
0
0
0
0
0
0
0
0
0
0
0
0
0
0
0
0
0
0
0
0
0
0
0
0
0
0
0
0
0
0
0
0
0
0
0
0
0
0
0
0
0
0
0
0
0
0
0
0
0
0
0
0
0
0
0
0
0
0
0
0
0
0
0
0
0
0
0
0
0
0
0
0
0
0
0
0
0
0
0
0
0
0
0
0
0
0
0
0
0
0
0
0
0
0
0
0
0
0
0
0
0
0
0
0
0
0
0
0
0
0
0
0
0
0
0
0
0
0
0
0
0
0
0
0
0
0
0
0
0
0
0
0
0
0
0
0
0
0
0
0
0
0
0
0
0
0
0
0
0
0
0
0
0
0
0
0
0
0
0
0
0
0
0
0
0
0
0
0
0
0
0
0
0
0
0
0
0
0
0
0
0
0
0
0
0
0
0
0
0
0
0
0
0
0
0
0
0
0
0
0
0
0
0
0
0
0
0
0
0
0
0
0
0
0
0
0
0
0
0
0
0
0
0
0
0
0
0
0
0
0
0
0
0
0
0
0
0
0
0
0
0
0
0
0
0
0
0
0
0
0
0
0
0
0
0
0
0
0
0
0
0
0
0
0
0
0
0
0
0
0
0
0
0
0
0
0
0
0
0
0
0
0
0
0
0
0
0
0
0
0
0
0
0
0
0
0
0
0
0
0
0
0
0
0
0
0
0
0
0
0
0
0
0
0
0
0
0
0
0
0
0
0
0
0
0
0
0
0
0
0
0
0
0
0
0
0
0
0
0
0
0
0
0
0
0
0
0
0
0
0
0
0
0
0
0
0
0
0
0
0
0
0
0
0
0
0
0
0
0
0
0
0
0
0
0
0
0
0
0
0
0
0
0
0
0
0
0
0
0
0
0
0
0
0
0
0
0
0
0
0
0
0
0
0
0
0
0
0
0
0
0
0
0
0
0
0
0
0
0
0
0
0
0
0
0
0
0
0
0
0
0
0
0
0
0
0
0
0
0
0
0
0
0
0
0
0
0
0
0
0
0
0
0
0
0
0
0
0
0
0
0
0
0
0
0
0
0
0
0
0
0
0
0
0
0
0
0
0
0
0
0
0
0
0
0
0
0
0
0
0
0
0
0
0
0
0
0
0
0
0
0
0
0
0
0
0
0
0
0
0
0
0
0
0
0
0
0
0
0
0
0
0
0
0
0
0
0
0
0
0
0
0
0
0
0
0
0
0
0
0
0
0
0
0
0
0
0
0
0
0
0
0
0
0
0
0
0
0
0
0
0
0
0
0
0
0
0
0
0
0
0
0
0
0
0
0
0
0
0
0
0
0
0
0
0
0
0
0
0
0
0
0
0
0
0
0
0
0
0
0
0
0
0
0
0
0
0
0
0
0
0
0
0
0
0
0
0
0
0
0
0
0
0
0
0
0
0
0
0
0
0
0
0
0
0
0
0
0
0
0
0
0
0
0
0
0
0
0
0
0
0
0
0
0
0
0
0
0
0
0
0
0
0
0
0
0
0
0
0
0
0
0
0
0
0
0
0
0
0
0
0
0
0
0
0
0
0
0
0
0
0
0
0
0
0
0
0
0
0
0
0
0
0
0
0
0
0
0
0
0
0
0
0
0
0
0
0
0
0
0
0
0
0
0
0
0
0
0
0
0
0
0
0
0
0
0
0
0
0
0
0
0
0
0
0
0
0
0
0
0
0
0
0
0
0
0
0
0
0
0
0
0
0
0
0
0
0
0
0
0
0
0
0
0
0
0
0
0
0
0
0
0
0
0
0
0
0
0
0
0
0
0
0
0
0
0
0
0
0
0
0
0
0
0
0
0
0
0
0
0
0
0
0
0
0
0
0
0
0
0
0
0
0
0
0
0
0
0
0
0
0
0
0
0
0
0
0
0
0
0
0
0
0
0
0
0
0
0
0
0
0
0
0
0
0
0
0
0
0
0
0
0
0
0
0
0
0
0
0
0
0
0
0
0
0
0
0
0
0
0
0
0
0
0
0
0
0
0
0
0
0
0
0
0
0
0
0
0
0
0
0
0
0
0
0
0
0
0
0
0
0
0
0
0
0
0
0
0
0
0
0
0
0
0
0
0
0
0
0
0
0
0
0
0
0
0
0
0
0
0
0
0
0
0
0
0
0
0
0
0
0
0
0
0
0
0
0
0
0
0
0
0
0
0
0
0
0
0
0
0
0
0
0
0
0
0
0
0
0
0
0
0
0
0
0
0
0
0
0
0
0
0
0
0
0
0
0
0
0
0
0
0
0
0
0
0
0
0
0
0
0
0
0
0
0
0
0
0
0
0
0
0
0
0
0
0
0
0
0
0
0
0
0
0
0
0
0
0
0
0
0
0
0
0
0
0
0
0
0
0
0
0
0
0
0
0
0
0
0
0
0
0
0
0
0
0
0
0
0
0
0
0
0
0
0
0
0
0
0
0
0
0
0
0
0
0
0
0
0
0
0
0
0
0
0
0
0
0
0
0
0
0
0
0
0
0
0
0
0
0
0
0
0
0
0
0
0
0
0
0
0
0
0
0
0
0
0
0
0
0
0
0
0
0
0
0
0
0
0
0
0
0
0
0
0
0
0
0
0
0
0
0
0
0
0
0
0
0
0
0
0
0
0
0
0
0
0
0
0
0
0
0
0
0
0
0
0
0
0
0
0
0
0
0
0
0
0
0
0
0
0
0
0
0
0
0
0
0
0
0
0
0
0
0
0
0
0
0
0
0
0
0
0
0
0
0
0
0
0
0
0
0
0
0
0
0
0
0
0
0
0
0
0
0
0
0
0
0
0
0
0
0
0
0
0
0
0
0
0
0
0
0
0
0
0
0
0
0
0
0
0
0
0
0
0
0
0
0
0
0
0
0
0
0
0
0
0
0
0
0
0
0
0
0
0
0
0
0
0
0
0
0
0
0
0
0
0
0
0
0
0
0
0
0
0
0
0
0
0
0
0
0
0
0
0
0
0
0
0
0
0
0
0
0
0
0
0
0
0
0
0
0
0
0
0
0
0
0
0
0
0
0
0
0
0
0
0
0
0
0
0
0
0
0
0
0
0
0
0
0
0
0
0
0
0
0
0
0
0
0
0
0
0
0
0
0
0
0
0
0
0
0
0
0
0
0
0
0
0
0
0
0
0
0
0
0
0
0
0
0
0
0
0
0
0
0
0
0
0
0
0
0
0
0
0
0
0
0
0
0
0
0
0
0
0
0
0
0
0
0
0
0
0
0
0
0
0
0
0
0
0
0
0
0
0
0
0
0
0
0
0
0
0
0
0
0
0
0
0
0
0
0
0
0
0
0
0
0
0
0
0
0
0
0
0
0
0
0
0
0
0
0
0
0
0
0
0
0
0
0
0
0
0
0
0
0
0
0
0
0
0
0
0
0
0
0
0
0
0
0
0
0
0
0
0
0
0
0
0
0
0
0
0
0
0
0
0
0
0
0
0
0
0
0
0
0
0
0
0
0
0
0
0
0
0
0
0
0
0
0
0
0
0
0
0
0
0
0
0
0
0
0
0
0
0
0
0
0
0
0
0
0
0
0
0
0
0
0
0
0
0
0
0
0
0
0
0
0
0
0
0
0
0
0
0
0
0
0
0
0
0
0
0
0
0
0
0
0
0
0
0
0
0
0
0
0
0
0
0
0
0
0
0
0
0
0
0
0
0
0
0
0
0
0
0
0
0
0
0
0
0
0
0
0
0
0
0
0
0
0
0
0
0
0
0
0
0
0
0
0
0
0
0
0
0
0
0
0
0
0
0
0
0
0
0
0
0
0
0
0
0
0
0
0
0
0
0
0
0
0
0
0
0
0
0
0
0
0
0
0
0
0
0
0
0
0
0
0
0
0
0
0
0
0
0
0
0
0
0
0
0
0
0
0
0
0
0
0
0
0
0
0
0
0
0
0
0
0
0
0
0
0
0
0
0
0
0
0
0
0
0
0
0
0
0
0
0
0
0
0
0
0
0
0
0
0
0
0
0
0
0
0
0
0
0
0
0
0
0
0
0
0
0
0
0
0
0
0
0
0
0
0
0
0
0
0
0
0
0
0
0
0
0
0
0
0
0
0
0
0
0
0
0
0
0
0
0
0
0
0
0
0
0
0
0
0
0
0
0
0
0
0
0
0
0
0
0
0
0
0
0
0
0
0
0
0
0
0
0
0
0
0
0
0
0
0
0
0
0
0
0
0
0
0
0
0
0
0
0
0
0
0
0
0
0
0
0
0
0
0
0
0
0
0
0
0
0
0
0
0
0
0
0
0
0
0
0
0
0
0
0
0
0
0
0
0
0
0
0
0
0
0
0
0
0
0
0
0
0
0
0
0
0
0
0
0
0
0
0
0
0
0
0
0
0
0
0
0
0
0
0
0
0
0
0
0
0
0
0
0
0
0
0
0
0
0
0
0
0
0
0
0
0
0
0
0
0
0
0
0
0
0
0
0
0
0
0
0
0
0
0
0
0
0
0
0
0
0
0
0
0
0
0
0
0
0
0
0
0
0
0
0
0
0
0
0
0
0
0
0
0
0
0
0
0
0
0
0
0
0
0
0
0
0
0
0
0
0
0
0
0
0
0
0
0
0
0
0
0
0
0
0
0
0
0
0
0
0
0
0
0
0
0
0
0
0
0
0
0
0
0
0
0
0
0
0
0
0
0
0
0
0
0
0
0
0
0
0
0
0
0
0
0
0
0
0
0
0
0
0
0
0
0
0
0
0
0
0
0
0
0
0
0
0
0
0
0
0
0
0
0
0
0
0
0
0
0
0
0
0
0
0
0
0
0
0
0
0
0
0
0
0
0
0
0
0
0
0
0
0
0
0
0
0
0
0
0
0
0
0
0
0
0
0
0
0
0
0
0
0
0
0
0
0
0
0
0
0
0
0
0
0
0
0
0
0
0
0
0
0
0
0
0
0
0
0
0
0
0
0
0
0
0
0
0
0
0
0
0
0
0
0
0
0
0
0
0
0
0
0
0
0
0
0
0
0
0
0
0
0
0
0
0
0
0
0
0
0
0
0
0
0
0
0
0
0
0
0
0
0
0
0
0
0
0
0
0
0
0
0
0
0
0
0
0
0
0
0
0
0
0
0
0
0
0
0
0
0
0
0
0
0
0
0
0
0
0
0
0
0
0
0
0
0
0
0
0
0
0
0
0
0
0
0
0
0
0
0
0
0
0
0
0
0
0
0
0
0
0
0
0
0
0
0
0
0
0
0
0
0
0
0
0
0
0
0
0
0
0
0
0
0
0
0
0
0
0
0
0
0
0
0
0
0
0
0
0
0
0
0
0
0
0
0
0
0
0
0
0
0
0
0
0
0
0
0
0
0
0
0
0
0
0
0
0
0
0
0
0
0
0
0
0
0
0
0
0
0
0
0
0
0
0
0
0
0
0
0
0
0
0
0
0
0
0
0
0
0
0
0
0
0
0
0
0
0
0
0
0
0
0
0
0
0
0
0
0
0
0
0
0
0
0
0
0
0
0
0
0
0
0
0
0
0
0
0
0
0
0
0
0
0
0
0
0
0
0
0
0
0
0
0
0
0
0
0
0
0
0
0
0
0
0
0
0
0
0
0
0
0
0
0
0
0
0
0
0
0
0
0
0
0
0
0
0
0
0
0
0
0
0
0
0
0
0
0
0
0
0
0
0
0
0
0
0
0
0
0
0
0
0
0
0
0
0
0
0
0
0
0
0
0
0
0
0
0
0
0
0
0
0
0
0
0
0
0
0
0
0
0
0
0
0
0
0
0
0
0
0
0
0
0
0
0
0
0
0
0
0
0
0
0
0
0
0
0
0
0
0
0
0
0
0
0
0
0
0
0
0
0
0
0
0
0
0
0
0
0
0
0
0
0
0
0
0
0
0
0
0
0
0
0
0
0
0
0
0
0
0
0
0
0
0
0
0
0
0
0
0
0
0
0
0
0
0
0
0
0
0
0
0
0
0
0
0
0
0
0
0
0
0
0
0
0
0
0
0
0
0
0
0
0
0
0
0
0
0
0
0
0
0
0
0
0
0
0
0
0
0
0
0
0
0
0
0
0
0
0
0
0
0
0
0
0
0
0
0
0
0
0
0
0
0
0
0
0
0
0
0
0
0
0
0
0
0
0
0
0
0
0
0
0
0
0
0
0
0
0
0
0
0
0
0
0
0
0
0
0
0
0
0
0
0
0
0
0
0
0
0
0
0
0
0
0
0
0
0
0
0
0
0
0
0
0
0
0
0
0
0
0
0
0
0
0
0
0
0
0
0
0
0
0
0
0
0
0
0
0
0
0
0
0
0
0
0
0
0
0
0
0
0
0
0
0
0
0
0
0
0
0
0
0
0
0
0
0
0
0
0
0
0
0
0
0
0
0
0
0
0
0
0
0
0
0
0
0
0
0
0
0
0
0
0
0
0
0
0
0
0
0
0
0
0
0
0
0
0
0
0
0
0
0
0
0
0
0
0
0
0
0
0
0
0
0
0
0
0
0
0
0
0
0
0
0
0
0
0
0
0
0
0
0
0
0
0
0
0
0
0
0
0
0
0
0
0
0
0
0
0
0
0
0
0
0
0
0
0
0
0
0
0
0
0
0
0
0
0
0
0
0
0
0
0
0
0
0
0
0
0
0
0
0
0
0
0
0
0
0
0
0
0
0
0
0
0
0
0
0
0
0
0
0
0
0
0
0
0
0
0
0
0
0
0
0
0
0
0
0
0
0
0
0
0
0
0
0
0
0
0
0
0
0
0
0
0
0
0
0
0
0
0
0
0
0
0
0
0
0
0
0
0
0
0
0
0
0
0
0
0
0
0
0
0
0
0
0
0
0
0
0
0
0
0
0
0
0
0
0
0
0
0
0
0
0
0
0
0
0
0
0
0
0
0
0
0
0
0
0
0
0
0
0
0
0
0
0
0
0
0
0
0
0
0
0
0
0
0
0
0
0
0
0
0
0
0
0
0
0
0
0
0
0
0
0
0
0
0
0
0
0
0
0
0
0
0
0
0
0
0
0
0
0
0
0
0
0
0
0
0
0
0
0
0
0
0
0
0
0
0
0
0
0
0
0
0
0
0
0
0
0
0
0
0
0
0
0
0
0
0
0
0
0
0
0
0
0
0
0
0
0
0
0
0
0
0
0
0
0
0
0
0
0
0
0
0
0
0
0
0
0
0
0
0
0
0
0
0
0
0
0
0
0
0
0
0
0
0
0
0
0
0
0
0
0
0
0
0
0
0
0
0
0
0
0
0
0
0
0
0
0
0
0
0
0
0
0
0
0
0
0
0
0
0
0
0
0
0
0
0
0
0
0
0
0
0
0
0
0
0
0
0
0
0
0
0
0
0
0
0
0
0
0
0
0
0
0
0
0
0
0
0
0
0
0
0
0
0
0
0
0
0
0
0
0
0
0
0
0
0
0
0
0
0
0
0
0
0
0
0
0
0
0
0
0
0
0
0
0
0
0
0
0
0
0
0
0
0
0
0
0
0
0
0
0
0
0
0
0
0
0
0
0
0
0
0
0
0
0
0
0
0
0
0
0
0
0
0
0
0
0
0
0
0
0
0
0
0
0
0
0
0
0
0
0
0
0
0
0
0
0
0
0
0
0
0
0
0
0
0
0
0
0
0
0
0
0
0
0
0
0
0
0
0
0
0
0
0
0
0
0
0
0
0
0
0
0
0
0
0
0
0
0
0
0
0
0
0
0
0
0
0
0
0
0
0
0
0
0
0
0
0
0
0
0
0
0
0
0
0
0
0
0
0
0
0
0
0
0
0
0
0
0
0
0
0
0
0
0
0
0
0
0
0
0
0
0
0
0
0
0
0
0
0
0
0
0
0
0
0
0
0
0
0
0
0
0
0
0
0
0
0
0
0
0
0
0
0
0
0
0
0
0
0
0
0
0
0
0
0
0
0
0
0
0
0
0
0
0
0
0
0
0
0
0
0
0
0
0
0
0
0
0
0
0
0
0
0
0
0
0
0
0
0
0
0
0
0
0
0
0
0
0
0
0
0
0
0
0
0
0
0
0
0
0
0
0
0
0
0
0
0
0
0
0
0
0
0
0
0
0
0
0
0
0
0
0
0
0
0
0
0
0
0
0
0
0
0
0
0
0
0
0
0
0
0
0
0
0
0
0
0
0
0
0
0
0
0
0
0
0
0
0
0
0
0
0
0
0
0
0
0
0
0
0
0
0
0
0
0
0
0
0
0
0
0
0
0
0
0
0
0
0
0
0
0
0
0
0
0
0
0
0
0
0
0
0
0
0
0
0
0
0
0
0
0
0
0
0
0
0
0
0
0
0
0
0
0
0
0
0
0
0
0
0
0
0
0
0
0
0
0
0
0
0
0
0
0
0
0
0
0
0
0
0
0
0
0
0
0
0
0
0
0
0
0
0
0
0
0
0
0
0
0
0
0
0
0
0
0
0
0
0
0
0
0
0
0
0
0
0
0
0
0
0
0
0
0
0
0
0
0
0
0
0
0
0
0
0
0
0
0
0
0
0
0
0
0
0
0
0
0
0
0
0
0
0
0
0
0
0
0
0
0
0
0
0
0
0
0
0
0
0
0
0
0
0
0
0
0
0
0
0
0
0
0
0
0
0
0
0
0
0
0
0
0
0
0
0
0
0
0
0
0
0
0
0
0
0
0
0
0
0
0
0
0
0
0
0
0
0
0
0
0
0
0
0
0
0
0
0
0
0
0
0
0
0
0
0
0
0
0
0
0
0
0
0
0
0
0
0
0
0
0
0
0
0
0
0
0
0
0
0
0
0
0
0
0
0
0
0
0
0
0
0
0
0
0
0
0
0
0
0
0
0
0
0
0
0
0
0
0
0
0
0
0
0
0
0
0
0
0
0
0
0
0
0
0
0
0
0
0
0
0
0
0
0
0
0
0
0
0
0
0
0
0
0
0
0
0
0
0
0
0
0
0
0
0
0
0
0
0
0
0
0
0
0
0
0
0
0
0
0
0
0
0
0
0
0
0
0
0
0
0
0
0
0
0
0
0
0
0
0
0
0
0
0
0
0
0
0
0
0
0
0
0
0
0
0
0
0
0
0
0
0
0
0
0
0
0
0
0
0
0
0
0
0
0
0
0
0
0
0
0
0
0
0
0
0
0
0
0
0
0
0
0
0
0
0
0
0
0
0
0
0
0
0
0
0
0
0
0
0
0
0
0
0
0
0
0
0
0
0
0
0
0
0
0
0
0
0
0
0
0
0
0
0
0
0
0
0
0
0
0
0
0
0
0
0
0
0
0
0
0
0
0
0
0
0
0
0
0
0
0
0
0
0
0
0
0
0
0
0
0
0
0
0
0
0
0
0
0
0
0
0
0
0
0
0
0
0
0
0
0
0
0
0
0
0
0
0
0
0
0
0
0
0
0
0
0
0
0
0
0
0
0
0
0
0
0
0
0
0
0
0
0
0
0
0
0
0
0
0
0
0
0
0
0
0
0
0
0
0
0
0
0
0
0
0
0
0
0
0
0
0
0
0
0
0
0
0
0
0
0
0
0
0
0
0
0
0
0
0
0
0
0
0
0
0
0
0
0
0
0
0
0
0
0
0
0
0
0
0
0
0
0
0
0
0
0
0
0
0
0
0
0
0
0
0
0
0
0
0
0
0
0
0
0
0
0
0
0
0
0
0
0
0
0
0
0
0
0
0
0
0
0
0
0
0
0
0
0
0
0
0
0
0
0
0
0
0
0
0
0
0
0
0
0
0
0
0
0
0
0
0
0
0
0
0
0
0
0
0
0
0
0
0
0
0
0
0
0
0
0
0
0
0
0
0
0
0
0
0
0
0
0
0
0
0
0
0
0
0
0
0
0
0
0
0
0
0
0
0
0
0
0
0
0
0
0
0
0
0
0
0
0
0
0
0
0
0
0
0
0
0
0
0
0
0
0
0
0
0
0
0
0
0
0
0
0
0
0
0
0
0
0
0
0
0
0
0
0
0
0
0
0
0
0
0
0
0
0
0
0
0
0
0
0
0
0
0
0
0
0
0
0
0
0
0
0
0
0
0
0
0
0
0
0
0
0
0
0
0
0
0
0
0
0
0
0
0
0
0
0
0
0
0
0
0
0
0
0
0
0
0
0
0
0
0
0
0
0
0
0
0
0
0
0
0
0
0
0
0
0
0
0
0
0
0
0
0
0
0
0
0
0
0
0
0
0
0
0
0
0
0
0
0
0
0
0
0
0
0
0
0
0
0
0
0
0
0
0
0
0
0
0
0
0
0
0
0
0
0
0
0
0
0
0
0
0
0
0
0
0
0
0
0
0
0
0
0
0
0
0
0
0
0
0
0
0
0
0
0
0
0
0
0
0
0
0
0
0
0
0
0
0
0
0
0
0
0
0
0
0
0
0
0
0
0
0
0
0
0
0
0
0
0
0
0
0
0
0
0
0
0
0
0
0
0
0
0
0
0
0
0
0
0
0
0
0
0
0
0
0
0
0
0
0
0
0
0
0
0
0
0
0
0
0
0
0
0
0
0
0
0
0
0
0
0
0
0
0
0
0
0
0
0
0
0
0
0
0
0
0
0
0
0
0
0
0
0
0
0
0
0
0
0
0
0
0
0
0
0
0
0
0
0
0
0
0
0
0
0
0
0
0
0
0
0
0
0
0
0
0
0
0
0
0
0
0
0
0
0
0
0
0
0
0
0
0
0
0
0
0
0
0
0
0
0
0
0
0
0
0
0
0
0
0
0
0
0
0
0
0
0
0
0
0
0
0
0
0
0
0
0
0
0
0
0
0
0
0
0
0
0
0
0
0
0
0
0
0
0
0
0
0
0
0
0
0
0
0
0
0
0
0
0
0
0
0
0
0
0
0
0
0
0
0
0
0
0
0
0
0
0
0
0
0
0
0
0
0
0
0
0
0
0
0
0
0
0
0
0
0
0
0
0
0
0
0
0
0
0
0
0
0
0
0
0
0
0
0
0
0
0
0
0
0
0
0
0
0
0
0
0
0
0
0
0
0
0
0
0
0
0
0
0
0
0
0
0
0
0
0
0
0
0
0
0
0
0
0
0
0
0
0
0
0
0
0
0
0
0
0
0
0
0
0
0
0
0
0
0
0
0
0
0
0
0
0
0
0
0
0
0
0
0
0
0
0
0
0
0
0
0
0
0
0
0
0
0
0
0
0
0
0
0
0
0
0
0
0
0
0
0
0
0
0
0
0
0
0
0
0
0
0
0
0
0
0
0
0
0
0
0
0
0
0
0
0
0
0
0
0
0
0
0
0
0
0
0
0
0
0
0
0
0
0
0
0
0
0
0
0
0
0
0
0
0
0
0
0
0
0
0
0
0
0
0
0
0
0
0
0
0
0
0
0
0
0
0
0
0
0
0
0
0
0
0
0
0
0
0
0
0
0
0
0
0
0
0
0
0
0
0
0
0
0
0
0
0
0
0
0
0
0
0
0
0
0
0
0
0
0
0
0
0
0
0
0
0
0
0
0
0
0
0
0
0
0
0
0
0
0
0
0
0
0
0
0
0
0
0
0
0
0
0
0
0
0
0
0
0
0
0
0
0
0
0
0
0
0
0
0
0
0
0
0
0
0
0
0
0
0
0
0
0
0
0
0
0
0
0
0
0
0
0
0
0
0
0
0
0
0
0
0
0
0
0
0
0
0
0
0
0
0
0
0
0
0
0
0
0
0
0
0
0
0
0
0
0
0
0
0
0
0
0
0
0
0
0
0
0
0
0
0
0
0
0
0
0
0
0
0
0
0
0
0
0
0
0
0
0
0
0
0
0
0
0
0
0
0
0
0
0
0
0
0
0
0
0
0
0
0
0
0
0
0
0
0
0
0
0
0
0
0
0
0
0
0
0
0
0
0
0
0
0
0
0
0
0
0
0
0
0
0
0
0
0
0
0
0
0
0
0
0
0
0
0
0
0
0
0
0
0
0
0
0
0
0
0
0
0
0
0
0
0
0
0
0
0
0
0
0
0
0
0
0
0
0
0
0
0
0
0
0
0
0
0
0
0
0
0
0
0
0
0
0
0
0
0
0
0
0
0
0
0
0
0
0
0
0
0
0
0
0
0
0
0
0
0
0
0
0
0
0
0
0
0
0
0
0
0
0
0
0
0
0
0
0
0
0
0
0
0
0
0
0
0
0
0
0
0
0
0
0
0
0
0
0
0
0
0
0
0
0
0
0
0
0
0
0
0
0
0
0
0
0
0
0
0
0
0
0
0
0
0
0
0
0
0
0
0
0
0
0
0
0
0
0
0
0
0
0
0
0
0
0
0
0
0
0
0
0
0
0
0
0
0
0
0
0
0
0
0
0
0
0
0
0
0
0
0
0
0
0
0
0
0
0
0
0
0
0
0
0
0
0
0
0
0
0
0
0
0
0
0
0
0
0
0
0
0
0
0
0
0
0
0
0
0
0
0
0
0
0
0
0
0
0
0
0
0
0
0
0
0
0
0
0
0
0
0
0
0
0
0
0
0
0
0
0
0
0
0
0
0
0
0
0
0
0
0
0
0
0
0
0
0
0
0
0
0
0
0
0
0
0
0
0
0
0
0
0
0
0
0
0
0
0
0
0
0
0
0
0
0
0
0
0
0
0
0
0
0
0
0
0
0
0
0
0
0
0
0
0
0
0
0
0
0
0
0
0
0
0
0
0
0
0
0
0
0
0
0
0
0
0
0
0
0
0
0
0
0
0
0
0
0
0
0
0
0
0
0
0
0
0
0
0
0
0
0
0
0
0
0
0
0
0
0
0
0
0
0
0
0
0
0
0
0
0
0
0
0
0
0
0
0
0
0
0
0
0
0
0
0
0
0
0
0
0
0
0
0
0
0
0
0
0
0
0
0
0
0
0
0
0
0
0
0
0
0
0
0
0
0
0
0
0
0
0
0
0
0
0
0
0
0
0
0
0
0
0
0
0
0
0
0
0
0
0
0
0
0
0
0
0
0
0
0
0
0
0
0
0
0
0
0
0
0
0
0
0
0
0
0
0
0
0
0
0
0
0
0
0
0
0
0
0
0
0
0
0
0
0
0
0
0
0
0
0
0
0
0
0
0
0
0
0
0
0
0
0
0
0
0
0
0
0
0
0
0
0
0
0
0
0
0
0
0
0
0
0
0
0
0
0
0
0
0
0
0
0
0
0
0
0
0
0
0
0
0
0
0
0
0
0
0
0
0
0
0
0
0
0
0
0
0
0
0
0
0
0
0
0
0
0
0
0
0
0
0
0
0
0
0
0
0
0
0
0
0
0
0
0
0
0
0
0
0
0
0
0
0
0
0
0
0
0
0
0
0
0
0
0
0
0
0
0
0
0
0
0
0
0
0
0
0
0
0
0
0
0
0
0
0
0
0
0
0
0
0
0
0
0
0
0
0
0
0
0
0
0
0
0
0
0
0
0
0
0
0
0
0
0
0
0
0
0
0
0
0
0
0
0
0
0
0
0
0
0
0
0
0
0
0
0
0
0
0
0
0
0
0
0
0
0
0
0
0
0
0
0
0
0
0
0
0
0
0
0
0
0
0
0
0
0
0
0
0
0
0
0
0
0
0
0
0
0
0
0
0
0
0
0
0
0
0
0
0
0
0
0
0
0
0
0
0
0
0
0
0
0
0
0
0
0
0
0
0
0
0
0
0
0
0
0
0
0
0
0
0
0
0
0
0
0
0
0
0
0
0
0
0
0
0
0
0
0
0
0
0
0
0
0
0
0
0
0
0
0
0
0
0
0
0
0
0
0
0
0
0
0
0
0
0
0
0
0
0
0
0
0
0
0
0
0
0
0
0
0
0
0
0
0
0
0
0
0
0
0
0
0
0
0
0
0
0
0
0
0
0
0
0
0
0
0
0
0
0
0
0
0
0
0
0
0
0
0
0
0
0
0
0
0
0
0
0
0
0
0
0
0
0
0
0
0
0
0
0
0
0
0
0
0
0
0
0
0
0
0
0
0
0
0
0
0
0
0
0
0
0
0
0
0
0
0
0
0
0
0
0
0
0
0
0
0
0
0
0
0
0
0
0
0
0
0
0
0
0
0
0
0
0
0
0
0
0
0
0
0
0
0
0
0
0
0
0
0
0
0
0
0
0
0
0
0
0
0
0
0
0
0
0
0
0
0
0
0
0
0
0
0
0
0
0
0
0
0
0
0
0
0
0
0
0
0
0
0
0
0
0
0
0
0
0
0
0
0
0
0
0
0
0
0
0
0
0
0
0
0
0
0
0
0
0
0
0
0
0
0
0
0
0
0
0
0
0
0
0
0
0
0
0
0
0
0
0
0
0
0
0
0
0
0
0
0
0
0
0
0
0
0
0
0
0
0
0
0
0
0
0
0
0
0
0
0
0
0
0
0
0
0
0
0
0
0
0
0
0
0
0
0
0
0
0
0
0
0
0
0
0
0
0
0
0
0
0
0
0
0
0
0
0
0
0
0
0
0
0
0
0
0
0
0
0
0
0
0
0
0
0
0
0
0
0
0
0
0
0
0
0
0
0
0
0
0
0
0
0
0
0
0
0
0
0
0
0
0
0
0
0
0
0
0
0
0
0
0
0
0
0
0
0
0
0
0
0
0
0
0
0
0
0
0
0
0
0
0
0
0
0
0
0
0
0
0
0
0
0
0
0
0
0
0
0
0
0
0
0
0
0
0
0
0
0
0
0
0
0
0
0
0
0
0
0
0
0
0
0
0
0
0
0
0
0
0
0
0
0
0
0
0
0
0
0
0
0
0
0
0
0
0
0
0
0
0
0
0
0
0
0
0
0
0
0
0
0
0
0
0
0
0
0
0
0
0
0
0
0
0
0
0
0
0
0
0
0
0
0
0
0
0
0
0
0
0
0
0
0
0
0
0
0
0
0
0
0
0
0
0
0
0
0
0
0
0
0
0
0
0
0
0
0
0
0
0
0
0
0
0
0
0
0
0
0
0
0
0
0
0
0
0
0
0
0
0
0
0
0
0
0
0
0
0
0
0
0
0
0
0
0
0
0
0
0
0
0
0
0
0
0
0
0
0
0
0
0
0
0
0
0
0
0
0
0
0
0
0
0
0
0
0
0
0
0
0
0
0
0
0
0
0
0
0
0
0
0
0
0
0
0
0
0
0
0
0
0
0
0
0
0
0
0
0
0
0
0
0
0
0
0
0
0
0
0
0
0
0
0
0
0
0
0
0
0
0
0
0
0
0
0
0
0
0
0
0
0
0
0
0
0
0
0
0
0
0
0
0
0
0
0
0
0
0
0
0
0
0
0
0
0
0
0
0
0
0
0
0
0
0
0
0
0
0
0
0
0
0
0
0
0
0
0
0
0
0
0
0
0
0
0
0
0
0
0
0
0
0
0
0
0
0
0
0
0
0
0
0
0
0
0
0
0
0
0
0
0
0
0
0
0
0
0
0
0
0
0
0
0
0
0
0
0
0
0
0
0
0
0
0
0
0
0
0
0
0
0
0
0
0
0
0
0
0
0
0
0
0
0
0
0
0
0
0
0
0
0
0
0
0
0
0
0
0
0
0
0
0
0
0
0
0
0
0
0
0
0
0
0
0
0
0
0
0
0
0
0
0
0
0
0
0
0
0
0
0
0
0
0
0
0
0
0
0
0
0
0
0
0
0
0
0
0
0
0
0
0
0
0
0
0
0
0
0
0
0
0
0
0
0
0
0
0
0
0
0
0
0
0
0
0
0
0
0
0
0
0
0
0
0
0
0
0
0
0
0
0
0
0
0
0
0
0
0
0
0
0
0
0
0
0
0
0
0
0
0
0
0
0
0
0
0
0
0
0
0
0
0
0
0
0
0
0
0
0
0
0
0
0
0
0
0
0
0
0
0
0
0
0
0
0
0
0
0
0
0
0
0
0
0
0
0
0
0
0
0
0
0
0
0
0
0
0
0
0
0
0
0
0
0
0
0
0
0
0
0
0
0
0
0
0
0
0
0
0
0
0
0
0
0
0
0
0
0
0
0
0
0
0
0
0
0
0
0
0
0
0
0
0
0
0
0
0
0
0
0
0
0
0
0
0
0
0
0
0
0
0
0
0
0
0
0
0
0
0
0
0
0
0
0
0
0
0
0
0
0
0
0
0
0
0
0
0
0
0
0
0
0
0
0
0
0
0
0
0
0
0
0
0
0
0
0
0
0
0
0
0
0
0
0
0
0
0
0
0
0
0
0
0
0
0
0
0
0
0
0
0
0
0
0
0
0
0
0
0
0
0
0
0
0
0
0
0
0
0
0
0
0
0
0
0
0
0
0
0
0
0
0
0
0
0
0
0
0
0
0
0
0
0
0
0
0
0
0
0
0
0
0
0
0
0
0
0
0
0
0
0
0
0
0
0
0
0
0
0
0
0
0
0
0
0
0
0
0
0
0
0
0
0
0
0
0
0
0
0
0
0
0
0
0
0
0
0
0
0
0
0
0
0
0
0
0
0
0
0
0
0
0
0
0
0
0
0
0
0
0
0
0
0
0
0
0
0
0
0
0
0
0
0
0
0
0
0
0
0
0
0
0
0
0
0
0
0
0
0
0
0
0
0
0
0
0
0
0
0
0
0
0
0
0
0
0
0
0
0
0
0
0
0
0
0
0
0
0
0
0
0
0
0
0
0
0
0
0
0
0
0
0
0
0
0
0
0
0
0
0
0
0
0
0
0
0
0
0
0
0
0
0
0
0
0
0
0
0
0
0
0
0
0
0
0
0
0
0
0
0
0
0
0
0
0
0
0
0
0
0
0
0
0
0
0
0
0
0
0
0
0
0
0
0
0
0
0
0
0
0
0
0
0
0
0
0
0
0
0
0
0
0
0
0
0
0
0
0
0
0
0
0
0
0
0
0
0
0
0
0
0
0
0
0
0
0
0
0
0
0
0
0
0
0
0
0
0
0
0
0
0
0
0
0
0
0
0
0
0
0
0
0
0
0
0
0
0
0
0
0
0
0
0
0
0
0
0
0
0
0
0
0
0
0
0
0
0
0
0
0
0
0
0
0
0
0
0
0
0
0
0
0
0
0
0
0
0
0
0
0
0
0
0
0
0
0
0
0
0
0
0
0
0
0
0
0
0
0
0
0
0
0
0
0
0
0
0
0
0
0
0
0
0
0
0
0
0
0
0
0
0
0
0
0
0
0
0
0
0
0
0
0
0
0
0
0
0
0
0
0
0
0
0
0
0
0
0
0
0
0
0
0
0
0
0
0
0
0
0
0
0
0
0
0
0
0
0
0
0
0
0
0
0
0
0
0
0
0
0
0
0
0
0
0
0
0
0
0
0
0
0
0
0
0
0
0
0
0
0
0
0
0
0
0
0
0
0
0
0
0
0
0
0
0
0
0
0
0
0
0
0
0
0
0
0
0
0
0
0
0
0
0
0
0
0
0
0
0
0
0
0
0
0
0
0
0
0
0
0
0
0
0
0
0
0
0
0
0
0
0
0
0
0
0
0
0
0
0
0
0
0
0
0
0
0
0
0
0
0
0
0
0
0
0
0
0
0
0
0
0
0
0
0
0
0
0
0
0
0
0
0
0
0
0
0
0
0
0
0
0
0
0
0
0
0
0
0
0
0
0
0
0
0
0
0
0
0
0
0
0
0
0
0
0
0
0
0
0
0
0
0
0
0
0
0
0
0
0
0
0
0
0
0
0
0
0
0
0
0
0
0
0
0
0
0
0
0
0
0
0
0
0
0
0
0
0
0
0
0
0
0
0
0
0
0
0
0
0
0
0
0
0
0
0
0
0
0
0
0
0
0
0
0
0
0
0
0
0
0
0
0
0
0
0
0
0
0
0
0
0
0
0
0
0
0
0
0
0
0
0
0
0
0
0
0
0
0
0
0
0
0
0
0
0
0
0
0
0
0
0
0
0
0
0
0
0
0
0
0
0
0
0
0
0
0
0
0
0
0
0
0
0
0
0
0
0
0
0
0
0
0
0
0
0
0
0
0
0
0
0
0
0
0
0
0
0
0
0
0
0
0
0
0
0
0
0
0
0
0
0
0
0
0
0
0
0
0
0
0
0
0
0
0
0
0
0
0
0
0
0
0
0
0
0
0
0
0
0
0
0
0
0
0
0
0
0
0
0
0
0
0
0
0
0
0
0
0
0
0
0
0
0
0
0
0
0
0
0
0
0
0
0
0
0
0
0
0
0
0
0
0
0
0
0
0
0
0
0
0
0
0
0
0
0
0
0
0
0
0
0
0
0
0
0
0
0
0
0
0
0
0
0
0
0
0
0
0
0
0
0
0
0
0
0
0
0
0
0
0
0
0
0
0
0
0
0
0
0
0
0
0
0
0
0
0
0
0
0
0
0
0
0
0
0
0
0
0
0
0
0
0
0
0
0
0
0
0
0
0
0
0
0
0
0
0
0
0
0
0
0
0
0
0
0
0
0
0
0
0
0
0
0
0
0
0
0
0
0
0
0
0
0
0
0
0
0
0
0
0
0
0
0
0
0
0
0
0
0
0
0
0
0
0
0
0
0
0
0
0
0
0
0
0
0
0
0
0
0
0
0
0
0
0
0
0
0
0
0
0
0
0
0
0
0
0
0
0
0
0
0
0
0
0
0
0
0
0
0
0
0
0
0
0
0
0
0
0
0
0
0
0
0
0
0
0
0
0
0
0
0
0
0
0
0
0
0
0
0
0
0
0
0
0
0
0
0
0
0
0
0
0
0
0
0
0
0
0
0
0
0
0
0
0
0
0
0
0
0
0
0
0
0
0
0
0
0
0
0
0
0
0
0
0
0
0
0
0
0
0
0
0
0
0
0
0
0
0
0
0
0
0
0
0
0
0
0
0
0
0
0
0
0
0
0
0
0
0
0
0
0
0
0
0
0
0
0
0
0
0
0
0
0
0
0
0
0
0
0
0
0
0
0
0
0
0
0
0
0
0
0
0
0
0
0
0
0
0
0
0
0
0
0
0
0
0
0
0
0
0
0
0
0
0
0
0
0
0
0
0
0
0
0
0
0
0
0
0
0
0
0
0
0
0
0
0
0
0
0
0
0
0
0
0
0
0
0
0
0
0
0
0
0
0
0
0
0
0
0
0
0
0
0
0
0
0
0
0
0
0
0
0
0
0
0
0
0
0
0
0
0
0
0
0
0
0
0
0
0
0
0
0
0
0
0
0
0
0
0
0
0
0
0
0
0
0
0
0
0
0
0
0
0
0
0
0
0
0
0
0
0
0
0
0
0
0
0
0
0
0
0
0
0
0
0
0
0
0
0
0
0
0
0
0
0
0
0
0
0
0
0
0
0
0
0
0
0
0
0
0
0
0
0
0
0
0
0
0
0
0
0
0
0
0
0
0
0
0
0
0
0
0
0
0
0
0
0
0
0
0
0
0
0
0
0
0
0
0
0
0
0
0
0
0
0
0
0
0
0
0
0
0
0
0
0
0
0
0
0
0
0
0
0
0
0
0
0
0
0
0
0
0
0
0
0
0
0
0
0
0
0
0
0
0
0
0
0
0
0
0
0
0
0
0
0
0
0
0
0
0
0
0
0
0
0
0
0
0
0
0
0
0
0
0
0
0
0
0
0
0
0
0
0
0
0
0
0
0
0
0
0
0
0
0
0
0
0
0
0
0
0
0
0
0
0
0
0
0
0
0
0
0
0
0
0
0
0
0
0
0
0
0
0
0
0
0
0
0
0
0
0
0
0
0
0
0
0
0
0
0
0
0
0
0
0
0
0
0
0
0
0
0
0
0
0
0
0
0
0
0
0
0
0
0
0
0
0
0
0
0
0
0
0
0
0
0
0
0
0
0
0
0
0
0
0
0
0
0
0
0
0
0
0
0
0
0
0
0
0
0
0
0
0
0
0
0
0
0
0
0
0
0
0
0
0
0
0
0
0
0
0
0
0
0
0
0
0
0
0
0
0
0
0
0
0
0
0
0
0
0
0
0
0
0
0
0
0
0
0
0
0
0
0
0
0
0
0
0
0
0
0
0
0
0
0
0
0
0
0
0
0
0
0
0
0
0
0
0
0
0
0
0
0
0
0
0
0
0
0
0
0
0
0
0
0
0
0
0
0
0
0
0
0
0
0
0
0
0
0
0
0
0
0
0
0
0
0
0
0
0
0
0
0
0
0
0
0
0
0
0
0
0
0
0
0
0
0
0
0
0
0
0
0
0
0
0
0
0
0
0
0
0
0
0
0
0
0
0
0
0
0
0
0
0
0
0
0
0
0
0
0
0
0
0
0
0
0
0
0
0
0
0
0
0
0
0
0
0
0
0
0
0
0
0
0
0
0
0
0
0
0
0
0
0
0
0
0
0
0
0
0
0
0
0
0
0
0
0
0
0
0
0
0
0
0
0
0
0
0
0
0
0
0
0
0
0
0
0
0
0
0
0
0
0
0
0
0
0
0
0
0
0
0
0
0
0
0
0
0
0
0
0
0
0
0
0
0
0
0
0
0
0
0
0
0
0
0
0
0
0
0
0
0
0
0
0
0
0
0
0
0
0
0
0
0
0
0
0
0
0
0
0
0
0
0
0
0
0
0
0
0
0
0
0
0
0
0
0
0
0
0
0
0
0
0
0
0
0
0
0
0
0
0
0
0
0
0
0
0
0
0
0
0
0
0
0
0
0
0
0
0
0
0
0
0
0
0
0
0
0
0
0
0
0
0
0
0
0
0
0
0
0
0
0
0
0
0
0
0
0
0
0
0
0
0
0
0
0
0
0
0
0
0
0
0
0
0
0
0
0
0
0
0
0
0
0
0
0
0
0
0
0
0
0
0
0
0
0
0
0
0
0
0
0
0
0
0
0
0
0
0
0
0
0
0
0
0
0
0
0
0
0
0
0
0
0
0
0
0
0
0
0
0
0
0
0
0
0
0
0
0
0
0
0
0
0
0
0
0
0
0
0
0
0
0
0
0
0
0
0
0
0
0
0
0
0
0
0
0
0
0
0
0
0
0
0
0
0
0
0
0
0
0
0
0
0
0
0
0
0
0
0
0
0
0
0
0
0
0
0
0
0
0
0
0
0
0
0
0
0
0
0
0
0
0
0
0
0
0
0
0
0
0
0
0
0
0
0
0
0
0
0
0
0
0
0
0
0
0
0
0
0
0
0
0
0
0
0
0
0
0
0
0
0
0
0
0
0
0
0
0
0
0
0
0
0
0
0
0
0
0
0
0
0
0
0
0
0
0
0
0
0
0
0
0
0
0
0
0
0
0
0
0
0
0
0
0
0
0
0
0
0
0
0
0
0
0
0
0
0
0
0
0
0
0
0
0
0
0
0
0
0
0
0
0
0
0
0
0
0
0
0
0
0
0
0
0
0
0
0
0
0
0
0
0
0
0
0
0
0
0
0
0
0
0
0
0
0
0
0
0
0
0
0
0
0
0
0
0
0
0
0
0
0
0
0
0
0
0
0
0
0
0
0
0
0
0
0
0
0
0
0
0
0
0
0
0
0
0
0
0
0
0
0
0
0
0
0
0
0
0
0
0
0
0
0
0
0
0
0
0
0
0
0
0
0
0
0
0
0
0
0
0
0
0
0
0
0
0
0
0
0
0
0
0
0
0
0
0
0
0
0
0
0
0
0
0
0
0
0
0
0
0
0
0
0
0
0
0
0
0
0
0
0
0
0
0
0
0
0
0
0
0
0
0
0
0
0
0
0
0
0
0
0
0
0
0
0
0
0
0
0
0
0
0
0
0
0
0
0
0
0
0
0
0
0
0
0
0
0
0
0
0
0
0
0
0
0
0
0
0
0
0
0
0
0
0
0
0
0
0
0
0
0
0
0
0
0
0
0
0
0
0
0
0
0
0
0
0
0
0
0
0
0
0
0
0
0
0
0
0
0
0
0
0
0
0
0
0
0
0
0
0
0
0
0
0
0
0
0
0
0
0
0
0
0
0
0
0
0
0
0
0
0
0
0
0
0
0
0
0
0
0
0
0
0
0
0
0
0
0
0
0
0
0
0
0
0
0
0
0
0
0
0
0
0
0
0
0
0
0
0
0
0
0
0
0
0
0
0
0
0
0
0
0
0
0
0
0
0
0
0
0
0
0
0
0
0
0
0
0
0
0
0
0
0
0
0
0
0
0
0
0
0
0
0
0
0
0
0
0
0
0
0
0
0
0
0
0
0
0
0
0
0
0
0
0
0
0
0
0
0
0
0
0
0
0
0
0
0
0
0
0
0
0
0
0
0
0
0
0
0
0
0
0
0
0
0
0
0
0
0
0
0
0
0
0
0
0
0
0
0
0
0
0
0
0
0
0
0
0
0
0
0
0
0
0
0
0
0
0
0
0
0
0
0
0
0
0
0
0
0
0
0
0
0
0
0
0
0
0
0
0
0
0
0
0
0
0
0
0
0
0
0
0
0
0
0
0
0
0
0
0
0
0
0
0
0
0
0
0
0
0
0
0
0
0
0
0
0
0
0
0
0
0
0
0
0
0
0
0
0
0
0
0
0
0
0
0
0
0
0
0
0
0
0
0
0
0
0
0
0
0
0
0
0
0
0
0
0
0
0
0
0
0
0
0
0
0
0
0
0
0
0
0
0
0
0
0
0
0
0
0
0
0
0
0
0
0
0
0
0
0
0
0
0
0
0
0
0
0
0
0
0
0
0
0
0
0
0
0
0
0
0
0
0
0
0
0
0
0
0
0
0
0
0
0
0
0
0
0
0
0
0
0
0
0
0
0
0
0
0
0
0
0
0
0
0
0
0
0
0
0
0
0
0
0
0
0
0
0
0
0
0
0
0
0
0
0
0
0
0
0
0
0
0
0
0
0
0
0
0
0
0
0
0
0
0
0
0
0
0
0
0
0
0
0
0
0
0
0
0
0
0
0
0
0
0
0
0
0
0
0
0
0
0
0
0
0
0
0
0
0
0
0
0
0
0
0
0
0
0
0
0
0
0
0
0
0
0
0
0
0
0
0
0
0
0
0
0
0
0
0
0
0
0
0
0
0
0
0
0
0
0
0
0
0
0
0
0
0
0
0
0
0
0
0
0
0
0
0
0
0
0
0
0
0
0
0
0
0
0
0
0
0
0
0
0
0
0
0
0
0
0
0
0
0
0
0
0
0
0
0
0
0
0
0
0
0
0
0
0
0
0
0
0
0
0
0
0
0
0
0
0
0
0
0
0
0
0
0
0
0
0
0
0
0
0
0
0
0
0
0
0
0
0
0
0
0
0
0
0
0
0
0
0
0
0
0
0
0
0
0
0
0
0
0
0
0
0
0
0
0
0
0
0
0
0
0
0
0
0
0
0
0
0
0
0
0
0
0
0
0
0
0
0
0
0
0
0
0
0
0
0
0
0
0
0
0
0
0
0
0
0
0
0
0
0
0
0
0
0
0
0
0
0
0
0
0
0
0
0
0
0
0
0
0
0
0
0
0
0
0
0
0
0
0
0
0
0
0
0
0
0
0
0
0
0
0
0
0
0
0
0
0
0
0
0
0
0
0
0
0
0
0
0
0
0
0
0
0
0
0
0
0
0
0
0
0
0
0
0
0
0
0
0
0
0
0
0
0
0
0
0
0
0
0
0
0
0
0
0
0
0
0
0
0
0
0
0
0
0
0
0
0
0
0
0
0
0
0
0
0
0
0
0
0
0
0
0
0
0
0
0
0
0
0
0
0
0
0
0
0
0
0
0
0
0
0
0
0
0
0
0
0
0
0
0
0
0
0
0
0
0
0
0
0
0
0
0
0
0
0
0
0
0
0
0
0
0
0
0
0
0
0
0
0
0
0
0
0
0
0
0
0
0
0
0
0
0
0
0
0
0
0
0
0
0
0
0
0
0
0
0
0
0
0
0
0
0
0
0
0
0
0
0
0
0
0
0
0
0
0
0
0
0
0
0
0
0
0
0
0
0
0
0
0
0
0
0
0
0
0
0
0
0
0
0
0
0
0
0
0
0
0
0
0
0
0
0
0
0
0
0
0
0
0
0
0
0
0
0
0
0
0
0
0
0
0
0
0
0
0
0
0
0
0
0
0
0
0
0
0
0
0
0
0
0
0
0
0
0
0
0
0
0
0
0
0
0
0
0
0
0
0
0
0
0
0
0
0
0
0
0
0
0
0
0
0
0
0
0
0
0
0
0
0
0
0
0
0
0
0
0
0
0
0
0
0
0
0
0
0
0
0
0
0
0
0
0
0
0
0
0
0
0
0
0
0
0
0
0
0
0
0
0
0
0
0
0
0
0
0
0
0
0
0
0
0
0
0
0
0
0
0
0
0
0
0
0
0
0
0
0
0
0
0
0
0
0
0
0
0
0
0
0
0
0
0
0
0
0
0
0
0
0
0
0
0
0
0
0
0
0
0
0
0
0
0
0
0
0
0
0
0
0
0
0
0
0
0
0
0
0
0
0
0
0
0
0
0
0
0
0
0
0
0
0
0
0
0
0
0
0
0
0
0
0
0
0
0
0
0
0
0
0
0
0
0
0
0
0
0
0
0
0
0
0
0
0
0
0
0
0
0
0
0
0
0
0
0
0
0
0
0
0
0
0
0
0
0
0
0
0
0
0
0
0
0
0
0
0
0
0
0
0
0
0
0
0
0
0
0
0
0
0
0
0
0
0
0
0
0
0
0
0
0
0
0
0
0
0
0
0
0
0
0
0
0
0
0
0
0
0
0
0
0
0
0
0
0
0
0
0
0
0
0
0
0
0
0
0
0
0
0
0
0
0
0
0
0
0
0
0
0
0
0
0
0
0
0
0
0
0
0
0
0
0
0
0
0
0
0
0
0
0
0
0
0
0
0
0
0
0
0
0
0
0
0
0
0
0
0
0
0
0
0
0
0
0
0
0
0
0
0
0
0
0
0
0
0
0
0
0
0
0
0
0
0
0
0
0
0
0
0
0
0
0
0
0
0
0
0
0
0
0
0
0
0
0
0
0
0
0
0
0
0
0
0
0
0
0
0
0
0
0
0
0
0
0
0
0
0
0
0
0
0
0
0
0
0
0
0
0
0
0
0
0
0
0
0
0
0
0
0
0
0
0
0
0
0
0
0
0
0
0
0
0
0
0
0
0
0
0
0
0
0
0
0
0
0
0
0
0
0
0
0
0
0
0
0
0
0
0
0
0
0
0
0
0
0
0
0
0
0
0
0
0
0
0
0
0
0
0
0
0
0
0
0
0
0
0
0
0
0
0
0
0
0
0
0
0
0
0
0
0
0
0
0
0
0
0
0
0
0
0
0
0
0
0
0
0
0
0
0
0
0
0
0
0
0
0
0
0
0
0
0
0
0
0
0
0
0
0
0
0
0
0
0
0
0
0
0
0
0
0
0
0
0
0
0
0
0
0
0
0
0
0
0
0
0
0
0
0
0
0
0
0
0
0
0
0
0
0
0
0
0
0
0
0
0
0
0
0
0
0
0
0
0
0
0
0
0
0
0
0
0
0
0
0
0
0
0
0
0
0
0
0
0
0
0
0
0
0
0
0
0
0
0
0
0
0
0
0
0
0
0
0
0
0
0
0
0
0
0
0
0
0
0
0
0
0
0
0
0
0
0
0
0
0
0
0
0
0
0
0
0
0
0
0
0
0
0
0
0
0
0
0
0
0
0
0
0
0
0
0
0
0
0
0
0
0
0
0
0
0
0
0
0
0
0
0
0
0
0
0
0
0
0
0
0
0
0
0
0
0
0
0
0
0
0
0
0
0
0
0
0
0
0
0
0
0
0
0
0
0
0
0
0
0
0
0
0
0
0
0
0
0
0
0
0
0
0
0
0
0
0
0
0
0
0
0
0
0
0
0
0
0
0
0
0
0
0
0
0
0
0
0
0
0
0
0
0
0
0
0
0
0
0
0
0
0
0
0
0
0
0
0
0
0
0
0
0
0
0
0
0
0
0
0
0
0
0
0
0
0
0
0
0
0
0
0
0
0
0
0
0
0
0
0
0
0
0
0
0
0
0
0
0
0
0
0
0
0
0
0
0
0
0
0
0
0
0
0
0
0
0
0
0
0
0
0
0
0
0
0
0
0
0
0
0
0
0
0
0
0
0
0
0
0
0
0
0
0
0
0
0
0
0
0
0
0
0
0
0
0
0
0
0
0
0
0
0
0
0
0
0
0
0
0
0
0
0
0
0
0
0
0
0
0
0
0
0
0
0
0
0
0
0
0
0
0
0
0
0
0
0
0
0
0
0
0
0
0
0
0
0
0
0
0
0
0
0
0
0
0
0
0
0
0
0
0
0
0
0
0
0
0
0
0
0
0
0
0
0
0
0
0
0
0
0
0
0
0
0
0
0
0
0
0
0
0
0
0
0
0
0
0
0
0
0
0
0
0
0
0
0
0
0
0
0
0
0
0
0
0
0
0
0
0
0
0
0
0
0
0
0
0
0
0
0
0
0
0
0
0
0
0
0
0
0
0
0
0
0
0
0
0
0
0
0
0
0
0
0
0
0
0
0
0
0
0
0
0
0
0
0
0
0
0
0
0
0
0
0
0
0
0
0
0
0
0
0
0
0
0
0
0
0
0
0
0
0
0
0
0
0
0
0
0
0
0
0
0
0
0
0
0
0
0
0
0
0
0
0
0
0
0
0
0
0
0
0
0
0
0
0
0
0
0
0
0
0
0
0
0
0
0
0
0
0
0
0
0
0
0
0
0
0
0
0
0
0
0
0
0
0
0
0
0
0
0
0
0
0
0
0
0
0
0
0
0
0
0
0
0
0
0
0
0
0
0
0
0
0
0
0
0
0
0
0
0
0
0
0
0
0
0
0
0
0
0
0
0
0
0
0
0
0
0
0
0
0
0
0
0
0
0
0
0
0
0
0
0
0
0
0
0
0
0
0
0
0
0
0
0
0
0
0
0
0
0
0
0
0
0
0
0
0
0
0
0
0
0
0
0
0
0
0
0
0
0
0
0
0
0
0
0
0
0
0
0
0
0
0
0
0
0
0
0
0
0
0
0
0
0
0
0
0
0
0
0
0
0
0
0
0
0
0
0
0
0
0
0
0
0
0
0
0
0
0
0
0
0
0
0
0
0
0
0
0
0
0
0
0
0
0
0
0
0
0
0
0
0
0
0
0
0
0
0
0
0
0
0
0
0
0
0
0
0
0
0
0
0
0
0
0
0
0
0
0
0
0
0
0
0
0
0
0
0
0
0
0
0
0
0
0
0
0
0
0
0
0
0
0
0
0
0
0
0
0
0
0
0
0
0
0
0
0
0
0
0
0
0
0
0
0
0
0
0
0
0
0
0
0
0
0
0
0
0
0
0
0
0
0
0
0
0
0
0
0
0
0
0
0
0
0
0
0
0
0
0
0
0
0
0
0
0
0
0
0
0
0
0
0
0
0
0
0
0
0
0
0
0
0
0
0
0
0
0
0
0
0
0
0
0
0
0
0
0
0
0
0
0
0
0
0
0
0
0
0
0
0
0
0
0
0
0
0
0
0
0
0
0
0
0
0
0
0
0
0
0
0
0
0
0
0
0
0
0
0
0
0
0
0
0
0
0
0
0
0
0
0
0
0
0
0
0
0
0
0
0
0
0
0
0
0
0
0
0
0
0
0
0
0
0
0
0
0
0
0
0
0
0
0
0
0
0
0
0
0
0
0
0
0
0
0
0
0
0
0
0
0
0
0
0
0
0
0
0
0
0
0
0
0
0
0
0
0
0
0
0
0
0
0
0
0
0
0
0
0
0
0
0
0
0
0
0
0
0
0
0
0
0
0
0
0
0
0
0
0
0
0
0
0
0
0
0
0
0
0
0
0
0
0
0
0
0
0
0
0
0
0
0
0
0
0
0
0
0
0
0
0
0
0
0
0
0
0
0
0
0
0
0
0
0
0
0
0
0
0
0
0
0
0
0
0
0
0
0
0
0
0
0
0
0
0
0
0
0
0
0
0
0
0
0
0
0
0
0
0
0
0
0
0
0
0
0
0
0
0
0
0
0
0
0
0
0
0
0
0
0
0
0
0
0
0
0
0
0
0
0
0
0
0
0
0
0
0
0
0
0
0
0
0
0
0
0
0
0
0
0
0
0
0
0
0
0
0
0
0
0
0
0
0
0
0
0
0
0
0
0
0
0
0
0
0
0
0
0
0
0
0
0
0
0
0
0
0
0
0
0
0
0
0
0
0
0
0
0
0
0
0
0
0
0
0
0
0
0
0
0
0
0
0
0
0
0
0
0
0
0
0
0
0
0
0
0
0
0
0
0
0
0
0
0
0
0
0
0
0
0
0
0
0
0
0
0
0
0
0
0
0
0
0
0
0
0
0
0
0
0
0
0
0
0
0
0
0
0
0
0
0
0
0
0
0
0
0
0
0
0
0
0
0
0
0
0
0
0
0
0
0
0
0
0
0
0
0
0
0
0
0
0
0
0
0
0
0
0
0
0
0
0
0
0
0
0
0
0
0
0
0
0
0
0
0
0
0
0
0
0
0
0
0
0
0
0
0
0
0
0
0
0
0
0
0
0
0
0
0
0
0
0
0
0
0
0
0
0
0
0
0
0
0
0
0
0
0
0
0
0
0
0
0
0
0
0
0
0
0
0
0
0
0
0
0
0
0
0
0
0
0
0
0
0
0
0
0
0
0
0
0
0
0
0
0
0
0
0
0
0
0
0
0
0
0
0
0
0
0
0
0
0
0
0
0
0
0
0
0
0
0
0
0
0
0
0
0
0
0
0
0
0
0
0
0
0
0
0
0
0
0
0
0
0
0
0
0
0
0
0
0
0
0
0
0
0
0
0
0
0
0
0
0
0
0
0
0
0
0
0
0
0
0
0
0
0
0
0
0
0
0
0
0
0
0
0
0
0
0
0
0
0
0
0
0
0
0
0
0
0
0
0
0
0
0
0
0
0
0
0
0
0
0
0
0
0
0
0
0
0
0
0
0
0
0
0
0
0
0
0
0
0
0
0
0
0
0
0
0
0
0
0
0
0
0
0
0
0
0
0
0
0
0
0
0
0
0
0
0
0
0
0
0
0
0
0
0
0
0
0
0
0
0
0
0
0
0
0
0
0
0
0
0
0
0
0
0
0
0
0
0
0
0
0
0
0
0
0
0
0
0
0
0
0
0
0
0
0
0
0
0
0
0
0
0
0
0
0
0
0
0
0
0
0
0
0
0
0
0
0
0
0
0
0
0
0
0
0
0
0
0
0
0
0
0
0
0
0
0
0
0
0
0
0
0
0
0
0
0
0
0
0
0
0
0
0
0
0
0
0
0
0
0
0
0
0
0
0
0
0
0
0
0
0
0
0
0
0
0
0
0
0
0
0
0
0
0
0
0
0
0
0
0
0
0
0
0
0
0
0
0
0
0
0
0
0
0
0
0
0
0
0
0
0
0
0
0
0
0
0
0
0
0
0
0
0
0
0
0
0
0
0
0
0
0
0
0
0
0
0
0
0
0
0
0
0
0
0
0
0
0
0
0
0
0
0
0
0
0
0
0
0
0
0
0
0
0
0
0
0
0
0
0
0
0
0
0
0
0
0
0
0
0
0
0
0
0
0
0
0
0
0
0
0
0
0
0
0
0
0
0
0
0
0
0
0
0
0
0
0
0
0
0
0
0
0
0
0
0
0
0
0
0
0
0
0
0
0
0
0
0
0
0
0
0
0
0
0
0
0
0
0
0
0
0
0
0
0
0
0
0
0
0
0
0
0
0
0
0
0
0
0
0
0
0
0
0
0
0
0
0
0
0
0
0
0
0
0
0
0
0
0
0
0
0
0
0
0
0
0
0
0
0
0
0
0
0
0
0
0
0
0
0
0
0
0
0
0
0
0
0
0
0
0
0
0
0
0
0
0
0
0
0
0
0
0
0
0
0
0
0
0
0
0
0
0
0
0
0
0
0
0
0
0
0
0
0
0
0
0
0
0
0
0
0
0
0
0
0
0
0
0
0
0
0
0
0
0
0
0
0
0
0
0
0
0
0
0
0
0
0
0
0
0
0
0
0
0
0
0
0
0
0
0
0
0
0
0
0
0
0
0
0
0
0
0
0
0
0
0
0
0
0
0
0
0
0
0
0
0
0
0
0
0
0
0
0
0
0
0
0
0
0
0
0
0
0
0
0
0
0
0
0
0
0
0
0
0
0
0
0
0
0
0
0
0
0
0
0
0
0
0
0
0
0
0
0
0
0
0
0
0
0
0
0
0
0
0
0
0
0
0
0
0
0
0
0
0
0
0
0
0
0
0
0
0
0
0
0
0
0
0
0
0
0
0
0
0
0
0
0
0
0
0
0
0
0
0
0
0
0
0
0
0
0
0
0
0
0
0
0
0
0
0
0
0
0
0
0
0
0
0
0
0
0
0
0
0
0
0
0
0
0
0
0
0
0
0
0
0
0
0
0
0
0
0
0
0
0
0
0
0
0
0
0
0
0
0
0
0
0
0
0
0
0
0
0
0
0
0
0
0
0
0
0
0
0
0
0
0
0
0
0
0
0
0
0
0
0
0
0
0
0
0
0
0
0
0
0
0
0
0
0
0
0
0
0
0
0
0
0
0
0
0
0
0
0
0
0
0
0
0
0
0
0
0
0
0
0
0
0
0
0
0
0
0
0
0
0
0
0
0
0
0
0
0
0
0
0
0
0
0
0
0
0
0
0
0
0
0
0
0
0
0
0
0
0
0
0
0
0
0
0
0
0
0
0
0
0
0
0
0
0
0
0
0
0
0
0
0
0
0
0
0
0
0
0
0
0
0
0
0
0
0
0
0
0
0
0
0
0
0
0
0
0
0
0
0
0
0
0
0
0
0
0
0
0
0
0
0
0
0
0
0
0
0
0
0
0
0
0
0
0
0
0
0
0
0
0
0
0
0
0
0
0
0
0
0
0
0
0
0
0
0
0
0
0
0
0
0
0
0
0
0
0
0
0
0
0
0
0
0
0
0
0
0
0
0
0
0
0
0
0
0
0
0
0
0
0
0
0
0
0
0
0
0
0
0
0
0
0
0
0
0
0
0
0
0
0
0
0
0
0
0
0
0
0
0
0
0
0
0
0
0
0
0
0
0
0
0
0
0
0
0
0
0
0
0
0
0
0
0
0
0
0
0
0
0
0
0
0
0
0
0
0
0
0
0
0
0
0
0
0
0
0
0
0
0
0
0
0
0
0
0
0
0
0
0
0
0
0
0
0
0
0
0
0
0
0
0
0
0
0
0
0
0
0
0
0
0
0
0
0
0
0
0
0
0
0
0
0
0
0
0
0
0
0
0
0
0
0
0
0
0
0
0
0
0
0
0
0
0
0
0
0
0
0
0
0
0
0
0
0
0
0
0
0
0
0
0
0
0
0
0
0
0
0
0
0
0
0
0
0
0
0
0
0
0
0
0
0
0
0
0
0
0
0
0
0
0
0
0
0
0
0
0
0
0
0
0
0
0
0
0
0
0
0
0
0
0
0
0
0
0
0
0
0
0
0
0
0
0
0
0
0
0
0
0
0
0
0
0
0
0
0
0
0
0
0
0
0
0
0
0
0
0
0
0
0
0
0
0
0
0
0
0
0
0
0
0
0
0
0
0
0
0
0
0
0
0
0
0
0
0
0
0
0
0
0
0
0
0
0
0
0
0
0
0
0
0
0
0
0
0
0
0
0
0
0
0
0
0
0
0
0
0
0
0
0
0
0
0
0
0
0
0
0
0
0
0
0
0
0
0
0
0
0
0
0
0
0
0
0
0
0
0
0
0
0
0
0
0
0
0
0
0
0
0
0
0
0
0
0
0
0
0
0
0
0
0
0
0
0
0
0
0
0
0
0
0
0
0
0
0
0
0
0
0
0
0
0
0
0
0
0
0
0
0
0
0
0
0
0
0
0
0
0
0
0
0
0
0
0
0
0
0
0
0
0
0
0
0
0
0
0
0
0
0
0
0
0
0
0
0
0
0
0
0
0
0
0
0
0
0
0
0
0
0
0
0
0
0
0
0
0
0
0
0
0
0
0
0
0
0
0
0
0
0
0
0
0
0
0
0
0
0
0
0
0
0
0
0
0
0
0
0
0
0
0
0
0
0
0
0
0
0
0
0
0
0
0
0
0
0
0
0
0
0
0
0
0
0
0
0
0
0
0
0
0
0
0
0
0
0
0
0
0
0
0
0
0
0
0
0
0
0
0
0
0
0
0
0
0
0
0
0
0
0
0
0
0
0
0
0
0
0
0
0
0
0
0
0
0
0
0
0
0
0
0
0
0
0
0
0
0
0
0
0
0
0
0
0
0
0
0
0
0
0
0
0
0
0
0
0
0
0
0
0
0
0
0
0
0
0
0
0
0
0
0
0
0
0
0
0
0
0
0
0
0
0
0
0
0
0
0
0
0
0
0
0
0
0
0
0
0
0
0
0
0
0
0
0
0
0
0
0
0
0
0
0
0
0
0
0
0
0
0
0
0
0
0
0
0
0
0
0
0
0
0
0
0
0
0
0
0
0
0
0
0
0
0
0
0
0
0
0
0
0
0
0
0
0
0
0
0
0
0
0
0
0
0
0
0
0
0
0
0
0
0
0
0
0
0
0
0
0
0
0
0
0
0
0
0
0
0
0
0
0
0
0
0
0
0
0
0
0
0
0
0
0
0
0
0
0
0
0
0
0
0
0
0
0
0
0
0
0
0
0
0
0
0
0
0
0
0
0
0
0
0
0
0
0
0
0
0
0
0
0
0
0
0
0
0
0
0
0
0
0
0
0
0
0
0
0
0
0
0
0
0
0
0
0
0
0
0
0
0
0
0
0
0
0
0
0
0
0
0
0
0
0
0
0
0
0
0
0
0
0
0
0
0
0
0
0
0
0
0
0
0
0
0
0
0
0
0
0
0
0
0
0
0
0
0
0
0
0
0
0
0
0
0
0
0
0
0
0
0
0
0
0
0
0
0
0
0
0
0
0
0
0
0
0
0
0
0
0
0
0
0
0
0
0
0
0
0
0
0
0
0
0
0
0
0
0
0
0
0
0
0
0
0
0
0
0
0
0
0
0
0
0
0
0
0
0
0
0
0
0
0
0
0
0
0
0
0
0
0
0
0
0
0
0
0
0
0
0
0
0
0
0
0
0
0
0
0
0
0
0
0
0
0
0
0
0
0
0
0
0
0
0
0
0
0
0
0
0
0
0
0
0
0
0
0
0
0
0
0
0
0
0
0
0
0
0
0
0
0
0
0
0
0
0
0
0
0
0
0
0
0
0
0
0
0
0
0
0
0
0
0
0
0
0
0
0
0
0
0
0
0
0
0
0
0
0
0
0
0
0
0
0
0
0
0
0
0
0
0
0
0
0
0
0
0
0
0
0
0
0
0
0
0
0
0
0
0
0
0
0
0
0
0
0
0
0
0
0
0
0
0
0
0
0
0
0
0
0
0
0
0
0
0
0
0
0
0
0
0
0
0
0
0
0
0
0
0
0
0
0
0
0
0
0
0
0
0
0
0
0
0
0
0
0
0
0
0
0
0
0
0
0
0
0
0
0
0
0
0
0
0
0
0
0
0
0
0
0
0
0
0
0
0
0
0
0
0
0
0
0
0
0
0
0
0
0
0
0
0
0
0
0
0
0
0
0
0
0
0
0
0
0
0
0
0
0
0
0
0
0
0
0
0
0
0
0
0
0
0
0
0
0
0
0
0
0
0
0
0
0
0
0
0
0
0
0
0
0
0
0
0
0
0
0
0
0
0
0
0
0
0
0
0
0
0
0
0
0
0
0
0
0
0
0
0
0
0
0
0
0
0
0
0
0
0
0
0
0
0
0
0
0
0
0
0
0
0
0
0
0
0
0
0
0
0
0
0
0
0
0
0
0
0
0
0
0
0
0
0
0
0
0
0
0
0
0
0
0
0
0
0
0
0
0
0
0
0
0
0
0
0
0
0
0
0
0
0
0
0
0
0
0
0
0
0
0
0
0
0
0
0
0
0
0
0
0
0
0
0
0
0
0
0
0
0
0
0
0
0
0
0
0
0
0
0
0
0
0
0
0
0
0
0
0
0
0
0
0
0
0
0
0
0
0
0
0
0
0
0
0
0
0
0
0
0
0
0
0
0
0
0
0
0
0
0
0
0
0
0
0
0
0
0
0
0
0
0
0
0
0
0
0
0
0
0
0
0
0
0
0
0
0
0
0
0
0
0
0
0
0
0
0
0
0
0
0
0
0
0
0
0
0
0
0
0
0
0
0
0
0
0
0
0
0
0
0
0
0
0
0
0
0
0
0
0
0
0
0
0
0
0
0
0
0
0
0
0
0
0
0
0
0
0
0
0
0
0
0
0
0
0
0
0
0
0
0
0
0
0
0
0
0
0
0
0
0
0
0
0
0
0
0
0
0
0
0
0
0
0
0
0
0
0
0
0
0
0
0
0
0
0
0
0
0
0
0
0
0
0
0
0
0
0
0
0
0
0
0
0
0
0
0
0
0
0
0
0
0
0
0
0
0
0
0
0
0
0
0
0
0
0
0
0
0
0
0
0
0
0
0
0
0
0
0
0
0
0
0
0
0
0
0
0
0
0
0
0
0
0
0
0
0
0
0
0
0
0
0
0
0
0
0
0
0
0
0
0
0
0
0
0
0
0
0
0
0
0
0
0
0
0
0
0
0
0
0
0
0
0
0
0
0
0
0
0
0
0
0
0
0
0
0
0
0
0
0
0
0
0
0
0
0
0
0
0
0
0
0
0
0
0
0
0
0
0
0
0
0
0
0
0
0
0
0
0
0
0
0
0
0
0
0
0
0
0
0
0
0
0
0
0
0
0
0
0
0
0
0
0
0
0
0
0
0
0
0
0
0
0
0
0
0
0
0
0
0
0
0
0
0
0
0
0
0
0
0
0
0
0
0
0
0
0
0
0
0
0
0
0
0
0
0
0
0
0
0
0
0
0
0
0
0
0
0
0
0
0
0
0
0
0
0
0
0
0
0
0
0
0
0
0
0
0
0
0
0
0
0
0
0
0
0
0
0
0
0
0
0
0
0
0
0
0
0
0
0
0
0
0
0
0
0
0
0
0
0
0
0
0
0
0
0
0
0
0
0
0
0
0
0
0
0
0
0
0
0
0
0
0
0
0
0
0
0
0
0
0
0
0
0
0
0
0
0
0
0
0
0
0
0
0
0
0
0
0
0
0
0
0
0
0
0
0
0
0
0
0
0
0
0
0
0
0
0
0
0
0
0
0
0
0
0
0
0
0
0
0
0
0
0
0
0
0
0
0
0
0
0
0
0
0
0
0
0
0
0
0
0
0
0
0
0
0
0
0
0
0
0
0
0
0
0
0
0
0
0
0
0
0
0
0
0
0
0
0
0
0
0
0
0
0
0
0
0
0
0
0
0
0
0
0
0
0
0
0
0
0
0
0
0
0
0
0
0
0
0
0
0
0
0
0
0
0
0
0
0
0
0
0
0
0
0
0
0
0
0
0
0
0
0
0
0
0
0
0
0
0
0
0
0
0
0
0
0
0
0
0
0
0
0
0
0
0
0
0
0
0
0
0
0
0
0
0
0
0
0
0
0
0
0
0
0
0
0
0
0
0
0
0
0
0
0
0
0
0
0
0
0
0
0
0
0
0
0
0
0
0
0
0
0
0
0
0
0
0
0
0
0
0
0
0
0
0
0
0
0
0
0
0
0
0
0
0
0
0
0
0
0
0
0
0
0
0
0
0
0
0
0
0
0
0
0
0
0
0
0
0
0
0
0
0
0
0
0
0
0
0
0
0
0
0
0
0
0
0
0
0
0
0
0
0
0
0
0
0
0
0
0
0
0
0
0
0
0
0
0
0
0
0
0
0
0
0
0
0
0
0
0
0
0
0
0
0
0
0
0
0
0
0
0
0
0
0
0
0
0
0
0
0
0
0
0
0
0
0
0
0
0
0
0
0
0
0
0
0
0
0
0
0
0
0
0
0
0
0
0
0
0
0
0
0
0
0
0
0
0
0
0
0
0
0
0
0
0
0
0
0
0
0
0
0
0
0
0
0
0
0
0
0
0
0
0
0
0
0
0
0
0
0
0
0
0
0
0
0
0
0
0
0
0
0
0
0
0
0
0
0
0
0
0
0
0
0
0
0
0
0
0
0
0
0
0
0
0
0
0
0
0
0
0
0
0
0
0
0
0
0
0
0
0
0
0
0
0
0
0
0
0
0
0
0
0
0
0
0
0
0
0
0
0
0
0
0
0
0
0
0
0
0
0
0
0
0
0
0
0
0
0
0
0
0
0
0
0
0
0
0
0
0
0
0
0
0
0
0
0
0
0
0
0
0
0
0
0
0
0
0
0
0
0
0
0
0
0
0
0
0
0
0
0
0
0
0
0
0
0
0
0
0
0
0
0
0
0
0
0
0
0
0
0
0
0
0
0
0
0
0
0
0
0
0
0
0
0
0
0
0
0
0
0
0
0
0
0
0
0
0
0
0
0
0
0
0
0
0
0
0
0
0
0
0
0
0
0
0
0
0
0
0
0
0
0
0
0
0
0
0
0
0
0
0
0
0
0
0
0
0
0
0
0
0
0
0
0
0
0
0
0
0
0
0
0
0
0
0
0
0
0
0
0
0
0
0
0
0
0
0
0
0
0
0
0
0
0
0
0
0
0
0
0
0
0
0
0
0
0
0
0
0
0
0
0
0
0
0
0
0
0
0
0
0
0
0
0
0
0
0
0
0
0
0
0
0
0
0
0
0
0
0
0
0
0
0
0
0
0
0
0
0
0
0
0
0
0
0
0
0
0
0
0
0
0
0
0
0
0
0
0
0
0
0
0
0
0
0
0
0
0
0
0
0
0
0
0
0
0
0
0
0
0
0
0
0
0
0
0
0
0
0
0
0
0
0
0
0
0
0
0
0
0
0
0
0
0
0
0
0
0
0
0
0
0
0
0
0
0
0
0
0
0
0
0
0
0
0
0
0
0
0
0
0
0
0
0
0
0
0
0
0
0
0
0
0
0
0
0
0
0
0
0
0
0
0
0
0
0
0
0
0
0
0
0
0
0
0
0
0
0
0
0
0
0
0
0
0
0
0
0
0
0
0
0
0
0
0
0
0
0
0
0
0
0
0
0
0
0
0
0
0
0
0
0
0
0
0
0
0
0
0
0
0
0
0
0
0
0
0
0
0
0
0
0
0
0
0
0
0
0
0
0
0
0
0
0
0
0
0
0
0
0
0
0
0
0
0
0
0
0
0
0
0
0
0
0
0
0
0
0
0
0
0
0
0
0
0
0
0
0
0
0
0
0
0
0
0
0
0
0
0
0
0
0
0
0
0
0
0
0
0
0
0
0
0
0
0
0
0
0
0
0
0
0
0
0
0
0
0
0
0
0
0
0
0
0
0
0
0
0
0
0
0
0
0
0
0
0
0
0
0
0
0
0
0
0
0
0
0
0
0
0
0
0
0
0
0
0
0
0
0
0
0
0
0
0
0
0
0
0
0
0
0
0
0
0
0
0
0
0
0
0
0
0
0
0
0
0
0
0
0
0
0
0
0
0
0
0
0
0
0
0
0
0
0
0
0
0
0
0
0
0
0
0
0
0
0
0
0
0
0
0
0
0
0
0
0
0
0
0
0
0
0
0
0
0
0
0
0
0
0
0
0
0
0
0
0
0
0
0
0
0
0
0
0
0
0
0
0
0
0
0
0
0
0
0
0
0
0
0
0
0
0
0
0
0
0
0
0
0
0
0
0
0
0
0
0
0
0
0
0
0
0
0
0
0
0
0
0
0
0
0
0
0
0
0
0
0
0
0
0
0
0
0
0
0
0
0
0
0
0
0
0
0
0
0
0
0
0
0
0
0
0
0
0
0
0
0
0
0
0
0
0
0
0
0
0
0
0
0
0
0
0
0
0
0
0
0
0
0
0
0
0
0
0
0
0
0
0
0
0
0
0
0
0
0
0
0
0
0
0
0
0
0
0
0
0
0
0
0
0
0
0
0
0
0
0
0
0
0
0
0
0
0
0
0
0
0
0
0
0
0
0
0
0
0
0
0
0
0
0
0
0
0
0
0
0
0
0
0
0
0
0
0
0
0
0
0
0
0
0
0
0
0
0
0
0
0
0
0
0
0
0
0
0
0
0
0
0
0
0
0
0
0
0
0
0
0
0
0
0
0
0
0
0
0
0
0
0
0
0
0
0
0
0
0
0
0
0
0
0
0
0
0
0
0
0
0
0
0
0
0
0
0
0
0
0
0
0
0
0
0
0
0
0
0
0
0
0
0
0
0
0
0
0
0
0
0
0
0
0
0
0
0
0
0
0
0
0
0
0
0
0
0
0
0
0
0
0
0
0
0
0
0
0
0
0
0
0
0
0
0
0
0
0
0
0
0
0
0
0
0
0
0
0
0
0
0
0
0
0
0
0
0
0
0
0
0
0
0
0
0
0
0
0
0
0
0
0
0
0
0
0
0
0
0
0
0
0
0
0
0
0
0
0
0
0
0
0
0
0
0
0
0
0
0
0
0
0
0
0
0
0
0
0
0
0
0
0
0
0
0
0
0
0
0
0
0
0
0
0
0
0
0
0
0
0
0
0
0
0
0
0
0
0
0
0
0
0
0
0
0
0
0
0
0
0
0
0
0
0
0
0
0
0
0
0
0
0
0
0
0
0
0
0
0
0
0
0
0
0
0
0
0
0
0
0
0
0
0
0
0
0
0
0
0
0
0
0
0
0
0
0
0
0
0
0
0
0
0
0
0
0
0
0
0
0
0
0
0
0
0
0
0
0
0
0
0
0
0
0
0
0
0
0
0
0
0
0
0
0
0
0
0
0
0
0
0
0
0
0
0
0
0
0
0
0
0
0
0
0
0
0
0
0
0
0
0
0
0
0
0
0
0
0
0
0
0
0
0
0
0
0
0
0
0
0
0
0
0
0
0
0
0
0
0
0
0
0
0
0
0
0
0
0
0
0
0
0
0
0
0
0
0
0
0
0
0
0
0
0
0
0
0
0
0
0
0
0
0
0
0
0
0
0
0
0
0
0
0
0
0
0
0
0
0
0
0
0
0
0
0
0
0
0
0
0
0
0
0
0
0
0
0
0
0
0
0
0
0
0
0
0
0
0
0
0
0
0
0
0
0
0
0
0
0
0
0
0
0
0
0
0
0
0
0
0
0
0
0
0
0
0
0
0
0
0
0
0
0
0
0
0
0
0
0
0
0
0
0
0
0
0
0
0
0
0
0
0
0
0
0
0
0
0
0
0
0
0
0
0
0
0
0
0
0
0
0
0
0
0
0
0
0
0
0
0
0
0
0
0
0
0
0
0
0
0
0
0
0
0
0
0
0
0
0
0
0
0
0
0
0
0
0
0
0
0
0
0
0
0
0
0
0
0
0
0
0
0
0
0
0
0
0
0
0
0
0
0
0
0
0
0
0
0
0
0
0
0
0
0
0
0
0
0
0
0
0
0
0
0
0
0
0
0
0
0
0
0
0
0
0
0
0
0
0
0
0
0
0
0
0
0
0
0
0
0
0
0
0
0
0
0
0
0
0
0
0
0
0
0
0
0
0
0
0
0
0
0
0
0
0
0
0
0
0
0
0
0
0
0
0
0
0
0
0
0
0
0
0
0
0
0
0
0
0
0
0
0
0
0
0
0
0
0
0
0
0
0
0
0
0
0
0
0
0
0
0
0
0
0
0
0
0
0
0
0
0
0
0
0
0
0
0
0
0
0
0
0
0
0
0
0
0
0
0
0
0
0
0
0
0
0
0
0
0
0
0
0
0
0
0
0
0
0
0
0
0
0
0
0
0
0
0
0
0
0
0
0
0
0
0
0
0
0
0
0
0
0
0
0
0
0
0
0
0
0
0
0
0
0
0
0
0
0
0
0
0
0
0
0
0
0
0
0
0
0
0
0
0
0
0
0
0
0
0
0
0
0
0
0
0
0
0
0
0
0
0
0
0
0
0
0
0
0
0
0
0
0
0
0
0
0
0
0
0
0
0
0
0
0
0
0
0
0
0
0
0
0
0
0
0
0
0
0
0
0
0
0
0
0
0
0
0
0
0
0
0
0
0
0
0
0
0
0
0
0
0
0
0
0
0
0
0
0
0
0
0
0
0
0
0
0
0
0
0
0
0
0
0
0
0
0
0
0
0
0
0
0
0
0
0
0
0
0
0
0
0
0
0
0
0
0
0
0
0
0
0
0
0
0
0
0
0
0
0
0
0
0
0
0
0
0
0
0
0
0
0
0
0
0
0
0
0
0
0
0
0
0
0
0
0
0
0
0
0
0
0
0
0
0
0
0
0
0
0
0
0
0
0
0
0
0
0
0
0
0
0
0
0
0
0
0
0
0
0
0
0
0
0
0
0
0
0
0
0
0
0
0
0
0
0
0
0
0
0
0
0
0
0
0
0
0
0
0
0
0
0
0
0
0
0
0
0
0
0
0
0
0
0
0
0
0
0
0
0
0
0
0
0
0
0
0
0
0
0
0
0
0
0
0
0
0
0
0
0
0
0
0
0
0
0
0
0
0
0
0
0
0
0
0
0
0
0
0
0
0
0
0
0
0
0
0
0
0
0
0
0
0
0
0
0
0
0
0
0
0
0
0
0
0
0
0
0
0
0
0
0
0
0
0
0
0
0
0
0
0
0
0
0
0
0
0
0
0
0
0
0
0
0
0
0
0
0
0
0
0
0
0
0
0
0
0
0
0
0
0
0
0
0
0
0
0
0
0
0
0
0
0
0
0
0
0
0
0
0
0
0
0
0
0
0
0
0
0
0
0
0
0
0
0
0
0
0
0
0
0
0
0
0
0
0
0
0
0
0
0
0
0
0
0
0
0
0
0
0
0
0
0
0
0
0
0
0
0
0
0
0
0
0
0
0
0
0
0
0
0
0
0
0
0
0
0
0
0
0
0
0
0
0
0
0
0
0
0
0
0
0
0
0
0
0
0
0
0
0
0
0
0
0
0
0
0
0
0
0
0
0
0
0
0
0
0
0
0
0
0
0
0
0
0
0
0
0
0
0
0
0
0
0
0
0
0
0
0
0
0
0
0
0
0
0
0
0
0
0
0
0
0
0
0
0
0
0
0
0
0
0
0
0
0
0
0
0
0
0
0
0
0
0
0
0
0
0
0
0
0
0
0
0
0
0
0
0
0
0
0
0
0
0
0
0
0
0
0
0
0
0
0
0
0
0
0
0
0
0
0
0
0
0
0
0
0
0
0
0
0
0
0
0
0
0
0
0
0
0
0
0
0
0
0
0
0
0
0
0
0
0
0
0
0
0
0
0
0
0
0
0
0
0
0
0
0
0
0
0
0
0
0
0
0
0
0
0
0
0
0
0
0
0
0
0
0
0
0
0
0
0
0
0
0
0
0
0
0
0
0
0
0
0
0
0
0
0
0
0
0
0
0
0
0
0
0
0
0
0
0
0
0
0
0
0
0
0
0
0
0
0
0
0
0
0
0
0
0
0
0
0
0
0
0
0
0
0
0
0
0
0
0
0
0
0
0
0
0
0
0
0
0
0
0
0
0
0
0
0
0
0
0
0
0
0
0
0
0
0
0
0
0
0
0
0
0
0
0
0
0
0
0
0
0
0
0
0
0
0
0
0
0
0
0
0
0
0
0
0
0
0
0
0
0
0
0
0
0
0
0
0
0
0
0
0
0
0
0
0
0
0
0
0
0
0
0
0
0
0
0
0
0
0
0
0
0
0
0
0
0
0
0
0
0
0
0
0
0
0
0
0
0
0
0
0
0
0
0
0
0
0
0
0
0
0
0
0
0
0
0
0
0
0
0
0
0
0
0
0
0
0
0
0
0
0
0
0
0
0
0
0
0
0
0
0
0
0
0
0
0
0
0
0
0
0
0
0
0
0
0
0
0
0
0
0
0
0
0
0
0
0
0
0
0
0
0
0
0
0
0
0
0
0
0
0
0
0
0
0
0
0
0
0
0
0
0
0
0
0
0
0
0
0
0
0
0
0
0
0
0
0
0
0
0
0
0
0
0
0
0
0
0
0
0
0
0
0
0
0
0
0
0
0
0
0
0
0
0
0
0
0
0
0
0
0
0
0
0
0
0
0
0
0
0
0
0
0
0
0
0
0
0
0
0
0
0
0
0
0
0
0
0
0
0
0
0
0
0
0
0
0
0
0
0
0
0
0
0
0
0
0
0
0
0
0
0
0
0
0
0
0
0
0
0
0
0
0
0
0
0
0
0
0
0
0
0
0
0
0
0
0
0
0
0
0
0
0
0
0
0
0
0
0
0
0
0
0
0
0
0
0
0
0
0
0
0
0
0
0
0
0
0
0
0
0
0
0
0
0
0
0
0
0
0
0
0
0
0
0
0
0
0
0
0
0
0
0
0
0
0
0
0
0
0
0
0
0
0
0
0
0
0
0
0
0
0
0
0
0
0
0
0
0
0
0
0
0
0
0
0
0
0
0
0
0
0
0
0
0
0
0
0
0
0
0
0
0
0
0
0
0
0
0
0
0
0
0
0
0
0
0
0
0
0
0
0
0
0
0
0
0
0
0
0
0
0
0
0
0
0
0
0
0
0
0
0
0
0
0
0
0
0
0
0
0
0
0
0
0
0
0
0
0
0
0
0
0
0
0
0
0
0
0
0
0
0
0
0
0
0
0
0
0
0
0
0
0
0
0
0
0
0
0
0
0
0
0
0
0
0
0
0
0
0
0
0
0
0
0
0
0
0
0
0
0
0
0
0
0
0
0
0
0
0
0
0
0
0
0
0
0
0
0
0
0
0
0
0
0
0
0
0
0
0
0
0
0
0
0
0
0
0
0
0
0
0
0
0
0
0
0
0
0
0
0
0
0
0
0
0
0
0
0
0
0
0
0
0
0
0
0
0
0
0
0
0
0
0
0
0
0
0
0
0
0
0
0
0
0
0
0
0
0
0
0
0
0
0
0
0
0
0
0
0
0
0
0
0
0
0
0
0
0
0
0
0
0
0
0
0
0
0
0
0
0
0
0
0
0
0
0
0
0
0
0
0
0
0
0
0
0
0
0
0
0
0
0
0
0
0
0
0
0
0
0
0
0
0
0
0
0
0
0
0
0
0
0
0
0
0
0
0
0
0
0
0
0
0
0
0
0
0
0
0
0
0
0
0
0
0
0
0
0
0
0
0
0
0
0
0
0
0
0
0
0
0
0
0
0
0
0
0
0
0
0
0
0
0
0
0
0
0
0
0
0
0
0
0
0
0
0
0
0
0
0
0
0
0
0
0
0
0
0
0
0
0
0
0
0
0
0
0
0
0
0
0
0
0
0
0
0
0
0
0
0
0
0
0
0
0
0
0
0
0
0
0
0
0
0
0
0
0
0
0
0
0
0
0
0
0
0
0
0
0
0
0
0
0
0
0
0
0
0
0
0
0
0
0
0
0
0
0
0
0
0
0
0
0
0
0
0
0
0
0
0
0
0
0
0
0
0
0
0
0
0
0
0
0
0
0
0
0
0
0
0
0
0
0
0
0
0
0
0
0
0
0
0
0
0
0
0
0
0
0
0
0
0
0
0
0
0
0
0
0
0
0
0
0
0
0
0
0
0
0
0
0
0
0
0
0
0
0
0
0
0
0
0
0
0
0
0
0
0
0
0
0
0
0
0
0
0
0
0
0
0
0
0
0
0
0
0
0
0
0
0
0
0
0
0
0
0
0
0
0
0
0
0
0
0
0
0
0
0
0
0
0
0
0
0
0
0
0
0
0
0
0
0
0
0
0
0
0
0
0
0
0
0
0
0
0
0
0
0
0
0
0
0
0
0
0
0
0
0
0
0
0
0
0
0
0
0
0
0
0
0
0
0
0
0
0
0
0
0
0
0
0
0
0
0
0
0
0
0
0
0
0
0
0
0
0
0
0
0
0
0
0
0
0
0
0
0
0
0
0
0
0
0
0
0
0
0
0
0
0
0
0
0
0
0
0
0
0
0
0
0
0
0
0
0
0
0
0
0
0
0
0
0
0
0
0
0
0
0
0
0
0
0
0
0
0
0
0
0
0
0
0
0
0
0
0
0
0
0
0
0
0
0
0
0
0
0
0
0
0
0
0
0
0
0
0
0
0
0
0
0
0
0
0
0
0
0
0
0
0
0
0
0
0
0
0
0
0
0
0
0
0
0
0
0
0
0
0
0
0
0
0
0
0
0
0
0
0
0
0
0
0
0
0
0
0
0
0
0
0
0
0
0
0
0
0
0
0
0
0
0
0
0
0
0
0
0
0
0
0
0
0
0
0
0
0
0
0
0
0
0
0
0
0
0
0
0
0
0
0
0
0
0
0
0
0
0
0
0
0
0
0
0
0
0
0
0
0
0
0
0
0
0
0
0
0
0
0
0
0
0
0
0
0
0
0
0
0
0
0
0
0
0
0
0
0
0
0
0
0
0
0
0
0
0
0
0
0
0
0
0
0
0
0
0
0
0
0
0
0
0
0
0
0
0
0
0
0
0
0
0
0
0
0
0
0
0
0
0
0
0
0
0
0
0
0
0
0
0
0
0
0
0
0
0
0
0
0
0
0
0
0
0
0
0
0
0
0
0
0
0
0
0
0
0
0
0
0
0
0
0
0
0
0
0
0
0
0
0
0
0
0
0
0
0
0
0
0
0
0
0
0
0
0
0
0
0
0
0
0
0
0
0
0
0
0
0
0
0
0
0
0
0
0
0
0
0
0
0
0
0
0
0
0
0
0
0
0
0
0
0
0
0
0
0
0
0
0
0
0
0
0
0
0
0
0
0
0
0
0
0
0
0
0
0
0
0
0
0
0
0
0
0
0
0
0
0
0
0
0
0
0
0
0
0
0
0
0
0
0
0
0
0
0
0
0
0
0
0
0
0
0
0
0
0
0
0
0
0
0
0
0
0
0
0
0
0
0
0
0
0
0
0
0
0
0
0
0
0
0
0
0
0
0
0
0
0
0
0
0
0
0
0
0
0
0
0
0
0
0
0
0
0
0
0
0
0
0
0
0
0
0
0
0
0
0
0
0
0
0
0
0
0
0
0
0
0
0
0
0
0
0
0
0
0
0
0
0
0
0
0
0
0
0
0
0
0
0
0
0
0
0
0
0
0
0
0
0
0
0
0
0
0
0
0
0
0
0
0
0
0
0
0
0
0
0
0
0
0
0
0
0
0
0
0
0
0
0
0
0
0
0
0
0
0
0
0
0
0
0
0
0
0
0
0
0
0
0
0
0
0
0
0
0
0
0
0
0
0
0
0
0
0
0
0
0
0
0
0
0
0
0
0
0
0
0
0
0
0
0
0
0
0
0
0
0
0
0
0
0
0
0
0
0
0
0
0
0
0
0
0
0
0
0
0
0
0
0
0
0
0
0
0
0
0
0
0
0
0
0
0
0
0
0
0
0
0
0
0
0
0
0
0
0
0
0
0
0
0
0
0
0
0
0
0
0
0
0
0
0
0
0
0
0
0
0
0
0
0
0
0
0
0
0
0
0
0
0
0
0
0
0
0
0
0
0
0
0
0
0
0
0
0
0
0
0
0
0
0
0
0
0
0
0
0
0
0
0
0
0
0
0
0
0
0
0
0
0
0
0
0
0
0
0
0
0
0
0
0
0
0
0
0
0
0
0
0
0
0
0
0
0
0
0
0
0
0
0
0
0
0
0
0
0
0
0
0
0
0
0
0
0
0
0
0
0
0
0
0
0
0
0
0
0
0
0
0
0
0
0
0
0
0
0
0
0
0
0
0
0
0
0
0
0
0
0
0
0
0
0
0
0
0
0
0
0
0
0
0
0
0
0
0
0
0
0
0
0
0
0
0
0
0
0
0
0
0
0
0
0
0
0
0
0
0
0
0
0
0
0
0
0
0
0
0
0
0
0
0
0
0
0
0
0
0
0
0
0
0
0
0
0
0
0
0
0
0
0
0
0
0
0
0
0
0
0
0
0
0
0
0
0
0
0
0
0
0
0
0
0
0
0
0
0
0
0
0
0
0
0
0
0
0
0
0
0
0
0
0
0
0
0
0
0
0
0
0
0
0
0
0
0
0
0
0
0
0
0
0
0
0
0
0
0
0
0
0
0
0
0
0
0
0
0
0
0
0
0
0
0
0
0
0
0
0
0
0
0
0
0
0
0
0
0
0
0
0
0
0
0
0
0
0
0
0
0
0
0
0
0
0
0
0
0
0
0
0
0
0
0
0
0
0
0
0
0
0
0
0
0
0
0
0
0
0
0
0
0
0
0
0
0
0
0
0
0
0
0
0
0
0
0
0
0
0
0
0
0
0
0
0
0
0
0
0
0
0
0
0
0
0
0
0
0
0
0
0
0
0
0
0
0
0
0
0
0
0
0
0
0
0
0
0
0
0
0
0
0
0
0
0
0
0
0
0
0
0
0
0
0
0
0
0
0
0
0
0
0
0
0
0
0
0
0
0
0
0
0
0
0
0
0
0
0
0
0
0
0
0
0
0
0
0
0
0
0
0
0
0
0
0
0
0
0
0
0
0
0
0
0
0
0
0
0
0
0
0
0
0
0
0
0
0
0
0
0
0
0
0
0
0
0
0
0
0
0
0
0
0
0
0
0
0
0
0
0
0
0
0
0
0
0
0
0
0
0
0
0
0
0
0
0
0
0
0
0
0
0
0
0
0
0
0
0
0
0
0
0
0
0
0
0
0
0
0
0
0
0
0
0
0
0
0
0
0
0
0
0
0
0
0
0
0
0
0
0
0
0
0
0
0
0
0
0
0
0
0
0
0
0
0
0
0
0
0
0
0
0
0
0
0
0
0
0
0
0
0
0
0
0
0
0
0
0
0
0
0
0
0
0
0
0
0
0
0
0
0
0
0
0
0
0
0
0
0
0
0
0
0
0
0
0
0
0
0
0
0
0
0
0
0
0
0
0
0
0
0
0
0
0
0
0
0
0
0
0
0
0
0
0
0
0
0
0
0
0
0
0
0
0
0
0
0
0
0
0
0
0
0
0
0
0
0
0
0
0
0
0
0
0
0
0
0
0
0
0
0
0
0
0
0
0
0
0
0
0
0
0
0
0
0
0
0
0
0
0
0
0
0
0
0
0
0
0
0
0
0
0
0
0
0
0
0
0
0
0
0
0
0
0
0
0
0
0
0
0
0
0
0
0
0
0
0
0
0
0
0
0
0
0
0
0
0
0
0
0
0
0
0
0
0
0
0
0
0
0
0
0
0
0
0
0
0
0
0
0
0
0
0
0
0
0
0
0
0
0
0
0
0
0
0
0
0
0
0
0
0
0
0
0
0
0
0
0
0
0
0
0
0
0
0
0
0
0
0
0
0
0
0
0
0
0
0
0
0
0
0
0
0
0
0
0
0
0
0
0
0
0
0
0
0
0
0
0
0
0
0
0
0
0
0
0
0
0
0
0
0
0
0
0
0
0
0
0
0
0
0
0
0
0
0
0
0
0
0
0
0
0
0
0
0
0
0
0
0
0
0
0
0
0
0
0
0
0
0
0
0
0
0
0
0
0
0
0
0
0
0
0
0
0
0
0
0
0
0
0
0
0
0
0
0
0
0
0
0
0
0
0
0
0
0
0
0
0
0
0
0
0
0
0
0
0
0
0
0
0
0
0
0
0
0
0
0
0
0
0
0
0
0
0
0
0
0
0
0
0
0
0
0
0
0
0
0
0
0
0
0
0
0
0
0
0
0
0
0
0
0
0
0
0
0
0
0
0
0
0
0
0
0
0
0
0
0
0
0
0
0
0
0
0
0
0
0
0
0
0
0
0
0
0
0
0
0
0
0
0
0
0
0
0
0
0
0
0
0
0
0
0
0
0
0
0
0
0
0
0
0
0
0
0
0
0
0
0
0
0
0
0
0
0
0
0
0
0
0
0
0
0
0
0
0
0
0
0
0
0
0
0
0
0
0
0
0
0
0
0
0
0
0
0
0
0
0
0
0
0
0
0
0
0
0
0
0
0
0
0
0
0
0
0
0
0
0
0
0
0
0
0
0
0
0
0
0
0
0
0
0
0
0
0
0
0
0
0
0
0
0
0
0
0
0
0
0
0
0
0
0
0
0
0
0
0
0
0
0
0
0
0
0
0
0
0
0
0
0
0
0
0
0
0
0
0
0
0
0
0
0
0
0
0
0
0
0
0
0
0
0
0
0
0
0
0
0
0
0
0
0
0
0
0
0
0
0
0
0
0
0
0
0
0
0
0
0
0
0
0
0
0
0
0
0
0
0
0
0
0
0
0
0
0
0
0
0
0
0
0
0
0
0
0
0
0
0
0
0
0
0
0
0
0
0
0
0
0
0
0
0
0
0
0
0
0
0
0
0
0
0
0
0
0
0
0
0
0
0
0
0
0
0
0
0
0
0
0
0
0
0
0
0
0
0
0
0
0
0
0
0
0
0
0
0
0
0
0
0
0
0
0
0
0
0
0
0
0
0
0
0
0
0
0
0
0
0
0
0
0
0
0
0
0
0
0
0
0
0
0
0
0
0
0
0
0
0
0
0
0
0
0
0
0
0
0
0
0
0
0
0
0
0
0
0
0
0
0
0
0
0
0
0
0
0
0
0
0
0
0
0
0
0
0
0
0
0
0
0
0
0
0
0
0
0
0
0
0
0
0
0
0
0
0
0
0
0
0
0
0
0
0
0
0
0
0
0
0
0
0
0
0
0
0
0
0
0
0
0
0
0
0
0
0
0
0
0
0
0
0
0
0
0
0
0
0
0
0
0
0
0
0
0
0
0
0
0
0
0
0
0
0
0
0
0
0
0
0
0
0
0
0
0
0
0
0
0
0
0
0
0
0
0
0
0
0
0
0
0
0
0
0
0
0
0
0
0
0
0
0
0
0
0
0
0
0
0
0
0
0
0
0
0
0
0
0
0
0
0
0
0
0
0
0
0
0
0
0
0
0
0
0
0
0
0
0
0
0
0
0
0
0
0
0
0
0
0
0
0
0
0
0
0
0
0
0
0
0
0
0
0
0
0
0
0
0
0
0
0
0
0
0
0
0
0
0
0
0
0
0
0
0
0
0
0
0
0
0
0
0
0
0
0
0
0
0
0
0
0
0
0
0
0
0
0
0
0
0
0
0
0
0
0
0
0
0
0
0
0
0
0
0
0
0
0
0
0
0
0
0
0
0
0
0
0
0
0
0
0
0
0
0
0
0
0
0
0
0
0
0
0
0
0
0
0
0
0
0
0
0
0
0
0
0
0
0
0
0
0
0
0
0
0
0
0
0
0
0
0
0
0
0
0
0
0
0
0
0
0
0
0
0
0
0
0
0
0
0
0
0
0
0
0
0
0
0
0
0
0
0
0
0
0
0
0
0
0
0
0
0
0
0
0
0
0
0
0
0
0
0
0
0
0
0
0
0
0
0
0
0
0
0
0
0
0
0
0
0
0
0
0
0
0
0
0
0
0
0
0
0
0
0
0
0
0
0
0
0
0
0
0
0
0
0
0
0
0
0
0
0
0
0
0
0
0
0
0
0
0
0
0
0
0
0
0
0
0
0
0
0
0
0
0
0
0
0
0
0
0
0
0
0
0
0
0
0
0
0
0
0
0
0
0
0
0
0
0
0
0
0
0
0
0
0
0
0
0
0
0
0
0
0
0
0
0
0
0
0
0
0
0
0
0
0
0
0
0
0
0
0
0
0
0
0
0
0
0
0
0
0
0
0
0
0
0
0
0
0
0
0
0
0
0
0
0
0
0
0
0
0
0
0
0
0
0
0
0
0
0
0
0
0
0
0
0
0
0
0
0
0
0
0
0
0
0
0
0
0
0
0
0
0
0
0
0
0
0
0
0
0
0
0
0
0
0
0
0
0
0
0
0
0
0
0
0
0
0
0
0
0
0
0
0
0
0
0
0
0
0
0
0
0
0
0
0
0
0
0
0
0
0
0
0
0
0
0
0
0
0
0
0
0
0
0
0
0
0
0
0
0
0
0
0
0
0
0
0
0
0
0
0
0
0
0
0
0
0
0
0
0
0
0
0
0
0
0
0
0
0
0
0
0
0
0
0
0
0
0
0
0
0
0
0
0
0
0
0
0
0
0
0
0
0
0
0
0
0
0
0
0
0
0
0
0
0
0
0
0
0
0
0
0
0
0
0
0
0
0
0
0
0
0
0
0
0
0
0
0
0
0
0
0
0
0
0
0
0
0
0
0
0
0
0
0
0
0
0
0
0
0
0
0
0
0
0
0
0
0
0
0
0
0
0
0
0
0
0
0
0
0
0
0
0
0
0
0
0
0
0
0
0
0
0
0
0
0
0
0
0
0
0
0
0
0
0
0
0
0
0
0
0
0
0
0
0
0
0
0
0
0
0
0
0
0
0
0
0
0
0
0
0
0
0
0
0
0
0
0
0
0
0
0
0
0
0
0
0
0
0
0
0
0
0
0
0
0
0
0
0
0
0
0
0
0
0
0
0
0
0
0
0
0
0
0
0
0
0
0
0
0
0
0
0
0
0
0
0
0
0
0
0
0
0
0
0
0
0
0
0
0
0
0
0
0
0
0
0
0
0
0
0
0
0
0
0
0
0
0
0
0
0
0
0
0
0
0
0
0
0
0
0
0
0
0
0
0
0
0
0
0
0
0
0
0
0
0
0
0
0
0
0
0
0
0
0
0
0
0
0
0
0
0
0
0
0
0
0
0
0
0
0
0
0
0
0
0
0
0
0
0
0
0
0
0
0
0
0
0
0
0
0
0
0
0
0
0
0
0
0
0
0
0
0
0
0
0
0
0
0
0
0
0
0
0
0
0
0
0
0
0
0
0
0
0
0
0
0
0
0
0
0
0
0
0
0
0
0
0
0
0
0
0
0
0
0
0
0
0
0
0
0
0
0
0
0
0
0
0
0
0
0
0
0
0
0
0
0
0
0
0
0
0
0
0
0
0
0
0
0
0
0
0
0
0
0
0
0
0
0
0
0
0
0
0
0
0
0
0
0
0
0
0
0
0
0
0
0
0
0
0
0
0
0
0
0
0
0
0
0
0
0
0
0
0
0
0
0
0
0
0
0
0
0
0
0
0
0
0
0
0
0
0
0
0
0
0
0
0
0
0
0
0
0
0
0
0
0
0
0
0
0
0
0
0
0
0
0
0
0
0
0
0
0
0
0
0
0
0
0
0
0
0
0
0
0
0
0
0
0
0
0
0
0
0
0
0
0
0
0
0
0
0
0
0
0
0
0
0
0
0
0
0
0
0
0
0
0
0
0
0
0
0
0
0
0
0
0
0
0
0
0
0
0
0
0
0
0
0
0
0
0
0
0
0
0
0
0
0
0
0
0
0
0
0
0
0
0
0
0
0
0
0
0
0
0
0
0
0
0
0
0
0
0
0
0
0
0
0
0
0
0
0
0
0
0
0
0
0
0
0
0
0
0
0
0
0
0
0
0
0
0
0
0
0
0
0
0
0
0
0
0
0
0
0
0
0
0
0
0
0
0
0
0
0
0
0
0
0
0
0
0
0
0
0
0
0
0
0
0
0
0
0
0
0
0
0
0
0
0
0
0
0
0
0
0
0
0
0
0
0
0
0
0
0
0
0
0
0
0
0
0
0
0
0
0
0
0
0
0
0
0
0
0
0
0
0
0
0
0
0
0
0
0
0
0
0
0
0
0
0
0
0
0
0
0
0
0
0
0
0
0
0
0
0
0
0
0
0
0
0
0
0
0
0
0
0
0
0
0
0
0
0
0
0
0
0
0
0
0
0
0
0
0
0
0
0
0
0
0
0
0
0
0
0
0
0
0
0
0
0
0
0
0
0
0
0
0
0
0
0
0
0
0
0
0
0
0
0
0
0
0
0
0
0
0
0
0
0
0
0
0
0
0
0
0
0
0
0
0
0
0
0
0
0
0
0
0
0
0
0
0
0
0
0
0
0
0
0
0
0
0
0
0
0
0
0
0
0
0
0
0
0
0
0
0
0
0
0
0
0
0
0
0
0
0
0
0
0
0
0
0
0
0
0
0
0
0
0
0
0
0
0
0
0
0
0
0
0
0
0
0
0
0
0
0
0
0
0
0
0
0
0
0
0
0
0
0
0
0
0
0
0
0
0
0
0
0
0
0
0
0
0
0
0
0
0
0
0
0
0
0
0
0
0
0
0
0
0
0
0
0
0
0
0
0
0
0
0
0
0
0
0
0
0
0
0
0
0
0
0
0
0
0
0
0
0
0
0
0
0
0
0
0
0
0
0
0
0
0
0
0
0
0
0
0
0
0
0
0
0
0
0
0
0
0
0
0
0
0
0
0
0
0
0
0
0
0
0
0
0
0
0
0
0
0
0
0
0
0
0
0
0
0
0
0
0
0
0
0
0
0
0
0
0
0
0
0
0
0
0
0
0
0
0
0
0
0
0
0
0
0
0
0
0
0
0
0
0
0
0
0
0
0
0
0
0
0
0
0
0
0
0
0
0
0
0
0
0
0
0
0
0
0
0
0
0
0
0
0
0
0
0
0
0
0
0
0
0
0
0
0
0
0
0
0
0
0
0
0
0
0
0
0
0
0
0
0
0
0
0
0
0
0
0
0
0
0
0
0
0
0
0
0
0
0
0
0
0
0
0
0
0
0
0
0
0
0
0
0
0
0
0
0
0
0
0
0
0
0
0
0
0
0
0
0
0
0
0
0
0
0
0
0
0
0
0
0
0
0
0
0
0
0
0
0
0
0
0
0
0
0
0
0
0
0
0
0
0
0
0
0
0
0
0
0
0
0
0
0
0
0
0
0
0
0
0
0
0
0
0
0
0
0
0
0
0
0
0
0
0
0
0
0
0
0
0
0
0
0
0
0
0
0
0
0
0
0
0
0
0
0
0
0
0
0
0
0
0
0
0
0
0
0
0
0
0
0
0
0
0
0
0
0
0
0
0
0
0
0
0
0
0
0
0
0
0
0
0
0
0
0
0
0
0
0
0
0
0
0
0
0
0
0
0
0
0
0
0
0
0
0
0
0
0
0
0
0
0
0
0
0
0
0
0
0
0
0
0
0
0
0
0
0
0
0
0
0
0
0
0
0
0
0
0
0
0
0
0
0
0
0
0
0
0
0
0
0
0
0
0
0
0
0
0
0
0
0
0
0
0
0
0
0
0
0
0
0
0
0
0
0
0
0
0
0
0
0
0
0
0
0
0
0
0
0
0
0
0
0
0
0
0
0
0
0
0
0
0
0
0
0
0
0
0
0
0
0
0
0
0
0
0
0
0
0
0
0
0
0
0
0
0
0
0
0
0
0
0
0
0
0
0
0
0
0
0
0
0
0
0
0
0
0
0
0
0
0
0
0
0
0
0
0
0
0
0
0
0
0
0
0
0
0
0
0
0
0
0
0
0
0
0
0
0
0
0
0
0
0
0
0
0
0
0
0
0
0
0
0
0
0
0
0
0
0
0
0
0
0
0
0
0
0
0
0
0
0
0
0
0
0
0
0
0
0
0
0
0
0
0
0
0
0
0
0
0
0
0
0
0
0
0
0
0
0
0
0
0
0
0
0
0
0
0
0
0
0
0
0
0
0
0
0
0
0
0
0
0
0
0
0
0
0
0
0
0
0
0
0
0
0
0
0
0
0
0
0
0
0
0
0
0
0
0
0
0
0
0
0
0
0
0
0
0
0
0
0
0
0
0
0
0
0
0
0
0
0
0
0
0
0
0
0
0
0
0
0
0
0
0
0
0
0
0
0
0
0
0
0
0
0
0
0
0
0
0
0
0
0
0
0
0
0
0
0
0
0
0
0
0
0
0
0
0
0
0
0
0
0
0
0
0
0
0
0
0
0
0
0
0
0
0
0
0
0
0
0
0
0
0
0
0
0
0
0
0
0
0
0
0
0
0
0
0
0
0
0
0
0
0
0
0
0
0
0
0
0
0
0
0
0
0
0
0
0
0
0
0
0
0
0
0
0
0
0
0
0
0
0
0
0
0
0
0
0
0
0
0
0
0
0
0
0
0
0
0
0
0
0
0
0
0
0
0
0
0
0
0
0
0
0
0
0
0
0
0
0
0
0
0
0
0
0
0
0
0
0
0
0
0
0
0
0
0
0
0
0
0
0
0
0
0
0
0
0
0
0
0
0
0
0
0
0
0
0
0
0
0
0
0
0
0
0
0
0
0
0
0
0
0
0
0
0
0
0
0
0
0
0
0
0
0
0
0
0
0
0
0
0
0
0
0
0
0
0
0
0
0
0
0
0
0
0
0
0
0
0
0
0
0
0
0
0
0
0
0
0
0
0
0
0
0
0
0
0
0
0
0
0
0
0
0
0
0
0
0
0
0
0
0
0
0
0
0
0
0
0
0
0
0
0
0
0
0
0
0
0
0
0
0
0
0
0
0
0
0
0
0
0
0
0
0
0
0
0
0
0
0
0
0
0
0
0
0
0
0
0
0
0
0
0
0
0
0
0
0
0
0
0
0
0
0
0
0
0
0
0
0
0
0
0
0
0
0
0
0
0
0
0
0
0
0
0
0
0
0
0
0
0
0
0
0
0
0
0
0
0
0
0
0
0
0
0
0
0
0
0
0
0
0
0
0
0
0
0
0
0
0
0
0
0
0
0
0
0
0
0
0
0
0
0
0
0
0
0
0
0
0
0
0
0
0
0
0
0
0
0
0
0
0
0
0
0
0
0
0
0
0
0
0
0
0
0
0
0
0
0
0
0
0
0
0
0
0
0
0
0
0
0
0
0
0
0
0
0
0
0
0
0
0
0
0
0
0
0
0
0
0
0
0
0
0
0
0
0
0
0
0
0
0
0
0
0
0
0
0
0
0
0
0
0
0
0
0
0
0
0
0
0
0
0
0
0
0
0
0
0
0
0
0
0
0
0
0
0
0
0
0
0
0
0
0
0
0
0
0
0
0
0
0
0
0
0
0
0
0
0
0
0
0
0
0
0
0
0
0
0
0
0
0
0
0
0
0
0
0
0
0
0
0
0
0
0
0
0
0
0
0
0
0
0
0
0
0
0
0
0
0
0
0
0
0
0
0
0
0
0
0
0
0
0
0
0
0
0
0
0
0
0
0
0
0
0
0
0
0
0
0
0
0
0
0
0
0
0
0
0
0
0
0
0
0
0
0
0
0
0
0
0
0
0
0
0
0
0
0
0
0
0
0
0
0
0
0
0
0
0
0
0
0
0
0
0
0
0
0
0
0
0
0
0
0
0
0
0
0
0
0
0
0
0
0
0
0
0
0
0
0
0
0
0
0
0
0
0
0
0
0
0
0
0
0
0
0
0
0
0
0
0
0
0
0
0
0
0
0
0
0
0
0
0
0
0
0
0
0
0
0
0
0
0
0
0
0
0
0
0
0
0
0
0
0
0
0
0
0
0
0
0
0
0
0
0
0
0
0
0
0
0
0
0
0
0
0
0
0
0
0
0
0
0
0
0
0
0
0
0
0
0
0
0
0
0
0
0
0
0
0
0
0
0
0
0
0
0
0
0
0
0
0
0
0
0
0
0
0
0
0
0
0
0
0
0
0
0
0
0
0
0
0
0
0
0
0
0
0
0
0
0
0
0
0
0
0
0
0
0
0
0
0
0
0
0
0
0
0
0
0
0
0
0
0
0
0
0
0
0
0
0
0
0
0
0
0
0
0
0
0
0
0
0
0
0
0
0
0
0
0
0
0
0
0
0
0
0
0
0
0
0
0
0
0
0
0
0
0
0
0
0
0
0
0
0
0
0
0
0
0
0
0
0
0
0
0
0
0
0
0
0
0
0
0
0
0
0
0
0
0
0
0
0
0
0
0
0
0
0
0
0
0
0
0
0
0
0
0
0
0
0
0
0
0
0
0
0
0
0
0
0
0
0
0
0
0
0
0
0
0
0
0
0
0
0
0
0
0
0
0
0
0
0
0
0
0
0
0
0
0
0
0
0
0
0
0
0
0
0
0
0
0
0
0
0
0
0
0
0
0
0
0
0
0
0
0
0
0
0
0
0
0
0
0
0
0
0
0
0
0
0
0
0
0
0
0
0
0
0
0
0
0
0
0
0
0
0
0
0
0
0
0
0
0
0
0
0
0
0
0
0
0
0
0
0
0
0
0
0
0
0
0
0
0
0
0
0
0
0
0
0
0
0
0
0
0
0
0
0
0
0
0
0
0
0
0
0
0
0
0
0
0
0
0
0
0
0
0
0
0
0
0
0
0
0
0
0
0
0
0
0
0
0
0
0
0
0
0
0
0
0
0
0
0
0
0
0
0
0
0
0
0
0
0
0
0
0
0
0
0
0
0
0
0
0
0
0
0
0
0
0
0
0
0
0
0
0
0
0
0
0
0
0
0
0
0
0
0
0
0
0
0
0
0
0
0
0
0
0
0
0
0
0
0
0
0
0
0
0
0
0
0
0
0
0
0
0
0
0
0
0
0
0
0
0
0
0
0
0
0
0
0
0
0
0
0
0
0
0
0
0
0
0
0
0
0
0
0
0
0
0
0
0
0
0
0
0
0
0
0
0
0
0
0
0
0
0
0
0
0
0
0
0
0
0
0
0
0
0
0
0
0
0
0
0
0
0
0
0
0
0
0
0
0
0
0
0
0
0
0
0
0
0
0
0
0
0
0
0
0
0
0
0
0
0
0
0
0
0
0
0
0
0
0
0
0
0
0
0
0
0
0
0
0
0
0
0
0
0
0
0
0
0
0
0
0
0
0
0
0
0
0
0
0
0
0
0
0
0
0
0
0
0
0
0
0
0
0
0
0
0
0
0
0
0
0
0
0
0
0
0
0
0
0
0
0
0
0
0
0
0
0
0
0
0
0
0
0
0
0
0
0
0
0
0
0
0
0
0
0
0
0
0
0
0
0
0
0
0
0
0
0
0
0
0
0
0
0
0
0
0
0
0
0
0
0
0
0
0
0
0
0
0
0
0
0
0
0
0
0
0
0
0
0
0
0
0
0
0
0
0
0
0
0
0
0
0
0
0
0
0
0
0
0
0
0
0
0
0
0
0
0
0
0
0
0
0
0
0
0
0
0
0
0
0
0
0
0
0
0
0
0
0
0
0
0
0
0
0
0
0
0
0
0
0
0
0
0
0
0
0
0
0
0
0
0
0
0
0
0
0
0
0
0
0
0
0
0
0
0
0
0
0
0
0
0
0
0
0
0
0
0
0
0
0
0
0
0
0
0
0
0
0
0
0
0
0
0
0
0
0
0
0
0
0
0
0
0
0
0
0
0
0
0
0
0
0
0
0
0
0
0
0
0
0
0
0
0
0
0
0
0
0
0
0
0
0
0
0
0
0
0
0
0
0
0
0
0
0
0
0
0
0
0
0
0
0
0
0
0
0
0
0
0
0
0
0
0
0
0
0
0
0
0
0
0
0
0
0
0
0
0
0
0
0
0
0
0
0
0
0
0
0
0
0
0
0
0
0
0
0
0
0
0
0
0
0
0
0
0
0
0
0
0
0
0
0
0
0
0
0
0
0
0
0
0
0
0
0
0
0
0
0
0
0
0
0
0
0
0
0
0
0
0
0
0
0
0
0
0
0
0
0
0
0
0
0
0
0
0
0
0
0
0
0
0
0
0
0
0
0
0
0
0
0
0
0
0
0
0
0
0
0
0
0
0
0
0
0
0
0
0
0
0
0
0
0
0
0
0
0
0
0
0
0
0
0
0
0
0
0
0
0
0
0
0
0
0
0
0
0
0
0
0
0
0
0
0
0
0
0
0
0
0
0
0
0
0
0
0
0
0
0
0
0
0
0
0
0
0
0
0
0
0
0
0
0
0
0
0
0
0
0
0
0
0
0
0
0
0
0
0
0
0
0
0
0
0
0
0
0
0
0
0
0
0
0
0
0
0
0
0
0
0
0
0
0
0
0
0
0
0
0
0
0
0
0
0
0
0
0
0
0
0
0
0
0
0
0
0
0
0
0
0
0
0
0
0
0
0
0
0
0
0
0
0
0
0
0
0
0
0
0
0
0
0
0
0
0
0
0
0
0
0
0
0
0
0
0
0
0
0
0
0
0
0
0
0
0
0
0
0
0
0
0
0
0
0
0
0
0
0
0
0
0
0
0
0
0
0
0
0
0
0
0
0
0
0
0
0
0
0
0
0
0
0
0
0
0
0
0
0
0
0
0
0
0
0
0
0
0
0
0
0
0
0
0
0
0
0
0
0
0
0
0
0
0
0
0
0
0
0
0
0
0
0
0
0
0
0
0
0
0
0
0
0
0
0
0
0
0
0
0
0
0
0
0
0
0
0
0
0
0
0
0
0
0
0
0
0
0
0
0
0
0
0
0
0
0
0
0
0
0
0
0
0
0
0
0
0
0
0
0
0
0
0
0
0
0
0
0
0
0
0
0
0
0
0
0
0
0
0
0
0
0
0
0
0
0
0
0
0
0
0
0
0
0
0
0
0
0
0
0
0
0
0
0
0
0
0
0
0
0
0
0
0
0
0
0
0
0
0
0
0
0
0
0
0
0
0
0
0
0
0
0
0
0
0
0
0
0
0
0
0
0
0
0
0
0
0
0
0
0
0
0
0
0
0
0
0
0
0
0
0
0
0
0
0
0
0
0
0
0
0
0
0
0
0
0
0
0
0
0
0
0
0
0
0
0
0
0
0
0
0
0
0
0
0
0
0
0
0
0
0
0
0
0
0
0
0
0
0
0
0
0
0
0
0
0
0
0
0
0
0
0
0
0
0
0
0
0
0
0
0
0
0
0
0
0
0
0
0
0
0
0
0
0
0
0
0
0
0
0
0
0
0
0
0
0
0
0
0
0
0
0
0
0
0
0
0
0
0
0
0
0
0
0
0
0
0
0
0
0
0
0
0
0
0
0
0
0
0
0
0
0
0
0
0
0
0
0
0
0
0
0
0
0
0
0
0
0
0
0
0
0
0
0
0
0
0
0
0
0
0
0
0
0
0
0
0
0
0
0
0
0
0
0
0
0
0
0
0
0
0
0
0
0
0
0
0
0
0
0
0
0
0
0
0
0
0
0
0
0
0
0
0
0
0
0
0
0
0
0
0
0
0
0
0
0
0
0
0
0
0
0
0
0
0
0
0
0
0
0
0
0
0
0
0
0
0
0
0
0
0
0
0
0
0
0
0
0
0
0
0
0
0
0
0
0
0
0
0
0
0
0
0
0
0
0
0
0
0
0
0
0
0
0
0
0
0
0
0
0
0
0
0
0
0
0
0
0
0
0
0
0
0
0
0
0
0
0
0
0
0
0
0
0
0
0
0
0
0
0
0
0
0
0
0
0
0
0
0
0
0
0
0
0
0
0
0
0
0
0
0
0
0
0
0
0
0
0
0
0
0
0
0
0
0
0
0
0
0
0
0
0
0
0
0
0
0
0
0
0
0
0
0
0
0
0
0
0
0
0
0
0
0
0
0
0
0
0
0
0
0
0
0
0
0
0
0
0
0
0
0
0
0
0
0
0
0
0
0
0
0
0
0
0
0
0
0
0
0
0
0
0
0
0
0
0
0
0
0
0
0
0
0
0
0
0
0
0
0
0
0
0
0
0
0
0
0
0
0
0
0
0
0
0
0
0
0
0
0
0
0
0
0
0
0
0
0
0
0
0
0
0
0
0
0
0
0
0
0
0
0
0
0
0
0
0
0
0
0
0
0
0
0
0
0
0
0
0
0
0
0
0
0
0
0
0
0
0
0
0
0
0
0
0
0
0
0
0
0
0
0
0
0
0
0
0
0
0
0
0
0
0
0
0
0
0
0
0
0
0
0
0
0
0
0
0
0
0
0
0
0
0
0
0
0
0
0
0
0
0
0
0
0
0
0
0
0
0
0
0
0
0
0
0
0
0
0
0
0
0
0
0
0
0
0
0
0
0
0
0
0
0
0
0
0
0
0
0
0
0
0
0
0
0
0
0
0
0
0
0
0
0
0
0
0
0
0
0
0
0
0
0
0
0
0
0
0
0
0
0
0
0
0
0
0
0
0
0
0
0
0
0
0
0
0
0
0
0
0
0
0
0
0
0
0
0
0
0
0
0
0
0
0
0
0
0
0
0
0
0
0
0
0
0
0
0
0
0
0
0
0
0
0
0
0
0
0
0
0
0
0
0
0
0
0
0
0
0
0
0
0
0
0
0
0
0
0
0
0
0
0
0
0
0
0
0
0
0
0
0
0
0
0
0
0
0
0
0
0
0
0
0
0
0
0
0
0
0
0
0
0
0
0
0
0
0
0
0
0
0
0
0
0
0
0
0
0
0
0
0
0
0
0
0
0
0
0
0
0
0
0
0
0
0
0
0
0
0
0
0
0
0
0
0
0
0
0
0
0
0
0
0
0
0
0
0
0
0
0
0
0
0
0
0
0
0
0
0
0
0
0
0
0
0
0
0
0
0
0
0
0
0
0
0
0
0
0
0
0
0
0
0
0
0
0
0
0
0
0
0
0
0
0
0
0
0
0
0
0
0
0
0
0
0
0
0
0
0
0
0
0
0
0
0
0
0
0
0
0
0
0
0
0
0
0
0
0
0
0
0
0
0
0
0
0
0
0
0
0
0
0
0
0
0
0
0
0
0
0
0
0
0
0
0
0
0
0
0
0
0
0
0
0
0
0
0
0
0
0
0
0
0
0
0
0
0
0
0
0
0
0
0
0
0
0
0
0
0
0
0
0
0
0
0
0
0
0
0
0
0
0
0
0
0
0
0
0
0
0
0
0
0
0
0
0
0
0
0
0
0
0
0
0
0
0
0
0
0
0
0
0
0
0
0
0
0
0
0
0
0
0
0
0
0
0
0
0
0
0
0
0
0
0
0
0
0
0
0
0
0
0
0
0
0
0
0
0
0
0
0
0
0
0
0
0
0
0
0
0
0
0
0
0
0
0
0
0
0
0
0
0
0
0
0
0
0
0
0
0
0
0
0
0
0
0
0
0
0
0
0
0
0
0
0
0
0
0
0
0
0
0
0
0
0
0
0
0
0
0
0
0
0
0
0
0
0
0
0
0
0
0
0
0
0
0
0
0
0
0
0
0
0
0
0
0
0
0
0
0
0
0
0
0
0
0
0
0
0
0
0
0
0
0
0
0
0
0
0
0
0
0
0
0
0
0
0
0
0
0
0
0
0
0
0
0
0
0
0
0
0
0
0
0
0
0
0
0
0
0
0
0
0
0
0
0
0
0
0
0
0
0
0
0
0
0
0
0
0
0
0
0
0
0
0
0
0
0
0
0
0
0
0
0
0
0
0
0
0
0
0
0
0
0
0
0
0
0
0
0
0
0
0
0
0
0
0
0
0
0
0
0
0
0
0
0
0
0
0
0
0
0
0
0
0
0
0
0
0
0
0
0
0
0
0
0
0
0
0
0
0
0
0
0
0
0
0
0
0
0
0
0
0
0
0
0
0
0
0
0
0
0
0
0
0
0
0
0
0
0
0
0
0
0
0
0
0
0
0
0
0
0
0
0
0
0
0
0
0
0
0
0
0
0
0
0
0
0
0
0
0
0
0
0
0
0
0
0
0
0
0
0
0
0
0
0
0
0
0
0
0
0
0
0
0
0
0
0
0
0
0
0
0
0
0
0
0
0
0
0
0
0
0
0
0
0
0
0
0
0
0
0
0
0
0
0
0
0
0
0
0
0
0
0
0
0
0
0
0
0
0
0
0
0
0
0
0
0
0
0
0
0
0
0
0
0
0
0
0
0
0
0
0
0
0
0
0
0
0
0
0
0
0
0
0
0
0
0
0
0
0
0
0
0
0
0
0
0
0
0
0
0
0
0
0
0
0
0
0
0
0
0
0
0
0
0
0
0
0
0
0
0
0
0
0
0
0
0
0
0
0
0
0
0
0
0
0
0
0
0
0
0
0
0
0
0
0
0
0
0
0
0
0
0
0
0
0
0
0
0
0
0
0
0
0
0
0
0
0
0
0
0
0
0
0
0
0
0
0
0
0
0
0
0
0
0
0
0
0
0
0
0
0
0
0
0
0
0
0
0
0
0
0
0
0
0
0
0
0
0
0
0
0
0
0
0
0
0
0
0
0
0
0
0
0
0
0
0
0
0
0
0
0
0
0
0
0
0
0
0
0
0
0
0
0
0
0
0
0
0
0
0
0
0
0
0
0
0
0
0
0
0
0
0
0
0
0
0
0
0
0
0
0
0
0
0
0
0
0
0
0
0
0
0
0
0
0
0
0
0
0
0
0
0
0
0
0
0
0
0
0
0
0
0
0
0
0
0
0
0
0
0
0
0
0
0
0
0
0
0
0
0
0
0
0
0
0
0
0
0
0
0
0
0
0
0
0
0
0
0
0
0
0
0
0
0
0
0
0
0
0
0
0
0
0
0
0
0
0
0
0
0
0
0
0
0
0
0
0
0
0
0
0
0
0
0
0
0
0
0
0
0
0
0
0
0
0
0
0
0
0
0
0
0
0
0
0
0
0
0
0
0
0
0
0
0
0
0
0
0
0
0
0
0
0
0
0
0
0
0
0
0
0
0
0
0
0
0
0
0
0
0
0
0
0
0
0
0
0
0
0
0
0
0
0
0
0
0
0
0
0
0
0
0
0
0
0
0
0
0
0
0
0
0
0
0
0
0
0
0
0
0
0
0
0
0
0
0
0
0
0
0
0
0
0
0
0
0
0
0
0
0
0
0
0
0
0
0
0
0
0
0
0
0
0
0
0
0
0
0
0
0
0
0
0
0
0
0
0
0
0
0
0
0
0
0
0
0
0
0
0
0
0
0
0
0
0
0
0
0
0
0
0
0
0
0
0
0
0
0
0
0
0
0
0
0
0
0
0
0
0
0
0
0
0
0
0
0
0
0
0
0
0
0
0
0
0
0
0
0
0
0
0
0
0
0
0
0
0
0
0
0
0
0
0
0
0
0
0
0
0
0
0
0
0
0
0
0
0
0
0
0
0
0
0
0
0
0
0
0
0
0
0
0
0
0
0
0
0
0
0
0
0
0
0
0
0
0
0
0
0
0
0
0
0
0
0
0
0
0
0
0
0
0
0
0
0
0
0
0
0
0
0
0
0
0
0
0
0
0
0
0
0
0
0
0
0
0
0
0
0
0
0
0
0
0
0
0
0
0
0
0
0
0
0
0
0
0
0
0
0
0
0
0
0
0
0
0
0
0
0
0
0
0
0
0
0
0
0
0
0
0
0
0
0
0
0
0
0
0
0
0
0
0
0
0
0
0
0
0
0
0
0
0
0
0
0
0
0
0
0
0
0
0
0
0
0
0
0
0
0
0
0
0
0
0
0
0
0
0
0
0
0
0
0
0
0
0
0
0
0
0
0
0
0
0
0
0
0
0
0
0
0
0
0
0
0
0
0
0
0
0
0
0
0
0
0
0
0
0
0
0
0
0
0
0
0
0
0
0
0
0
0
0
0
0
0
0
0
0
0
0
0
0
0
0
0
0
0
0
0
0
0
0
0
0
0
0
0
0
0
0
0
0
0
0
0
0
0
0
0
0
0
0
0
0
0
0
0
0
0
0
0
0
0
0
0
0
0
0
0
0
0
0
0
0
0
0
0
0
0
0
0
0
0
0
0
0
0
0
0
0
0
0
0
0
0
0
0
0
0
0
0
0
0
0
0
0
0
0
0
0
0
0
0
0
0
0
0
0
0
0
0
0
0
0
0
0
0
0
0
0
0
0
0
0
0
0
0
0
0
0
0
0
0
0
0
0
0
0
0
0
0
0
0
0
0
0
0
0
0
0
0
0
0
0
0
0
0
0
0
0
0
0
0
0
0
0
0
0
0
0
0
0
0
0
0
0
0
0
0
0
0
0
0
0
0
0
0
0
0
0
0
0
0
0
0
0
0
0
0
0
0
0
0
0
0
0
0
0
0
0
0
0
0
0
0
0
0
0
0
0
0
0
0
0
0
0
0
0
0
0
0
0
0
0
0
0
0
0
0
0
0
0
0
0
0
0
0
0
0
0
0
0
0
0
0
0
0
0
0
0
0
0
0
0
0
0
0
0
0
0
0
0
0
0
0
0
0
0
0
0
0
0
0
0
0
0
0
0
0
0
0
0
0
0
0
0
0
0
0
0
0
0
0
0
0
0
0
0
0
0
0
0
0
0
0
0
0
0
0
0
0
0
0
0
0
0
0
0
0
0
0
0
0
0
0
0
0
0
0
0
0
0
0
0
0
0
0
0
0
0
0
0
0
0
0
0
0
0
0
0
0
0
0
0
0
0
0
0
0
0
0
0
0
0
0
0
0
0
0
0
0
0
0
0
0
0
0
0
0
0
0
0
0
0
0
0
0
0
0
0
0
0
0
0
0
0
0
0
0
0
0
0
0
0
0
0
0
0
0
0
0
0
0
0
0
0
0
0
0
0
0
0
0
0
0
0
0
0
0
0
0
0
0
0
0
0
0
0
0
0
0
0
0
0
0
0
0
0
0
0
0
0
0
0
0
0
0
0
0
0
0
0
0
0
0
0
0
0
0
0
0
0
0
0
0
0
0
0
0
0
0
0
0
0
0
0
0
0
0
0
0
0
0
0
0
0
0
0
0
0
0
0
0
0
0
0
0
0
0
0
0
0
0
0
0
0
0
0
0
0
0
0
0
0
0
0
0
0
0
0
0
0
0
0
0
0
0
0
0
0
0
0
0
0
0
0
0
0
0
0
0
0
0
0
0
0
0
0
0
0
0
0
0
0
0
0
0
0
0
0
0
0
0
0
0
0
0
0
0
0
0
0
0
0
0
0
0
0
0
0
0
0
0
0
0
0
0
0
0
0
0
0
0
0
0
0
0
0
0
0
0
0
0
0
0
0
0
0
0
0
0
0
0
0
0
0
0
0
0
0
0
0
0
0
0
0
0
0
0
0
0
0
0
0
0
0
0
0
0
0
0
0
0
0
0
0
0
0
0
0
0
0
0
0
0
0
0
0
0
0
0
0
0
0
0
0
0
0
0
0
0
0
0
0
0
0
0
0
0
0
0
0
0
0
0
0
0
0
0
0
0
0
0
0
0
0
0
0
0
0
0
0
0
0
0
0
0
0
0
0
0
0
0
0
0
0
0
0
0
0
0
0
0
0
0
0
0
0
0
0
0
0
0
0
0
0
0
0
0
0
0
0
0
0
0
0
0
0
0
0
0
0
0
0
0
0
0
0
0
0
0
0
0
0
0
0
0
0
0
0
0
0
0
0
0
0
0
0
0
0
0
0
0
0
0
0
0
0
0
0
0
0
0
0
0
0
0
0
0
0
0
0
0
0
0
0
0
0
0
0
0
0
0
0
0
0
0
0
0
0
0
0
0
0
0
0
0
0
0
0
0
0
0
0
0
0
0
0
0
0
0
0
0
0
0
0
0
0
0
0
0
0
0
0
0
0
0
0
0
0
0
0
0
0
0
0
0
0
0
0
0
0
0
0
0
0
0
0
0
0
0
0
0
0
0
0
0
0
0
0
0
0
0
0
0
0
0
0
0
0
0
0
0
0
0
0
0
0
0
0
0
0
0
0
0
0
0
0
0
0
0
0
0
0
0
0
0
0
0
0
0
0
0
0
0
0
0
0
0
0
0
0
0
0
0
0
0
0
0
0
0
0
0
0
0
0
0
0
0
0
0
0
0
0
0
0
0
0
0
0
0
0
0
0
0
0
0
0
0
0
0
0
0
0
0
0
0
0
0
0
0
0
0
0
0
0
0
0
0
0
0
0
0
0
0
0
0
0
0
0
0
0
0
0
0
0
0
0
0
0
0
0
0
0
0
0
0
0
0
0
0
0
0
0
0
0
0
0
0
0
0
0
0
0
0
0
0
0
0
0
0
0
0
0
0
0
0
0
0
0
0
0
0
0
0
0
0
0
0
0
0
0
0
0
0
0
0
0
0
0
0
0
0
0
0
0
0
0
0
0
0
0
0
0
0
0
0
0
0
0
0
0
0
0
0
0
0
0
0
0
0
0
0
0
0
0
0
0
0
0
0
0
0
0
0
0
0
0
0
0
0
0
0
0
0
0
0
0
0
0
0
0
0
0
0
0
0
0
0
0
0
0
0
0
0
0
0
0
0
0
0
0
0
0
0
0
0
0
0
0
0
0
0
0
0
0
0
0
0
0
0
0
0
0
0
0
0
0
0
0
0
0
0
0
0
0
0
0
0
0
0
0
0
0
0
0
0
0
0
0
0
0
0
0
0
0
0
0
0
0
0
0
0
0
0
0
0
0
0
0
0
0
0
0
0
0
0
0
0
0
0
0
0
0
0
0
0
0
0
0
0
0
0
0
0
0
0
0
0
0
0
0
0
0
0
0
0
0
0
0
0
0
0
0
0
0
0
0
0
0
0
0
0
0
0
0
0
0
0
0
0
0
0
0
0
0
0
0
0
0
0
0
0
0
0
0
0
0
0
0
0
0
0
0
0
0
0
0
0
0
0
0
0
0
0
0
0
0
0
0
0
0
0
0
0
0
0
0
0
0
0
0
0
0
0
0
0
0
0
0
0
0
0
0
0
0
0
0
0
0
0
0
0
0
0
0
0
0
0
0
0
0
0
0
0
0
0
0
0
0
0
0
0
0
0
0
0
0
0
0
0
0
0
0
0
0
0
0
0
0
0
0
0
0
0
0
0
0
0
0
0
0
0
0
0
0
0
0
0
0
0
0
0
0
0
0
0
0
0
0
0
0
0
0
0
0
0
0
0
0
0
0
0
0
0
0
0
0
0
0
0
0
0
0
0
0
0
0
0
0
0
0
0
0
0
0
0
0
0
0
0
0
0
0
0
0
0
0
0
0
0
0
0
0
0
0
0
0
0
0
0
0
0
0
0
0
0
0
0
0
0
0
0
0
0
0
0
0
0
0
0
0
0
0
0
0
0
0
0
0
0
0
0
0
0
0
0
0
0
0
0
0
0
0
0
0
0
0
0
0
0
0
0
0
0
0
0
0
0
0
0
0
0
0
0
0
0
0
0
0
0
0
0
0
0
0
0
0
0
0
0
0
0
0
0
0
0
0
0
0
0
0
0
0
0
0
0
0
0
0
0
0
0
0
0
0
0
0
0
0
0
0
0
0
0
0
0
0
0
0
0
0
0
0
0
0
0
0
0
0
0
0
0
0
0
0
0
0
0
0
0
0
0
0
0
0
0
0
0
0
0
0
0
0
0
0
0
0
0
0
0
0
0
0
0
0
0
0
0
0
0
0
0
0
0
0
0
0
0
0
0
0
0
0
0
0
0
0
0
0
0
0
0
0
0
0
0
0
0
0
0
0
0
0
0
0
0
0
0
0
0
0
0
0
0
0
0
0
0
0
0
0
0
0
0
0
0
0
0
0
0
0
0
0
0
0
0
0
0
0
0
0
0
0
0
0
0
0
0
0
0
0
0
0
0
0
0
0
0
0
0
0
0
0
0
0
0
0
0
0
0
0
0
0
0
0
0
0
0
0
0
0
0
0
0
0
0
0
0
0
0
0
0
0
0
0
0
0
0
0
0
0
0
0
0
0
0
0
0
0
0
0
0
0
0
0
0
0
0
0
0
0
0
0
0
0
0
0
0
0
0
0
0
0
0
0
0
0
0
0
0
0
0
0
0
0
0
0
0
0
0
0
0
0
0
0
0
0
0
0
0
0
0
0
0
0
0
0
0
0
0
0
0
0
0
0
0
0
0
0
0
0
0
0
0
0
0
0
0
0
0
0
0
0
0
0
0
0
0
0
0
0
0
0
0
0
0
0
0
0
0
0
0
0
0
0
0
0
0
0
0
0
0
0
0
0
0
0
0
0
0
0
0
0
0
0
0
0
0
0
0
0
0
0
0
0
0
0
0
0
0
0
0
0
0
0
0
0
0
0
0
0
0
0
0
0
0
0
0
0
0
0
0
0
0
0
0
0
0
0
0
0
0
0
0
0
0
0
0
0
0
0
0
0
0
0
0
0
0
0
0
0
0
0
0
0
0
0
0
0
0
0
0
0
0
0
0
0
0
0
0
0
0
0
0
0
0
0
0
0
0
0
0
0
0
0
0
0
0
0
0
0
0
0
0
0
0
0
0
0
0
0
0
0
0
0
0
0
0
0
0
0
0
0
0
0
0
0
0
0
0
0
0
0
0
0
0
0
0
0
0
0
0
0
0
0
0
0
0
0
0
0
0
0
0
0
0
0
0
0
0
0
0
0
0
0
0
0
0
0
0
0
0
0
0
0
0
0
0
0
0
0
0
0
0
0
0
0
0
0
0
0
0
0
0
0
0
0
0
0
0
0
0
0
0
0
0
0
0
0
0
0
0
0
0
0
0
0
0
0
0
0
0
0
0
0
0
0
0
0
0
0
0
0
0
0
0
0
0
0
0
0
0
0
0
0
0
0
0
0
0
0
0
0
0
0
0
0
0
0
0
0
0
0
0
0
0
0
0
0
0
0
0
0
0
0
0
0
0
0
0
0
0
0
0
0
0
0
0
0
0
0
0
0
0
0
0
0
0
0
0
0
0
0
0
0
0
0
0
0
0
0
0
0
0
0
0
0
0
0
0
0
0
0
0
0
0
0
0
0
0
0
0
0
0
0
0
0
0
0
0
0
0
0
0
0
0
0
0
0
0
0
0
0
0
0
0
0
0
0
0
0
0
0
0
0
0
0
0
0
0
0
0
0
0
0
0
0
0
0
0
0
0
0
0
0
0
0
0
0
0
0
0
0
0
0
0
0
0
0
0
0
0
0
0
0
0
0
0
0
0
0
0
0
0
0
0
0
0
0
0
0
0
0
0
0
0
0
0
0
0
0
0
0
0
0
0
0
0
0
0
0
0
0
0
0
0
0
0
0
0
0
0
0
0
0
0
0
0
0
0
0
0
0
0
0
0
0
0
0
0
0
0
0
0
0
0
0
0
0
0
0
0
0
0
0
0
0
0
0
0
0
0
0
0
0
0
0
0
0
0
0
0
0
0
0
0
0
0
0
0
0
0
0
0
0
0
0
0
0
0
0
0
0
0
0
0
0
0
0
0
0
0
0
0
0
0
0
0
0
0
0
0
0
0
0
0
0
0
0
0
0
0
0
0
0
0
0
0
0
0
0
0
0
0
0
0
0
0
0
0
0
0
0
0
0
0
0
0
0
0
0
0
0
0
0
0
0
0
0
0
0
0
0
0
0
0
0
0
0
0
0
0
0
0
0
0
0
0
0
0
0
0
0
0
0
0
0
0
0
0
0
0
0
0
0
0
0
0
0
0
0
0
0
0
0
0
0
0
0
0
0
0
0
0
0
0
0
0
0
0
0
0
0
0
0
0
0
0
0
0
0
0
0
0
0
0
0
0
0
0
0
0
0
0
0
0
0
0
0
0
0
0
0
0
0
0
0
0
0
0
0
0
0
0
0
0
0
0
0
0
0
0
0
0
0
0
0
0
0
0
0
0
0
0
0
0
0
0
0
0
0
0
0
0
0
0
0
0
0
0
0
0
0
0
0
0
0
0
0
0
0
0
0
0
0
0
0
0
0
0
0
0
0
0
0
0
0
0
0
0
0
0
0
0
0
0
0
0
0
0
0
0
0
0
0
0
0
0
0
0
0
0
0
0
0
0
0
0
0
0
0
0
0
0
0
0
0
0
0
0
0
0
0
0
0
0
0
0
0
0
0
0
0
0
0
0
0
0
0
0
0
0
0
0
0
0
0
0
0
0
0
0
0
0
0
0
0
0
0
0
0
0
0
0
0
0
0
0
0
0
0
0
0
0
0
0
0
0
0
0
0
0
0
0
0
0
0
0
0
0
0
0
0
0
0
0
0
0
0
0
0
0
0
0
0
0
0
0
0
0
0
0
0
0
0
0
0
0
0
0
0
0
0
0
0
0
0
0
0
0
0
0
0
0
0
0
0
0
0
0
0
0
0
0
0
0
0
0
0
0
0
0
0
0
0
0
0
0
0
0
0
0
0
0
0
0
0
0
0
0
0
0
0
0
0
0
0
0
0
0
0
0
0
0
0
0
0
0
0
0
0
0
0
0
0
0
0
0
0
0
0
0
0
0
0
0
0
0
0
0
0
0
0
0
0
0
0
0
0
0
0
0
0
0
0
0
0
0
0
0
0
0
0
0
0
0
0
0
0
0
0
0
0
0
0
0
0
0
0
0
0
0
0
0
0
0
0
0
0
0
0
0
0
0
0
0
0
0
0
0
0
0
0
0
0
0
0
0
0
0
0
0
0
0
0
0
0
0
0
0
0
0
0
0
0
0
0
0
0
0
0
0
0
0
0
0
0
0
0
0
0
0
0
0
0
0
0
0
0
0
0
0
0
0
0
0
0
0
0
0
0
0
0
0
0
0
0
0
0
0
0
0
0
0
0
0
0
0
0
0
0
0
0
0
0
0
0
0
0
0
0
0
0
0
0
0
0
0
0
0
0
0
0
0
0
0
0
0
0
0
0
0
0
0
0
0
0
0
0
0
0
0
0
0
0
0
0
0
0
0
0
0
0
0
0
0
0
0
0
0
0
0
0
0
0
0
0
0
0
0
0
0
0
0
0
0
0
0
0
0
0
0
0
0
0
0
0
0
0
0
0
0
0
0
0
0
0
0
0
0
0
0
0
0
0
0
0
0
0
0
0
0
0
0
0
0
0
0
0
0
0
0
0
0
0
0
0
0
0
0
0
0
0
0
0
0
0
0
0
0
0
0
0
0
0
0
0
0
0
0
0
0
0
0
0
0
0
0
0
0
0
0
0
0
0
0
0
0
0
0
0
0
0
0
0
0
0
0
0
0
0
0
0
0
0
0
0
0
0
0
0
0
0
0
0
0
0
0
0
0
0
0
0
0
0
0
0
0
0
0
0
0
0
0
0
0
0
0
0
0
0
0
0
0
0
0
0
0
0
0
0
0
0
0
0
0
0
0
0
0
0
0
0
0
0
0
0
0
0
0
0
0
0
0
0
0
0
0
0
0
0
0
0
0
0
0
0
0
0
0
0
0
0
0
0
0
0
0
0
0
0
0
0
0
0
0
0
0
0
0
0
0
0
0
0
0
0
0
0
0
0
0
0
0
0
0
0
0
0
0
0
0
0
0
0
0
0
0
0
0
0
0
0
0
0
0
0
0
0
0
0
0
0
0
0
0
0
0
0
0
0
0
0
0
0
0
0
0
0
0
0
0
0
0
0
0
0
0
0
0
0
0
0
0
0
0
0
0
0
0
0
0
0
0
0
0
0
0
0
0
0
0
0
0
0
0
0
0
0
0
0
0
0
0
0
0
0
0
0
0
0
0
0
0
0
0
0
0
0
0
0
0
0
0
0
0
0
0
0
0
0
0
0
0
0
0
0
0
0
0
0
0
0
0
0
0
0
0
0
0
0
0
0
0
0
0
0
0
0
0
0
0
0
0
0
0
0
0
0
0
0
0
0
0
0
0
0
0
0
0
0
0
0
0
0
0
0
0
0
0
0
0
0
0
0
0
0
0
0
0
0
0
0
0
0
0
0
0
0
0
0
0
0
0
0
0
0
0
0
0
0
0
0
0
0
0
0
0
0
0
0
0
0
0
0
0
0
0
0
0
0
0
0
0
0
0
0
0
0
0
0
0
0
0
0
0
0
0
0
0
0
0
0
0
0
0
0
0
0
0
0
0
0
0
0
0
0
0
0
0
0
0
0
0
0
0
0
0
0
0
0
0
0
0
0
0
0
0
0
0
0
0
0
0
0
0
0
0
0
0
0
0
0
0
0
0
0
0
0
0
0
0
0
0
0
0
0
0
0
0
0
0
0
0
0
0
0
0
0
0
0
0
0
0
0
0
0
0
0
0
0
0
0
0
0
0
0
0
0
0
0
0
0
0
0
0
0
0
0
0
0
0
0
0
0
0
0
0
0
0
0
0
0
0
0
0
0
0
0
0
0
0
0
0
0
0
0
0
0
0
0
0
0
0
0
0
0
0
0
0
0
0
0
0
0
0
0
0
0
0
0
0
0
0
0
0
0
0
0
0
0
0
0
0
0
0
0
0
0
0
0
0
0
0
0
0
0
0
0
0
0
0
0
0
0
0
0
0
0
0
0
0
0
0
0
0
0
0
0
0
0
0
0
0
0
0
0
0
0
0
0
0
0
0
0
0
0
0
0
0
0
0
0
0
0
0
0
0
0
0
0
0
0
0
0
0
0
0
0
0
0
0
0
0
0
0
0
0
0
0
0
0
0
0
0
0
0
0
0
0
0
0
0
0
0
0
0
0
0
0
0
0
0
0
0
0
0
0
0
0
0
0
0
0
0
0
0
0
0
0
0
0
0
0
0
0
0
0
0
0
0
0
0
0
0
0
0
0
0
0
0
0
0
0
0
0
0
0
0
0
0
0
0
0
0
0
0
0
0
0
0
0
0
0
0
0
0
0
0
0
0
0
0
0
0
0
0
0
0
0
0
0
0
0
0
0
0
0
0
0
0
0
0
0
0
0
0
0
0
0
0
0
0
0
0
0
0
0
0
0
0
0
0
0
0
0
0
0
0
0
0
0
0
0
0
0
0
0
0
0
0
0
0
0
0
0
0
0
0
0
0
0
0
0
0
0
0
0
0
0
0
0
0
0
0
0
0
0
0
0
0
0
0
0
0
0
0
0
0
0
0
0
0
0
0
0
0
0
0
0
0
0
0
0
0
0
0
0
0
0
0
0
0
0
0
0
0
0
0
0
0
0
0
0
0
0
0
0
0
0
0
0
0
0
0
0
0
0
0
0
0
0
0
0
0
0
0
0
0
0
0
0
0
0
0
0
0
0
0
0
0
0
0
0
0
0
0
0
0
0
0
0
0
0
0
0
0
0
0
0
0
0
0
0
0
0
0
0
0
0
0
0
0
0
0
0
0
0
0
0
0
0
0
0
0
0
0
0
0
0
0
0
0
0
0
0
0
0
0
0
0
0
0
0
0
0
0
0
0
0
0
0
0
0
0
0
0
0
0
0
0
0
0
0
0
0
0
0
0
0
0
0
0
0
0
0
0
0
0
0
0
0
0
0
0
0
0
0
0
0
0
0
0
0
0
0
0
0
0
0
0
0
0
0
0
0
0
0
0
0
0
0
0
0
0
0
0
0
0
0
0
0
0
0
0
0
0
0
0
0
0
0
0
0
0
0
0
0
0
0
0
0
0
0
0
0
0
0
0
0
0
0
0
0
0
0
0
0
0
0
0
0
0
0
0
0
0
0
0
0
0
0
0
0
0
0
0
0
0
0
0
0
0
0
0
0
0
0
0
0
0
0
0
0
0
0
0
0
0
0
0
0
0
0
0
0
0
0
0
0
0
0
0
0
0
0
0
0
0
0
0
0
0
0
0
0
0
0
0
0
0
0
0
0
0
0
0
0
0
0
0
0
0
0
0
0
0
0
0
0
0
0
0
0
0
0
0
0
0
0
0
0
0
0
0
0
0
0
0
0
0
0
0
0
0
0
0
0
0
0
0
0
0
0
0
0
0
0
0
0
0
0
0
0
0
0
0
0
0
0
0
0
0
0
0
0
0
0
0
0
0
0
0
0
0
0
0
0
0
0
0
0
0
0
0
0
0
0
0
0
0
0
0
0
0
0
0
0
0
0
0
0
0
0
0
0
0
0
0
0
0
0
0
0
0
0
0
0
0
0
0
0
0
0
0
0
0
0
0
0
0
0
0
0
0
0
0
0
0
0
0
0
0
0
0
0
0
0
0
0
0
0
0
0
0
0
0
0
0
0
0
0
0
0
0
0
0
0
0
0
0
0
0
0
0
0
0
0
0
0
0
0
0
0
0
0
0
0
0
0
0
0
0
0
0
0
0
0
0
0
0
0
0
0
0
0
0
0
0
0
0
0
0
0
0
0
0
0
0
0
0
0
0
0
0
0
0
0
0
0
0
0
0
0
0
0
0
0
0
0
0
0
0
0
0
0
0
0
0
0
0
0
0
0
0
0
0
0
0
0
0
0
0
0
0
0
0
0
0
0
0
0
0
0
0
0
0
0
0
0
0
0
0
0
0
0
0
0
0
0
0
0
0
0
0
0
0
0
0
0
0
0
0
0
0
0
0
0
0
0
0
0
0
0
0
0
0
0
0
0
0
0
0
0
0
0
0
0
0
0
0
0
0
0
0
0
0
0
0
0
0
0
0
0
0
0
0
0
0
0
0
0
0
0
0
0
0
0
0
0
0
0
0
0
0
0
0
0
0
0
0
0
0
0
0
0
0
0
0
0
0
0
0
0
0
0
0
0
0
0
0
0
0
0
0
0
0
0
0
0
0
0
0
0
0
0
0
0
0
0
0
0
0
0
0
0
0
0
0
0
0
0
0
0
0
0
0
0
0
0
0
0
0
0
0
0
0
0
0
0
0
0
0
0
0
0
0
0
0
0
0
0
0
0
0
0
0
0
0
0
0
0
0
0
0
0
0
0
0
0
0
0
0
0
0
0
0
0
0
0
0
0
0
0
0
0
0
0
0
0
0
0
0
0
0
0
0
0
0
0
0
0
0
0
0
0
0
0
0
0
0
0
0
0
0
0
0
0
0
0
0
0
0
0
0
0
0
0
0
0
0
0
0
0
0
0
0
0
0
0
0
0
0
0
0
0
0
0
0
0
0
0
0
0
0
0
0
0
0
0
0
0
0
0
0
0
0
0
0
0
0
0
0
0
0
0
0
0
0
0
0
0
0
0
0
0
0
0
0
0
0
0
0
0
0
0
0
0
0
0
0
0
0
0
0
0
0
0
0
0
0
0
0
0
0
0
0
0
0
0
0
0
0
0
0
0
0
0
0
0
0
0
0
0
0
0
0
0
0
0
0
0
0
0
0
0
0
0
0
0
0
0
0
0
0
0
0
0
0
0
0
0
0
0
0
0
0
0
0
0
0
0
0
0
0
0
0
0
0
0
0
0
0
0
0
0
0
0
0
0
0
0
0
0
0
0
0
0
0
0
0
0
0
0
0
0
0
0
0
0
0
0
0
0
0
0
0
0
0
0
0
0
0
0
0
0
0
0
0
0
0
0
0
0
0
0
0
0
0
0
0
0
0
0
0
0
0
0
0
0
0
0
0
0
0
0
0
0
0
0
0
0
0
0
0
0
0
0
0
0
0
0
0
0
0
0
0
0
0
0
0
0
0
0
0
0
0
0
0
0
0
0
0
0
0
0
0
0
0
0
0
0
0
0
0
0
0
0
0
0
0
0
0
0
0
0
0
0
0
0
0
0
0
0
0
0
0
0
0
0
0
0
0
0
0
0
0
0
0
0
0
0
0
0
0
0
0
0
0
0
0
0
0
0
0
0
0
0
0
0
0
0
0
0
0
0
0
0
0
0
0
0
0
0
0
0
0
0
0
0
0
0
0
0
0
0
0
0
0
0
0
0
0
0
0
0
0
0
0
0
0
0
0
0
0
0
0
0
0
0
0
0
0
0
0
0
0
0
0
0
0
0
0
0
0
0
0
0
0
0
0
0
0
0
0
0
0
0
0
0
0
0
0
0
0
0
0
0
0
0
0
0
0
0
0
0
0
0
0
0
0
0
0
0
0
0
0
0
0
0
0
0
0
0
0
0
0
0
0
0
0
0
0
0
0
0
0
0
0
0
0
0
0
0
0
0
0
0
0
0
0
0
0
0
0
0
0
0
0
0
0
0
0
0
0
0
0
0
0
0
0
0
0
0
0
0
0
0
0
0
0
0
0
0
0
0
0
0
0
0
0
0
0
0
0
0
0
0
0
0
0
0
0
0
0
0
0
0
0
0
0
0
0
0
0
0
0
0
0
0
0
0
0
0
0
0
0
0
0
0
0
0
0
0
0
0
0
0
0
0
0
0
0
0
0
0
0
0
0
0
0
0
0
0
0
0
0
0
0
0
0
0
0
0
0
0
0
0
0
0
0
0
0
0
0
0
0
0
0
0
0
0
0
0
0
0
0
0
0
0
0
0
0
0
0
0
0
0
0
0
0
0
0
0
0
0
0
0
0
0
0
0
0
0
0
0
0
0
0
0
0
0
0
0
0
0
0
0
0
0
0
0
0
0
0
0
0
0
0
0
0
0
0
0
0
0
0
0
0
0
0
0
0
0
0
0
0
0
0
0
0
0
0
0
0
0
0
0
0
0
0
0
0
0
0
0
0
0
0
0
0
0
0
0
0
0
0
0
0
0
0
0
0
0
0
0
0
0
0
0
0
0
0
0
0
0
0
0
0
0
0
0
0
0
0
0
0
0
0
0
0
0
0
0
0
0
0
0
0
0
0
0
0
0
0
0
0
0
0
0
0
0
0
0
0
0
0
0
0
0
0
0
0
0
0
0
0
0
0
0
0
0
0
0
0
0
0
0
0
0
0
0
0
0
0
0
0
0
0
0
0
0
0
0
0
0
0
0
0
0
0
0
0
0
0
0
0
0
0
0
0
0
0
0
0
0
0
0
0
0
0
0
0
0
0
0
0
0
0
0
0
0
0
0
0
0
0
0
0
0
0
0
0
0
0
0
0
0
0
0
0
0
0
0
0
0
0
0
0
0
0
0
0
0
0
0
0
0
0
0
0
0
0
0
0
0
0
0
0
0
0
0
0
0
0
0
0
0
0
0
0
0
0
0
0
0
0
0
0
0
0
0
0
0
0
0
0
0
0
0
0
0
0
0
0
0
0
0
0
0
0
0
0
0
0
0
0
0
0
0
0
0
0
0
0
0
0
0
0
0
0
0
0
0
0
0
0
0
0
0
0
0
0
0
0
0
0
0
0
0
0
0
0
0
0
0
0
0
0
0
0
0
0
0
0
0
0
0
0
0
0
0
0
0
0
0
0
0
0
0
0
0
0
0
0
0
0
0
0
0
0
0
0
0
0
0
0
0
0
0
0
0
0
0
0
0
0
0
0
0
0
0
0
0
0
0
0
0
0
0
0
0
0
0
0
0
0
0
0
0
0
0
0
0
0
0
0
0
0
0
0
0
0
0
0
0
0
0
0
0
0
0
0
0
0
0
0
0
0
0
0
0
0
0
0
0
0
0
0
0
0
0
0
0
0
0
0
0
0
0
0
0
0
0
0
0
0
0
0
0
0
0
0
0
0
0
0
0
0
0
0
0
0
0
0
0
0
0
0
0
0
0
0
0
0
0
0
0
0
0
0
0
0
0
0
0
0
0
0
0
0
0
0
0
0
0
0
0
0
0
0
0
0
0
0
0
0
0
0
0
0
0
0
0
0
0
0
0
0
0
0
0
0
0
0
0
0
0
0
0
0
0
0
0
0
0
0
0
0
0
0
0
0
0
0
0
0
0
0
0
0
0
0
0
0
0
0
0
0
0
0
0
0
0
0
0
0
0
0
0
0
0
0
0
0
0
0
0
0
0
0
0
0
0
0
0
0
0
0
0
0
0
0
0
0
0
0
0
0
0
0
0
0
0
0
0
0
0
0
0
0
0
0
0
0
0
0
0
0
0
0
0
0
0
0
0
0
0
0
0
0
0
0
0
0
0
0
0
0
0
0
0
0
0
0
0
0
0
0
0
0
0
0
0
0
0
0
0
0
0
0
0
0
0
0
0
0
0
0
0
0
0
0
0
0
0
0
0
0
0
0
0
0
0
0
0
0
0
0
0
0
0
0
0
0
0
0
0
0
0
0
0
0
0
0
0
0
0
0
0
0
0
0
0
0
0
0
0
0
0
0
0
0
0
0
0
0
0
0
0
0
0
0
0
0
0
0
0
0
0
0
0
0
0
0
0
0
0
0
0
0
0
0
0
0
0
0
0
0
0
0
0
0
0
0
0
0
0
0
0
0
0
0
0
0
0
0
0
0
0
0
0
0
0
0
0
0
0
0
0
0
0
0
0
0
0
0
0
0
0
0
0
0
0
0
0
0
0
0
0
0
0
0
0
0
0
0
0
0
0
0
0
0
0
0
0
0
0
0
0
0
0
0
0
0
0
0
0
0
0
0
0
0
0
0
0
0
0
0
0
0
0
0
0
0
0
0
0
0
0
0
0
0
0
0
0
0
0
0
0
0
0
0
0
0
0
0
0
0
0
0
0
0
0
0
0
0
0
0
0
0
0
0
0
0
0
0
0
0
0
0
0
0
0
0
0
0
0
0
0
0
0
0
0
0
0
0
0
0
0
0
0
0
0
0
0
0
0
0
0
0
0
0
0
0
0
0
0
0
0
0
0
0
0
0
0
0
0
0
0
0
0
0
0
0
0
0
0
0
0
0
0
0
0
0
0
0
0
0
0
0
0
0
0
0
0
0
0
0
0
0
0
0
0
0
0
0
0
0
0
0
0
0
0
0
0
0
0
0
0
0
0
0
0
0
0
0
0
0
0
0
0
0
0
0
0
0
0
0
0
0
0
0
0
0
0
0
0
0
0
0
0
0
0
0
0
0
0
0
0
0
0
0
0
0
0
0
0
0
0
0
0
0
0
0
0
0
0
0
0
0
0
0
0
0
0
0
0
0
0
0
0
0
0
0
0
0
0
0
0
0
0
0
0
0
0
0
0
0
0
0
0
0
0
0
0
0
0
0
0
0
0
0
0
0
0
0
0
0
0
0
0
0
0
0
0
0
0
0
0
0
0
0
0
0
0
0
0
0
0
0
0
0
0
0
0
0
0
0
0
0
0
0
0
0
0
0
0
0
0
0
0
0
0
0
0
0
0
0
0
0
0
0
0
0
0
0
0
0
0
0
0
0
0
0
0
0
0
0
0
0
0
0
0
0
0
0
0
0
0
0
0
0
0
0
0
0
0
0
0
0
0
0
0
0
0
0
0
0
0
0
0
0
0
0
0
0
0
0
0
0
0
0
0
0
0
0
0
0
0
0
0
0
0
0
0
0
0
0
0
0
0
0
0
0
0
0
0
0
0
0
0
0
0
0
0
0
0
0
0
0
0
0
0
0
0
0
0
0
0
0
0
0
0
0
0
0
0
0
0
0
0
0
0
0
0
0
0
0
0
0
0
0
0
0
0
0
0
0
0
0
0
0
0
0
0
0
0
0
0
0
0
0
0
0
0
0
0
0
0
0
0
0
0
0
0
0
0
0
0
0
0
0
0
0
0
0
0
0
0
0
0
0
0
0
0
0
0
0
0
0
0
0
0
0
0
0
0
0
0
0
0
0
0
0
0
0
0
0
0
0
0
0
0
0
0
0
0
0
0
0
0
0
0
0
0
0
0
0
0
0
0
0
0
0
0
0
0
0
0
0
0
0
0
0
0
0
0
0
0
0
0
0
0
0
0
0
0
0
0
0
0
0
0
0
0
0
0
0
0
0
0
0
0
0
0
0
0
0
0
0
0
0
0
0
0
0
0
0
0
0
0
0
0
0
0
0
0
0
0
0
0
0
0
0
0
0
0
0
0
0
0
0
0
0
0
0
0
0
0
0
0
0
0
0
0
0
0
0
0
0
0
0
0
0
0
0
0
0
0
0
0
0
0
0
0
0
0
0
0
0
0
0
0
0
0
0
0
0
0
0
0
0
0
0
0
0
0
0
0
0
0
0
0
0
0
0
0
0
0
0
0
0
0
0
0
0
0
0
0
0
0
0
0
0
0
0
0
0
0
0
0
0
0
0
0
0
0
0
0
0
0
0
0
0
0
0
0
0
0
0
0
0
0
0
0
0
0
0
0
0
0
0
0
0
0
0
0
0
0
0
0
0
0
0
0
0
0
0
0
0
0
0
0
0
0
0
0
0
0
0
0
0
0
0
0
0
0
0
0
0
0
0
0
0
0
0
0
0
0
0
0
0
0
0
0
0
0
0
0
0
0
0
0
0
0
0
0
0
0
0
0
0
0
0
0
0
0
0
0
0
0
0
0
0
0
0
0
0
0
0
0
0
0
0
0
0
0
0
0
0
0
0
0
0
0
0
0
0
0
0
0
0
0
0
0
0
0
0
0
0
0
0
0
0
0
0
0
0
0
0
0
0
0
0
0
0
0
0
0
0
0
0
0
0
0
0
0
0
0
0
0
0
0
0
0
0
0
0
0
0
0
0
0
0
0
0
0
0
0
0
0
0
0
0
0
0
0
0
0
0
0
0
0
0
0
0
0
0
0
0
0
0
0
0
0
0
0
0
0
0
0
0
0
0
0
0
0
0
0
0
0
0
0
0
0
0
0
0
0
0
0
0
0
0
0
0
0
0
0
0
0
0
0
0
0
0
0
0
0
0
0
0
0
0
0
0
0
0
0
0
0
0
0
0
0
0
0
0
0
0
0
0
0
0
0
0
0
0
0
0
0
0
0
0
0
0
0
0
0
0
0
0
0
0
0
0
0
0
0
0
0
0
0
0
0
0
0
0
0
0
0
0
0
0
0
0
0
0
0
0
0
0
0
0
0
0
0
0
0
0
0
0
0
0
0
0
0
0
0
0
0
0
0
0
0
0
0
0
0
0
0
0
0
0
0
0
0
0
0
0
0
0
0
0
0
0
0
0
0
0
0
0
0
0
0
0
0
0
0
0
0
0
0
0
0
0
0
0
0
0
0
0
0
0
0
0
0
0
0
0
0
0
0
0
0
0
0
0
0
0
0
0
0
0
0
0
0
0
0
0
0
0
0
0
0
0
0
0
0
0
0
0
0
0
0
0
0
0
0
0
0
0
0
0
0
0
0
0
0
0
0
0
0
0
0
0
0
0
0
0
0
0
0
0
0
0
0
0
0
0
0
0
0
0
0
0
0
0
0
0
0
0
0
0
0
0
0
0
0
0
0
0
0
0
0
0
0
0
0
0
0
0
0
0
0
0
0
0
0
0
0
0
0
0
0
0
0
0
0
0
0
0
0
0
0
0
0
0
0
0
0
0
0
0
0
0
0
0
0
0
0
0
0
0
0
0
0
0
0
0
0
0
0
0
0
0
0
0
0
0
0
0
0
0
0
0
0
0
0
0
0
0
0
0
0
0
0
0
0
0
0
0
0
0
0
0
0
0
0
0
0
0
0
0
0
0
0
0
0
0
0
0
0
0
0
0
0
0
0
0
0
0
0
0
0
0
0
0
0
0
0
0
0
0
0
0
0
0
0
0
0
0
0
0
0
0
0
0
0
0
0
0
0
0
0
0
0
0
0
0
0
0
0
0
0
0
0
0
0
0
0
0
0
0
0
0
0
0
0
0
0
0
0
0
0
0
0
0
0
0
0
0
0
0
0
0
0
0
0
0
0
0
0
0
0
0
0
0
0
0
0
0
0
0
0
0
0
0
0
0
0
0
0
0
0
0
0
0
0
0
0
0
0
0
0
0
0
0
0
0
0
0
0
0
0
0
0
0
0
0
0
0
0
0
0
0
0
0
0
0
0
0
0
0
0
0
0
0
0
0
0
0
0
0
0
0
0
0
0
0
0
0
0
0
0
0
0
0
0
0
0
0
0
0
0
0
0
0
0
0
0
0
0
0
0
0
0
0
0
0
0
0
0
0
0
0
0
0
0
0
0
0
0
0
0
0
0
0
0
0
0
0
0
0
0
0
0
0
0
0
0
0
0
0
0
0
0
0
0
0
0
0
0
0
0
0
0
0
0
0
0
0
0
0
0
0
0
0
0
0
0
0
0
0
0
0
0
0
0
0
0
0
0
0
0
0
0
0
0
0
0
0
0
0
0
0
0
0
0
0
0
0
0
0
0
0
0
0
0
0
0
0
0
0
0
0
0
0
0
0
0
0
0
0
0
0
0
0
0
0
0
0
0
0
0
0
0
0
0
0
0
0
0
0
0
0
0
0
0
0
0
0
0
0
0
0
0
0
0
0
0
0
0
0
0
0
0
0
0
0
0
0
0
0
0
0
0
0
0
0
0
0
0
0
0
0
0
0
0
0
0
0
0
0
0
0
0
0
0
0
0
0
0
0
0
0
0
0
0
0
0
0
0
0
0
0
0
0
0
0
0
0
0
0
0
0
0
0
0
0
0
0
0
0
0
0
0
0
0
0
0
0
0
0
0
0
0
0
0
0
0
0
0
0
0
0
0
0
0
0
0
0
0
0
0
0
0
0
0
0
0
0
0
0
0
0
0
0
0
0
0
0
0
0
0
0
0
0
0
0
0
0
0
0
0
0
0
0
0
0
0
0
0
0
0
0
0
0
0
0
0
0
0
0
0
0
0
0
0
0
0
0
0
0
0
0
0
0
0
0
0
0
0
0
0
0
0
0
0
0
0
0
0
0
0
0
0
0
0
0
0
0
0
0
0
0
0
0
0
0
0
0
0
0
0
0
0
0
0
0
0
0
0
0
0
0
0
0
0
0
0
0
0
0
0
0
0
0
0
0
0
0
0
0
0
0
0
0
0
0
0
0
0
0
0
0
0
0
0
0
0
0
0
0
0
0
0
0
0
0
0
0
0
0
0
0
0
0
0
0
0
0
0
0
0
0
0
0
0
0
0
0
0
0
0
0
0
0
0
0
0
0
0
0
0
0
0
0
0
0
0
0
0
0
0
0
0
0
0
0
0
0
0
0
0
0
0
0
0
0
0
0
0
0
0
0
0
0
0
0
0
0
0
0
0
0
0
0
0
0
0
0
0
0
0
0
0
0
0
0
0
0
0
0
0
0
0
0
0
0
0
0
0
0
0
0
0
0
0
0
0
0
0
0
0
0
0
0
0
0
0
0
0
0
0
0
0
0
0
0
0
0
0
0
0
0
0
0
0
0
0
0
0
0
0
0
0
0
0
0
0
0
0
0
0
0
0
0
0
0
0
0
0
0
0
0
0
0
0
0
0
0
0
0
0
0
0
0
0
0
0
0
0
0
0
0
0
0
0
0
0
0
0
0
0
0
0
0
0
0
0
0
0
0
0
0
0
0
0
0
0
0
0
0
0
0
0
0
0
0
0
0
0
0
0
0
0
0
0
0
0
0
0
0
0
0
0
0
0
0
0
0
0
0
0
0
0
0
0
0
0
0
0
0
0
0
0
0
0
0
0
0
0
0
0
0
0
0
0
0
0
0
0
0
0
0
0
0
0
0
0
0
0
0
0
0
0
0
0
0
0
0
0
0
0
0
0
0
0
0
0
0
0
0
0
0
0
0
0
0
0
0
0
0
0
0
0
0
0
0
0
0
0
0
0
0
0
0
0
0
0
0
0
0
0
0
0
0
0
0
0
0
0
0
0
0
0
0
0
0
0
0
0
0
0
0
0
0
0
0
0
0
0
0
0
0
0
0
0
0
0
0
0
0
0
0
0
0
0
0
0
0
0
0
0
0
0
0
0
0
0
0
0
0
0
0
0
0
0
0
0
0
0
0
0
0
0
0
0
0
0
0
0
0
0
0
0
0
0
0
0
0
0
0
0
0
0
0
0
0
0
0
0
0
0
0
0
0
0
0
0
0
0
0
0
0
0
0
0
0
0
0
0
0
0
0
0
0
0
0
0
0
0
0
0
0
0
0
0
0
0
0
0
0
0
0
0
0
0
0
0
0
0
0
0
0
0
0
0
0
0
0
0
0
0
0
0
0
0
0
0
0
0
0
0
0
0
0
0
0
0
0
0
0
0
0
0
0
0
0
0
0
0
0
0
0
0
0
0
0
0
0
0
0
0
0
0
0
0
0
0
0
0
0
0
0
0
0
0
0
0
0
0
0
0
0
0
0
0
0
0
0
0
0
0
0
0
0
0
0
0
0
0
0
0
0
0
0
0
0
0
0
0
0
0
0
0
0
0
0
0
0
0
0
0
0
0
0
0
0
0
0
0
0
0
0
0
0
0
0
0
0
0
0
0
0
0
0
0
0
0
0
0
0
0
0
0
0
0
0
0
0
0
0
0
0
0
0
0
0
0
0
0
0
0
0
0
0
0
0
0
0
0
0
0
0
0
0
0
0
0
0
0
0
0
0
0
0
0
0
0
0
0
0
0
0
0
0
0
0
0
0
0
0
0
0
0
0
0
0
0
0
0
0
0
0
0
0
0
0
0
0
0
0
0
0
0
0
0
0
0
0
0
0
0
0
0
0
0
0
0
0
0
0
0
0
0
0
0
0
0
0
0
0
0
0
0
0
0
0
0
0
0
0
0
0
0
0
0
0
0
0
0
0
0
0
0
0
0
0
0
0
0
0
0
0
0
0
0
0
0
0
0
0
0
0
0
0
0
0
0
0
0
0
0
0
0
0
0
0
0
0
0
0
0
0
0
0
0
0
0
0
0
0
0
0
0
0
0
0
0
0
0
0
0
0
0
0
0
0
0
0
0
0
0
0
0
0
0
0
0
0
0
0
0
0
0
0
0
0
0
0
0
0
0
0
0
0
0
0
0
0
0
0
0
0
0
0
0
0
0
0
0
0
0
0
0
0
0
0
0
0
0
0
0
0
0
0
0
0
0
0
0
0
0
0
0
0
0
0
0
0
0
0
0
0
0
0
0
0
0
0
0
0
0
0
0
0
0
0
0
0
0
0
0
0
0
0
0
0
0
0
0
0
0
0
0
0
0
0
0
0
0
0
0
0
0
0
0
0
0
0
0
0
0
0
0
0
0
0
0
0
0
0
0
0
0
0
0
0
0
0
0
0
0
0
0
0
0
0
0
0
0
0
0
0
0
0
0
0
0
0
0
0
0
0
0
0
0
0
0
0
0
0
0
0
0
0
0
0
0
0
0
0
0
0
0
0
0
0
0
0
0
0
0
0
0
0
0
0
0
0
0
0
0
0
0
0
0
0
0
0
0
0
0
0
0
0
0
0
0
0
0
0
0
0
0
0
0
0
0
0
0
0
0
0
0
0
0
0
0
0
0
0
0
0
0
0
0
0
0
0
0
0
0
0
0
0
0
0
0
0
0
0
0
0
0
0
0
0
0
0
0
0
0
0
0
0
0
0
0
0
0
0
0
0
0
0
0
0
0
0
0
0
0
0
0
0
0
0
0
0
0
0
0
0
0
0
0
0
0
0
0
0
0
0
0
0
0
0
0
0
0
0
0
0
0
0
0
0
0
0
0
0
0
0
0
0
0
0
0
0
0
0
0
0
0
0
0
0
0
0
0
0
0
0
0
0
0
0
0
0
0
0
0
0
0
0
0
0
0
0
0
0
0
0
0
0
0
0
0
0
0
0
0
0
0
0
0
0
0
0
0
0
0
0
0
0
0
0
0
0
0
0
0
0
0
0
0
0
0
0
0
0
0
0
0
0
0
0
0
0
0
0
0
0
0
0
0
0
0
0
0
0
0
0
0
0
0
0
0
0
0
0
0
0
0
0
0
0
0
0
0
0
0
0
0
0
0
0
0
0
0
0
0
0
0
0
0
0
0
0
0
0
0
0
0
0
0
0
0
0
0
0
0
0
0
0
0
0
0
0
0
0
0
0
0
0
0
0
0
0
0
0
0
0
0
0
0
0
0
0
0
0
0
0
0
0
0
0
0
0
0
0
0
0
0
0
0
0
0
0
0
0
0
0
0
0
0
0
0
0
0
0
0
0
0
0
0
0
0
0
0
0
0
0
0
0
0
0
0
0
0
0
0
0
0
0
0
0
0
0
0
0
0
0
0
0
0
0
0
0
0
0
0
0
0
0
0
0
0
0
0
0
0
0
0
0
0
0
0
0
0
0
0
0
0
0
0
0
0
0
0
0
0
0
0
0
0
0
0
0
0
0
0
0
0
0
0
0
0
0
0
0
0
0
0
0
0
0
0
0
0
0
0
0
0
0
0
0
0
0
0
0
0
0
0
0
0
0
0
0
0
0
0
0
0
0
0
0
0
0
0
0
0
0
0
0
0
0
0
0
0
0
0
0
0
0
0
0
0
0
0
0
0
0
0
0
0
0
0
0
0
0
0
0
0
0
0
0
0
0
0
0
0
0
0
0
0
0
0
0
0
0
0
0
0
0
0
0
0
0
0
0
0
0
0
0
0
0
0
0
0
0
0
0
0
0
0
0
0
0
0
0
0
0
0
0
0
0
0
0
0
0
0
0
0
0
0
0
0
0
0
0
0
0
0
0
0
0
0
0
0
0
0
0
0
0
0
0
0
0
0
0
0
0
0
0
0
0
0
0
0
0
0
0
0
0
0
0
0
0
0
0
0
0
0
0
0
0
0
0
0
0
0
0
0
0
0
0
0
0
0
0
0
0
0
0
0
0
0
0
0
0
0
0
0
0
0
0
0
0
0
0
0
0
0
0
0
0
0
0
0
0
0
0
0
0
0
0
0
0
0
0
0
0
0
0
0
0
0
0
0
0
0
0
0
0
0
0
0
0
0
0
0
0
0
0
0
0
0
0
0
0
0
0
0
0
0
0
0
0
0
0
0
0
0
0
0
0
0
0
0
0
0
0
0
0
0
0
0
0
0
0
0
0
0
0
0
0
0
0
0
0
0
0
0
0
0
0
0
0
0
0
0
0
0
0
0
0
0
0
0
0
0
0
0
0
0
0
0
0
0
0
0
0
0
0
0
0
0
0
0
0
0
0
0
0
0
0
0
0
0
0
0
0
0
0
0
0
0
0
0
0
0
0
0
0
0
0
0
0
0
0
0
0
0
0
0
0
0
0
0
0
0
0
0
0
0
0
0
0
0
0
0
0
0
0
0
0
0
0
0
0
0
0
0
0
0
0
0
0
0
0
0
0
0
0
0
0
0
0
0
0
0
0
0
0
0
0
0
0
0
0
0
0
0
0
0
0
0
0
0
0
0
0
0
0
0
0
0
0
0
0
0
0
0
0
0
0
0
0
0
0
0
0
0
0
0
0
0
0
0
0
0
0
0
0
0
0
0
0
0
0
0
0
0
0
0
0
0
0
0
0
0
0
0
0
0
0
0
0
0
0
0
0
0
0
0
0
0
0
0
0
0
0
0
0
0
0
0
0
0
0
0
0
0
0
0
0
0
0
0
0
0
0
0
0
0
0
0
0
0
0
0
0
0
0
0
0
0
0
0
0
0
0
0
0
0
0
0
0
0
0
0
0
0
0
0
0
0
0
0
0
0
0
0
0
0
0
0
0
0
0
0
0
0
0
0
0
0
0
0
0
0
0
0
0
0
0
0
0
0
0
0
0
0
0
0
0
0
0
0
0
0
0
0
0
0
0
0
0
0
0
0
0
0
0
0
0
0
0
0
0
0
0
0
0
0
0
0
0
0
0
0
0
0
0
0
0
0
0
0
0
0
0
0
0
0
0
0
0
0
0
0
0
0
0
0
0
0
0
0
0
0
0
0
0
0
0
0
0
0
0
0
0
0
0
0
0
0
0
0
0
0
0
0
0
0
0
0
0
0
0
0
0
0
0
0
0
0
0
0
0
0
0
0
0
0
0
0
0
0
0
0
0
0
0
0
0
0
0
0
0
0
0
0
0
0
0
0
0
0
0
0
0
0
0
0
0
0
0
0
0
0
0
0
0
0
0
0
0
0
0
0
0
0
0
0
0
0
0
0
0
0
0
0
0
0
0
0
0
0
0
0
0
0
0
0
0
0
0
0
0
0
0
0
0
0
0
0
0
0
0
0
0
0
0
0
0
0
0
0
0
0
0
0
0
0
0
0
0
0
0
0
0
0
0
0
0
0
0
0
0
0
0
0
0
0
0
0
0
0
0
0
0
0
0
0
0
0
0
0
0
0
0
0
0
0
0
0
0
0
0
0
0
0
0
0
0
0
0
0
0
0
0
0
0
0
0
0
0
0
0
0
0
0
0
0
0
0
0
0
0
0
0
0
0
0
0
0
0
0
0
0
0
0
0
0
0
0
0
0
0
0
0
0
0
0
0
0
0
0
0
0
0
0
0
0
0
0
0
0
0
0
0
0
0
0
0
0
0
0
0
0
0
0
0
0
0
0
0
0
0
0
0
0
0
0
0
0
0
0
0
0
0
0
0
0
0
0
0
0
0
0
0
0
0
0
0
0
0
0
0
0
0
0
0
0
0
0
0
0
0
0
0
0
0
0
0
0
0
0
0
0
0
0
0
0
0
0
0
0
0
0
0
0
0
0
0
0
0
0
0
0
0
0
0
0
0
0
0
0
0
0
0
0
0
0
0
0
0
0
0
0
0
0
0
0
0
0
0
0
0
0
0
0
0
0
0
0
0
0
0
0
0
0
0
0
0
0
0
0
0
0
0
0
0
0
0
0
0
0
0
0
0
0
0
0
0
0
0
0
0
0
0
0
0
0
0
0
0
0
0
0
0
0
0
0
0
0
0
0
0
0
0
0
0
0
0
0
0
0
0
0
0
0
0
0
0
0
0
0
0
0
0
0
0
0
0
0
0
0
0
0
0
0
0
0
0
0
0
0
0
0
0
0
0
0
0
0
0
0
0
0
0
0
0
0
0
0
0
0
0
0
0
0
0
0
0
0
0
0
0
0
0
0
0
0
0
0
0
0
0
0
0
0
0
0
0
0
0
0
0
0
0
0
0
0
0
0
0
0
0
0
0
0
0
0
0
0
0
0
0
0
0
0
0
0
0
0
0
0
0
0
0
0
0
0
0
0
0
0
0
0
0
0
0
0
0
0
0
0
0
0
0
0
0
0
0
0
0
0
0
0
0
0
0
0
0
0
0
0
0
0
0
0
0
0
0
0
0
0
0
0
0
0
0
0
0
0
0
0
0
0
0
0
0
0
0
0
0
0
0
0
0
0
0
0
0
0
0
0
0
0
0
0
0
0
0
0
0
0
0
0
0
0
0
0
0
0
0
0
0
0
0
0
0
0
0
0
0
0
0
0
0
0
0
0
0
0
0
0
0
0
0
0
0
0
0
0
0
0
0
0
0
0
0
0
0
0
0
0
0
0
0
0
0
0
0
0
0
0
0
0
0
0
0
0
0
0
0
0
0
0
0
0
0
0
0
0
0
0
0
0
0
0
0
0
0
0
0
0
0
0
0
0
0
0
0
0
0
0
0
0
0
0
0
0
0
0
0
0
0
0
0
0
0
0
0
0
0
0
0
0
0
0
0
0
0
0
0
0
0
0
0
0
0
0
0
0
0
0
0
0
0
0
0
0
0
0
0
0
0
0
0
0
0
0
0
0
0
0
0
0
0
0
0
0
0
0
0
0
0
0
0
0
0
0
0
0
0
0
0
0
0
0
0
0
0
0
0
0
0
0
0
0
0
0
0
0
0
0
0
0
0
0
0
0
0
0
0
0
0
0
0
0
0
0
0
0
0
0
0
0
0
0
0
0
0
0
0
0
0
0
0
0
0
0
0
0
0
0
0
0
0
0
0
0
0
0
0
0
0
0
0
0
0
0
0
0
0
0
0
0
0
0
0
0
0
0
0
0
0
0
0
0
0
0
0
0
0
0
0
0
0
0
0
0
0
0
0
0
0
0
0
0
0
0
0
0
0
0
0
0
0
0
0
0
0
0
0
0
0
0
0
0
0
0
0
0
0
0
0
0
0
0
0
0
0
0
0
0
0
0
0
0
0
0
0
0
0
0
0
0
0
0
0
0
0
0
0
0
0
0
0
0
0
0
0
0
0
0
0
0
0
0
0
0
0
0
0
0
0
0
0
0
0
0
0
0
0
0
0
0
0
0
0
0
0
0
0
0
0
0
0
0
0
0
0
0
0
0
0
0
0
0
0
0
0
0
0
0
0
0
0
0
0
0
0
0
0
0
0
0
0
0
0
0
0
0
0
0
0
0
0
0
0
0
0
0
0
0
0
0
0
0
0
0
0
0
0
0
0
0
0
0
0
0
0
0
0
0
0
0
0
0
0
0
0
0
0
0
0
0
0
0
0
0
0
0
0
0
0
0
0
0
0
0
0
0
0
0
0
0
0
0
0
0
0
0
0
0
0
0
0
0
0
0
0
0
0
0
0
0
0
0
0
0
0
0
0
0
0
0
0
0
0
0
0
0
0
0
0
0
0
0
0
0
0
0
0
0
0
0
0
0
0
0
0
0
0
0
0
0
0
0
0
0
0
0
0
0
0
0
0
0
0
0
0
0
0
0
0
0
0
0
0
0
0
0
0
0
0
0
0
0
0
0
0
0
0
0
0
0
0
0
0
0
0
0
0
0
0
0
0
0
0
0
0
0
0
0
0
0
0
0
0
0
0
0
0
0
0
0
0
0
0
0
0
0
0
0
0
0
0
0
0
0
0
0
0
0
0
0
0
0
0
0
0
0
0
0
0
0
0
0
0
0
0
0
0
0
0
0
0
0
0
0
0
0
0
0
0
0
0
0
0
0
0
0
0
0
0
0
0
0
0
0
0
0
0
0
0
0
0
0
0
0
0
0
0
0
0
0
0
0
0
0
0
0
0
0
0
0
0
0
0
0
0
0
0
0
0
0
0
0
0
0
0
0
0
0
0
0
0
0
0
0
0
0
0
0
0
0
0
0
0
0
0
0
0
0
0
0
0
0
0
0
0
0
0
0
0
0
0
0
0
0
0
0
0
0
0
0
0
0
0
0
0
0
0
0
0
0
0
0
0
0
0
0
0
0
0
0
0
0
0
0
0
0
0
0
0
0
0
0
0
0
0
0
0
0
0
0
0
0
0
0
0
0
0
0
0
0
0
0
0
0
0
0
0
0
0
0
0
0
0
0
0
0
0
0
0
0
0
0
0
0
0
0
0
0
0
0
0
0
0
0
0
0
0
0
0
0
0
0
0
0
0
0
0
0
0
0
0
0
0
0
0
0
0
0
0
0
0
0
0
0
0
0
0
0
0
0
0
0
0
0
0
0
0
0
0
0
0
0
0
0
0
0
0
0
0
0
0
0
0
0
0
0
0
0
0
0
0
0
0
0
0
0
0
0
0
0
0
0
0
0
0
0
0
0
0
0
0
0
0
0
0
0
0
0
0
0
0
0
0
0
0
0
0
0
0
0
0
0
0
0
0
0
0
0
0
0
0
0
0
0
0
0
0
0
0
0
0
0
0
0
0
0
0
0
0
0
0
0
0
0
0
0
0
0
0
0
0
0
0
0
0
0
0
0
0
0
0
0
0
0
0
0
0
0
0
0
0
0
0
0
0
0
0
0
0
0
0
0
0
0
0
0
0
0
0
0
0
0
0
0
0
0
0
0
0
0
0
0
0
0
0
0
0
0
0
0
0
0
0
0
0
0
0
0
0
0
0
0
0
0
0
0
0
0
0
0
0
0
0
0
0
0
0
0
0
0
0
0
0
0
0
0
0
0
0
0
0
0
0
0
0
0
0
0
0
0
0
0
0
0
0
0
0
0
0
0
0
0
0
0
0
0
0
0
0
0
0
0
0
0
0
0
0
0
0
0
0
0
0
0
0
0
0
0
0
0
0
0
0
0
0
0
0
0
0
0
0
0
0
0
0
0
0
0
0
0
0
0
0
0
0
0
0
0
0
0
0
0
0
0
0
0
0
0
0
0
0
0
0
0
0
0
0
0
0
0
0
0
0
0
0
0
0
0
0
0
0
0
0
0
0
0
0
0
0
0
0
0
0
0
0
0
0
0
0
0
0
0
0
0
0
0
0
0
0
0
0
0
0
0
0
0
0
0
0
0
0
0
0
0
0
0
0
0
0
0
0
0
0
0
0
0
0
0
0
0
0
0
0
0
0
0
0
0
0
0
0
0
0
0
0
0
0
0
0
0
0
0
0
0
0
0
0
0
0
0
0
0
0
0
0
0
0
0
0
0
0
0
0
0
0
0
0
0
0
0
0
0
0
0
0
0
0
0
0
0
0
0
0
0
0
0
0
0
0
0
0
0
0
0
0
0
0
0
0
0
0
0
0
0
0
0
0
0
0
0
0
0
0
0
0
0
0
0
0
0
0
0
0
0
0
0
0
0
0
0
0
0
0
0
0
0
0
0
0
0
0
0
0
0
0
0
0
0
0
0
0
0
0
0
0
0
0
0
0
0
0
0
0
0
0
0
0
0
0
0
0
0
0
0
0
0
0
0
0
0
0
0
0
0
0
0
0
0
0
0
0
0
0
0
0
0
0
0
0
0
0
0
0
0
0
0
0
0
0
0
0
0
0
0
0
0
0
0
0
0
0
0
0
0
0
0
0
0
0
0
0
0
0
0
0
0
0
0
0
0
0
0
0
0
0
0
0
0
0
0
0
0
0
0
0
0
0
0
0
0
0
0
0
0
0
0
0
0
0
0
0
0
0
0
0
0
0
0
0
0
0
0
0
0
0
0
0
0
0
0
0
0
0
0
0
0
0
0
0
0
0
0
0
0
0
0
0
0
0
0
0
0
0
0
0
0
0
0
0
0
0
0
0
0
0
0
0
0
0
0
0
0
0
0
0
0
0
0
0
0
0
0
0
0
0
0
0
0
0
0
0
0
0
0
0
0
0
0
0
0
0
0
0
0
0
0
0
0
0
0
0
0
0
0
0
0
0
0
0
0
0
0
0
0
0
0
0
0
0
0
0
0
0
0
0
0
0
0
0
0
0
0
0
0
0
0
0
0
0
0
0
0
0
0
0
0
0
0
0
0
0
0
0
0
0
0
0
0
0
0
0
0
0
0
0
0
0
0
0
0
0
0
0
0
0
0
0
0
0
0
0
0
0
0
0
0
0
0
0
0
0
0
0
0
0
0
0
0
0
0
0
0
0
0
0
0
0
0
0
0
0
0
0
0
0
0
0
0
0
0
0
0
0
0
0
0
0
0
0
0
0
0
0
0
0
0
0
0
0
0
0
0
0
0
0
0
0
0
0
0
0
0
0
0
0
0
0
0
0
0
0
0
0
0
0
0
0
0
0
0
0
0
0
0
0
0
0
0
0
0
0
0
0
0
0
0
0
0
0
0
0
0
0
0
0
0
0
0
0
0
0
0
0
0
0
0
0
0
0
0
0
0
0
0
0
0
0
0
0
0
0
0
0
0
0
0
0
0
0
0
0
0
0
0
0
0
0
0
0
0
0
0
0
0
0
0
0
0
0
0
0
0
0
0
0
0
0
0
0
0
0
0
0
0
0
0
0
0
0
0
0
0
0
0
0
0
0
0
0
0
0
0
0
0
0
0
0
0
0
0
0
0
0
0
0
0
0
0
0
0
0
0
0
0
0
0
0
0
0
0
0
0
0
0
0
0
0
0
0
0
0
0
0
0
0
0
0
0
0
0
0
0
0
0
0
0
0
0
0
0
0
0
0
0
0
0
0
0
0
0
0
0
0
0
0
0
0
0
0
0
0
0
0
0
0
0
0
0
0
0
0
0
0
0
0
0
0
0
0
0
0
0
0
0
0
0
0
0
0
0
0
0
0
0
0
0
0
0
0
0
0
0
0
0
0
0
0
0
0
0
0
0
0
0
0
0
0
0
0
0
0
0
0
0
0
0
0
0
0
0
0
0
0
0
0
0
0
0
0
0
0
0
0
0
0
0
0
0
0
0
0
0
0
0
0
0
0
0
0
0
0
0
0
0
0
0
0
0
0
0
0
0
0
0
0
0
0
0
0
0
0
0
0
0
0
0
0
0
0
0
0
0
0
0
0
0
0
0
0
0
0
0
0
0
0
0
0
0
0
0
0
0
0
0
0
0
0
0
0
0
0
0
0
0
0
0
0
0
0
0
0
0
0
0
0
0
0
0
0
0
0
0
0
0
0
0
0
0
0
0
0
0
0
0
0
0
0
0
0
0
0
0
0
0
0
0
0
0
0
0
0
0
0
0
0
0
0
0
0
0
0
0
0
0
0
0
0
0
0
0
0
0
0
0
0
0
0
0
0
0
0
0
0
0
0
0
0
0
0
0
0
0
0
0
0
0
0
0
0
0
0
0
0
0
0
0
0
0
0
0
0
0
0
0
0
0
0
0
0
0
0
0
0
0
0
0
0
0
0
0
0
0
0
0
0
0
0
0
0
0
0
0
0
0
0
0
0
0
0
0
0
0
0
0
0
0
0
0
0
0
0
0
0
0
0
0
0
0
0
0
0
0
0
0
0
0
0
0
0
0
0
0
0
0
0
0
0
0
0
0
0
0
0
0
0
0
0
0
0
0
0
0
0
0
0
0
0
0
0
0
0
0
0
0
0
0
0
0
0
0
0
0
0
0
0
0
0
0
0
0
0
0
0
0
0
0
0
0
0
0
0
0
0
0
0
0
0
0
0
0
0
0
0
0
0
0
0
0
0
0
0
0
0
0
0
0
0
0
0
0
0
0
0
0
0
0
0
0
0
0
0
0
0
0
0
0
0
0
0
0
0
0
0
0
0
0
0
0
0
0
0
0
0
0
0
0
0
0
0
0
0
0
0
0
0
0
0
0
0
0
0
0
0
0
0
0
0
0
0
0
0
0
0
0
0
0
0
0
0
0
0
0
0
0
0
0
0
0
0
0
0
0
0
0
0
0
0
0
0
0
0
0
0
0
0
0
0
0
0
0
0
0
0
0
0
0
0
0
0
0
0
0
0
0
0
0
0
0
0
0
0
0
0
0
0
0
0
0
0
0
0
0
0
0
0
0
0
0
0
0
0
0
0
0
0
0
0
0
0
0
0
0
0
0
0
0
0
0
0
0
0
0
0
0
0
0
0
0
0
0
0
0
0
0
0
0
0
0
0
0
0
0
0
0
0
0
0
0
0
0
0
0
0
0
0
0
0
0
0
0
0
0
0
0
0
0
0
0
0
0
0
0
0
0
0
0
0
0
0
0
0
0
0
0
0
0
0
0
0
0
0
0
0
0
0
0
0
0
0
0
0
0
0
0
0
0
0
0
0
0
0
0
0
0
0
0
0
0
0
0
0
0
0
0
0
0
0
0
0
0
0
0
0
0
0
0
0
0
0
0
0
0
0
0
0
0
0
0
0
0
0
0
0
0
0
0
0
0
0
0
0
0
0
0
0
0
0
0
0
0
0
0
0
0
0
0
0
0
0
0
0
0
0
0
0
0
0
0
0
0
0
0
0
0
0
0
0
0
0
0
0
0
0
0
0
0
0
0
0
0
0
0
0
0
0
0
0
0
0
0
0
0
0
0
0
0
0
0
0
0
0
0
0
0
0
0
0
0
0
0
0
0
0
0
0
0
0
0
0
0
0
0
0
0
0
0
0
0
0
0
0
0
0
0
0
0
0
0
0
0
0
0
0
0
0
0
0
0
0
0
0
0
0
0
0
0
0
0
0
0
0
0
0
0
0
0
0
0
0
0
0
0
0
0
0
0
0
0
0
0
0
0
0
0
0
0
0
0
0
0
0
0
0
0
0
0
0
0
0
0
0
0
0
0
0
0
0
0
0
0
0
0
0
0
0
0
0
0
0
0
0
0
0
0
0
0
0
0
0
0
0
0
0
0
0
0
0
0
0
0
0
0
0
0
0
0
0
0
0
0
0
0
0
0
0
0
0
0
0
0
0
0
0
0
0
0
0
0
0
0
0
0
0
0
0
0
0
0
0
0
0
0
0
0
0
0
0
0
0
0
0
0
0
0
0
0
0
0
0
0
0
0
0
0
0
0
0
0
0
0
0
0
0
0
0
0
0
0
0
0
0
0
0
0
0
0
0
0
0
0
0
0
0
0
0
0
0
0
0
0
0
0
0
0
0
0
0
0
0
0
0
0
0
0
0
0
0
0
0
0
0
0
0
0
0
0
0
0
0
0
0
0
0
0
0
0
0
0
0
0
0
0
0
0
0
0
0
0
0
0
0
0
0
0
0
0
0
0
0
0
0
0
0
0
0
0
0
0
0
0
0
0
0
0
0
0
0
0
0
0
0
0
0
0
0
0
0
0
0
0
0
0
0
0
0
0
0
0
0
0
0
0
0
0
0
0
0
0
0
0
0
0
0
0
0
0
0
0
0
0
0
0
0
0
0
0
0
0
0
0
0
0
0
0
0
0
0
0
0
0
0
0
0
0
0
0
0
0
0
0
0
0
0
0
0
0
0
0
0
0
0
0
0
0
0
0
0
0
0
0
0
0
0
0
0
0
0
0
0
0
0
0
0
0
0
0
0
0
0
0
0
0
0
0
0
0
0
0
0
0
0
0
0
0
0
0
0
0
0
0
0
0
0
0
0
0
0
0
0
0
0
0
0
0
0
0
0
0
0
0
0
0
0
0
0
0
0
0
0
0
0
0
0
0
0
0
0
0
0
0
0
0
0
0
0
0
0
0
0
0
0
0
0
0
0
0
0
0
0
0
0
0
0
0
0
0
0
0
0
0
0
0
0
0
0
0
0
0
0
0
0
0
0
0
0
0
0
0
0
0
0
0
0
0
0
0
0
0
0
0
0
0
0
0
0
0
0
0
0
0
0
0
0
0
0
0
0
0
0
0
0
0
0
0
0
0
0
0
0
0
0
0
0
0
0
0
0
0
0
0
0
0
0
0
0
0
0
0
0
0
0
0
0
0
0
0
0
0
0
0
0
0
0
0
0
0
0
0
0
0
0
0
0
0
0
0
0
0
0
0
0
0
0
0
0
0
0
0
0
0
0
0
0
0
0
0
0
0
0
0
0
0
0
0
0
0
0
0
0
0
0
0
0
0
0
0
0
0
0
0
0
0
0
0
0
0
0
0
0
0
0
0
0
0
0
0
0
0
0
0
0
0
0
0
0
0
0
0
0
0
0
0
0
0
0
0
0
0
0
0
0
0
0
0
0
0
0
0
0
0
0
0
0
0
0
0
0
0
0
0
0
0
0
0
0
0
0
0
0
0
0
0
0
0
0
0
0
0
0
0
0
0
0
0
0
0
0
0
0
0
0
0
0
0
0
0
0
0
0
0
0
0
0
0
0
0
0
0
0
0
0
0
0
0
0
0
0
0
0
0
0
0
0
0
0
0
0
0
0
0
0
0
0
0
0
0
0
0
0
0
0
0
0
0
0
0
0
0
0
0
0
0
0
0
0
0
0
0
0
0
0
0
0
0
0
0
0
0
0
0
0
0
0
0
0
0
0
0
0
0
0
0
0
0
0
0
0
0
0
0
0
0
0
0
0
0
0
0
0
0
0
0
0
0
0
0
0
0
0
0
0
0
0
0
0
0
0
0
0
0
0
0
0
0
0
0
0
0
0
0
0
0
0
0
0
0
0
0
0
0
0
0
0
0
0
0
0
0
0
0
0
0
0
0
0
0
0
0
0
0
0
0
0
0
0
0
0
0
0
0
0
0
0
0
0
0
0
0
0
0
0
0
0
0
0
0
0
0
0
0
0
0
0
0
0
0
0
0
0
0
0
0
0
0
0
0
0
0
0
0
0
0
0
0
0
0
0
0
0
0
0
0
0
0
0
0
0
0
0
0
0
0
0
0
0
0
0
0
0
0
0
0
0
0
0
0
0
0
0
0
0
0
0
0
0
0
0
0
0
0
0
0
0
0
0
0
0
0
0
0
0
0
0
0
0
0
0
0
0
0
0
0
0
0
0
0
0
0
0
0
0
0
0
0
0
0
0
0
0
0
0
0
0
0
0
0
0
0
0
0
0
0
0
0
0
0
0
0
0
0
0
0
0
0
0
0
0
0
0
0
0
0
0
0
0
0
0
0
0
0
0
0
0
0
0
0
0
0
0
0
0
0
0
0
0
0
0
0
0
0
0
0
0
0
0
0
0
0
0
0
0
0
0
0
0
0
0
0
0
0
0
0
0
0
0
0
0
0
0
0
0
0
0
0
0
0
0
0
0
0
0
0
0
0
0
0
0
0
0
0
0
0
0
0
0
0
0
0
0
0
0
0
0
0
0
0
0
0
0
0
0
0
0
0
0
0
0
0
0
0
0
0
0
0
0
0
0
0
0
0
0
0
0
0
0
0
0
0
0
0
0
0
0
0
0
0
0
0
0
0
0
0
0
0
0
0
0
0
0
0
0
0
0
0
0
0
0
0
0
0
0
0
0
0
0
0
0
0
0
0
0
0
0
0
0
0
0
0
0
0
0
0
0
0
0
0
0
0
0
0
0
0
0
0
0
0
0
0
0
0
0
0
0
0
0
0
0
0
0
0
0
0
0
0
0
0
0
0
0
0
0
0
0
0
0
0
0
0
0
0
0
0
0
0
0
0
0
0
0
0
0
0
0
0
0
0
0
0
0
0
0
0
0
0
0
0
0
0
0
0
0
0
0
0
0
0
0
0
0
0
0
0
0
0
0
0
0
0
0
0
0
0
0
0
0
0
0
0
0
0
0
0
0
0
0
0
0
0
0
0
0
0
0
0
0
0
0
0
0
0
0
0
0
0
0
0
0
0
0
0
0
0
0
0
0
0
0
0
0
0
0
0
0
0
0
0
0
0
0
0
0
0
0
0
0
0
0
0
0
0
0
0
0
0
0
0
0
0
0
0
0
0
0
0
0
0
0
0
0
0
0
0
0
0
0
0
0
0
0
0
0
0
0
0
0
0
0
0
0
0
0
0
0
0
0
0
0
0
0
0
0
0
0
0
0
0
0
0
0
0
0
0
0
0
0
0
0
0
0
0
0
0
0
0
0
0
0
0
0
0
0
0
0
0
0
0
0
0
0
0
0
0
0
0
0
0
0
0
0
0
0
0
0
0
0
0
0
0
0
0
0
0
0
0
0
0
0
0
0
0
0
0
0
0
0
0
0
0
0
0
0
0
0
0
0
0
0
0
0
0
0
0
0
0
0
0
0
0
0
0
0
0
0
0
0
0
0
0
0
0
0
0
0
0
0
0
0
0
0
0
0
0
0
0
0
0
0
0
0
0
0
0
0
0
0
0
0
0
0
0
0
0
0
0
0
0
0
0
0
0
0
0
0
0
0
0
0
0
0
0
0
0
0
0
0
0
0
0
0
0
0
0
0
0
0
0
0
0
0
0
0
0
0
0
0
0
0
0
0
0
0
0
0
0
0
0
0
0
0
0
0
0
0
0
0
0
0
0
0
0
0
0
0
0
0
0
0
0
0
0
0
0
0
0
0
0
0
0
0
0
0
0
0
0
0
0
0
0
0
0
0
0
0
0
0
0
0
0
0
0
0
0
0
0
0
0
0
0
0
0
0
0
0
0
0
0
0
0
0
0
0
0
0
0
0
0
0
0
0
0
0
0
0
0
0
0
0
0
0
0
0
0
0
0
0
0
0
0
0
0
0
0
0
0
0
0
0
0
0
0
0
0
0
0
0
0
0
0
0
0
0
0
0
0
0
0
0
0
0
0
0
0
0
0
0
0
0
0
0
0
0
0
0
0
0
0
0
0
0
0
0
0
0
0
0
0
0
0
0
0
0
0
0
0
0
0
0
0
0
0
0
0
0
0
0
0
0
0
0
0
0
0
0
0
0
0
0
0
0
0
0
0
0
0
0
0
0
0
0
0
0
0
0
0
0
0
0
0
0
0
0
0
0
0
0
0
0
0
0
0
0
0
0
0
0
0
0
0
0
0
0
0
0
0
0
0
0
0
0
0
0
0
0
0
0
0
0
0
0
0
0
0
0
0
0
0
0
0
0
0
0
0
0
0
0
0
0
0
0
0
0
0
0
0
0
0
0
0
0
0
0
0
0
0
0
0
0
0
0
0
0
0
0
0
0
0
0
0
0
0
0
0
0
0
0
0
0
0
0
0
0
0
0
0
0
0
0
0
0
0
0
0
0
0
0
0
0
0
0
0
0
0
0
0
0
0
0
0
0
0
0
0
0
0
0
0
0
0
0
0
0
0
0
0
0
0
0
0
0
0
0
0
0
0
0
0
0
0
0
0
0
0
0
0
0
0
0
0
0
0
0
0
0
0
0
0
0
0
0
0
0
0
0
0
0
0
0
0
0
0
0
0
0
0
0
0
0
0
0
0
0
0
0
0
0
0
0
0
0
0
0
0
0
0
0
0
0
0
0
0
0
0
0
0
0
0
0
0
0
0
0
0
0
0
0
0
0
0
0
0
0
0
0
0
0
0
0
0
0
0
0
0
0
0
0
0
0
0
0
0
0
0
0
0
0
0
0
0
0
0
0
0
0
0
0
0
0
0
0
0
0
0
0
0
0
0
0
0
0
0
0
0
0
0
0
0
0
0
0
0
0
0
0
0
0
0
0
0
0
0
0
0
0
0
0
0
0
0
0
0
0
0
0
0
0
0
0
0
0
0
0
0
0
0
0
0
0
0
0
0
0
0
0
0
0
0
0
0
0
0
0
0
0
0
0
0
0
0
0
0
0
0
0
0
0
0
0
0
0
0
0
0
0
0
0
0
0
0
0
0
0
0
0
0
0
0
0
0
0
0
0
0
0
0
0
0
0
0
0
0
0
0
0
0
0
0
0
0
0
0
0
0
0
0
0
0
0
0
0
0
0
0
0
0
0
0
0
0
0
0
0
0
0
0
0
0
0
0
0
0
0
0
0
0
0
0
0
0
0
0
0
0
0
0
0
0
0
0
0
0
0
0
0
0
0
0
0
0
0
0
0
0
0
0
0
0
0
0
0
0
0
0
0
0
0
0
0
0
0
0
0
0
0
0
0
0
0
0
0
0
0
0
0
0
0
0
0
0
0
0
0
0
0
0
0
0
0
0
0
0
0
0
0
0
0
0
0
0
0
0
0
0
0
0
0
0
0
0
0
0
0
0
0
0
0
0
0
0
0
0
0
0
0
0
0
0
0
0
0
0
0
0
0
0
0
0
0
0
0
0
0
0
0
0
0
0
0
0
0
0
0
0
0
0
0
0
0
0
0
0
0
0
0
0
0
0
0
0
0
0
0
0
0
0
0
0
0
0
0
0
0
0
0
0
0
0
0
0
0
0
0
0
0
0
0
0
0
0
0
0
0
0
0
0
0
0
0
0
0
0
0
0
0
0
0
0
0
0
0
0
0
0
0
0
0
0
0
0
0
0
0
0
0
0
0
0
0
0
0
0
0
0
0
0
0
0
0
0
0
0
0
0
0
0
0
0
0
0
0
0
0
0
0
0
0
0
0
0
0
0
0
0
0
0
0
0
0
0
0
0
0
0
0
0
0
0
0
0
0
0
0
0
0
0
0
0
0
0
0
0
0
0
0
0
0
0
0
0
0
0
0
0
0
0
0
0
0
0
0
0
0
0
0
0
0
0
0
0
0
0
0
0
0
0
0
0
0
0
0
0
0
0
0
0
0
0
0
0
0
0
0
0
0
0
0
0
0
0
0
0
0
0
0
0
0
0
0
0
0
0
0
0
0
0
0
0
0
0
0
0
0
0
0
0
0
0
0
0
0
0
0
0
0
0
0
0
0
0
0
0
0
0
0
0
0
0
0
0
0
0
0
0
0
0
0
0
0
0
0
0
0
0
0
0
0
0
0
0
0
0
0
0
0
0
0
0
0
0
0
0
0
0
0
0
0
0
0
0
0
0
0
0
0
0
0
0
0
0
0
0
0
0
0
0
0
0
0
0
0
0
0
0
0
0
0
0
0
0
0
0
0
0
0
0
0
0
0
0
0
0
0
0
0
0
0
0
0
0
0
0
0
0
0
0
0
0
0
0
0
0
0
0
0
0
0
0
0
0
0
0
0
0
0
0
0
0
0
0
0
0
0
0
0
0
0
0
0
0
0
0
0
0
0
0
0
0
0
0
0
0
0
0
0
0
0
0
0
0
0
0
0
0
0
0
0
0
0
0
0
0
0
0
0
0
0
0
0
0
0
0
0
0
0
0
0
0
0
0
0
0
0
0
0
0
0
0
0
0
0
0
0
0
0
0
0
0
0
0
0
0
0
0
0
0
0
0
0
0
0
0
0
0
0
0
0
0
0
0
0
0
0
0
0
0
0
0
0
0
0
0
0
0
0
0
0
0
0
0
0
0
0
0
0
0
0
0
0
0
0
0
0
0
0
0
0
0
0
0
0
0
0
0
0
0
0
0
0
0
0
0
0
0
0
0
0
0
0
0
0
0
0
0
0
0
0
0
0
0
0
0
0
0
0
0
0
0
0
0
0
0
0
0
0
0
0
0
0
0
0
0
0
0
0
0
0
0
0
0
0
0
0
0
0
0
0
0
0
0
0
0
0
0
0
0
0
0
0
0
0
0
0
0
0
0
0
0
0
0
0
0
0
0
0
0
0
0
0
0
0
0
0
0
0
0
0
0
0
0
0
0
0
0
0
0
0
0
0
0
0
0
0
0
0
0
0
0
0
0
0
0
0
0
0
0
0
0
0
0
0
0
0
0
0
0
0
0
0
0
0
0
0
0
0
0
0
0
0
0
0
0
0
0
0
0
0
0
0
0
0
0
0
0
0
0
0
0
0
0
0
0
0
0
0
0
0
0
0
0
0
0
0
0
0
0
0
0
0
0
0
0
0
0
0
0
0
0
0
0
0
0
0
0
0
0
0
0
0
0
0
0
0
0
0
0
0
0
0
0
0
0
0
0
0
0
0
0
0
0
0
0
0
0
0
0
0
0
0
0
0
0
0
0
0
0
0
0
0
0
0
0
0
0
0
0
0
0
0
0
0
0
0
0
0
0
0
0
0
0
0
0
0
0
0
0
0
0
0
0
0
0
0
0
0
0
0
0
0
0
0
0
0
0
0
0
0
0
0
0
0
0
0
0
0
0
0
0
0
0
0
0
0
0
0
0
0
0
0
0
0
0
0
0
0
0
0
0
0
0
0
0
0
0
0
0
0
0
0
0
0
0
0
0
0
0
0
0
0
0
0
0
0
0
0
0
0
0
0
0
0
0
0
0
0
0
0
0
0
0
0
0
0
0
0
0
0
0
0
0
0
0
0
0
0
0
0
0
0
0
0
0
0
0
0
0
0
0
0
0
0
0
0
0
0
0
0
0
0
0
0
0
0
0
0
0
0
0
0
0
0
0
0
0
0
0
0
0
0
0
0
0
0
0
0
0
0
0
0
0
0
0
0
0
0
0
0
0
0
0
0
0
0
0
0
0
0
0
0
0
0
0
0
0
0
0
0
0
0
0
0
0
0
0
0
0
0
0
0
0
0
0
0
0
0
0
0
0
0
0
0
0
0
0
0
0
0
0
0
0
0
0
0
0
0
0
0
0
0
0
0
0
0
0
0
0
0
0
0
0
0
0
0
0
0
0
0
0
0
0
0
0
0
0
0
0
0
0
0
0
0
0
0
0
0
0
0
0
0
0
0
0
0
0
0
0
0
0
0
0
0
0
0
0
0
0
0
0
0
0
0
0
0
0
0
0
0
0
0
0
0
0
0
0
0
0
0
0
0
0
0
0
0
0
0
0
0
0
0
0
0
0
0
0
0
0
0
0
0
0
0
0
0
0
0
0
0
0
0
0
0
0
0
0
0
0
0
0
0
0
0
0
0
0
0
0
0
0
0
0
0
0
0
0
0
0
0
0
0
0
0
0
0
0
0
0
0
0
0
0
0
0
0
0
0
0
0
0
0
0
0
0
0
0
0
0
0
0
0
0
0
0
0
0
0
0
0
0
0
0
0
0
0
0
0
0
0
0
0
0
0
0
0
0
0
0
0
0
0
0
0
0
0
0
0
0
0
0
0
0
0
0
0
0
0
0
0
0
0
0
0
0
0
0
0
0
0
0
0
0
0
0
0
0
0
0
0
0
0
0
0
0
0
0
0
0
0
0
0
0
0
0
0
0
0
0
0
0
0
0
0
0
0
0
0
0
0
0
0
0
0
0
0
0
0
0
0
0
0
0
0
0
0
0
0
0
0
0
0
0
0
0
0
0
0
0
0
0
0
0
0
0
0
0
0
0
0
0
0
0
0
0
0
0
0
0
0
0
0
0
0
0
0
0
0
0
0
0
0
0
0
0
0
0
0
0
0
0
0
0
0
0
0
0
0
0
0
0
0
0
0
0
0
0
0
0
0
0
0
0
0
0
0
0
0
0
0
0
0
0
0
0
0
0
0
0
0
0
0
0
0
0
0
0
0
0
0
0
0
0
0
0
0
0
0
0
0
0
0
0
0
0
0
0
0
0
0
0
0
0
0
0
0
0
0
0
0
0
0
0
0
0
0
0
0
0
0
0
0
0
0
0
0
0
0
0
0
0
0
0
0
0
0
0
0
0
0
0
0
0
0
0
0
0
0
0
0
0
0
0
0
0
0
0
0
0
0
0
0
0
0
0
0
0
0
0
0
0
0
0
0
0
0
0
0
0
0
0
0
0
0
0
0
0
0
0
0
0
0
0
0
0
0
0
0
0
0
0
0
0
0
0
0
0
0
0
0
0
0
0
0
0
0
0
0
0
0
0
0
0
0
0
0
0
0
0
0
0
0
0
0
0
0
0
0
0
0
0
0
0
0
0
0
0
0
0
0
0
0
0
0
0
0
0
0
0
0
0
0
0
0
0
0
0
0
0
0
0
0
0
0
0
0
0
0
0
0
0
0
0
0
0
0
0
0
0
0
0
0
0
0
0
0
0
0
0
0
0
0
0
0
0
0
0
0
0
0
0
0
0
0
0
0
0
0
0
0
0
0
0
0
0
0
0
0
0
0
0
0
0
0
0
0
0
0
0
0
0
0
0
0
0
0
0
0
0
0
0
0
0
0
0
0
0
0
0
0
0
0
0
0
0
0
0
0
0
0
0
0
0
0
0
0
0
0
0
0
0
0
0
0
0
0
0
0
0
0
0
0
0
0
0
0
0
0
0
0
0
0
0
0
0
0
0
0
0
0
0
0
0
0
0
0
0
0
0
0
0
0
0
0
0
0
0
0
0
0
0
0
0
0
0
0
0
0
0
0
0
0
0
0
0
0
0
0
0
0
0
0
0
0
0
0
0
0
0
0
0
0
0
0
0
0
0
0
0
0
0
0
0
0
0
0
0
0
0
0
0
0
0
0
0
0
0
0
0
0
0
0
0
0
0
0
0
0
0
0
0
0
0
0
0
0
0
0
0
0
0
0
0
0
0
0
0
0
0
0
0
0
0
0
0
0
0
0
0
0
0
0
0
0
0
0
0
0
0
0
0
0
0
0
0
0
0
0
0
0
0
0
0
0
0
0
0
0
0
0
0
0
0
0
0
0
0
0
0
0
0
0
0
0
0
0
0
0
0
0
0
0
0
0
0
0
0
0
0
0
0
0
0
0
0
0
0
0
0
0
0
0
0
0
0
0
0
0
0
0
0
0
0
0
0
0
0
0
0
0
0
0
0
0
0
0
0
0
0
0
0
0
0
0
0
0
0
0
0
0
0
0
0
0
0
0
0
0
0
0
0
0
0
0
0
0
0
0
0
0
0
0
0
0
0
0
0
0
0
0
0
0
0
0
0
0
0
0
0
0
0
0
0
0
0
0
0
0
0
0
0
0
0
0
0
0
0
0
0
0
0
0
0
0
0
0
0
0
0
0
0
0
0
0
0
0
0
0
0
0
0
0
0
0
0
0
0
0
0
0
0
0
0
0
0
0
0
0
0
0
0
0
0
0
0
0
0
0
0
0
0
0
0
0
0
0
0
0
0
0
0
0
0
0
0
0
0
0
0
0
0
0
0
0
0
0
0
0
0
0
0
0
0
0
0
0
0
0
0
0
0
0
0
0
0
0
0
0
0
0
0
0
0
0
0
0
0
0
0
0
0
0
0
0
0
0
0
0
0
0
0
0
0
0
0
0
0
0
0
0
0
0
0
0
0
0
0
0
0
0
0
0
0
0
0
0
0
0
0
0
0
0
0
0
0
0
0
0
0
0
0
0
0
0
0
0
0
0
0
0
0
0
0
0
0
0
0
0
0
0
0
0
0
0
0
0
0
0
0
0
0
0
0
0
0
0
0
0
0
0
0
0
0
0
0
0
0
0
0
0
0
0
0
0
0
0
0
0
0
0
0
0
0
0
0
0
0
0
0
0
0
0
0
0
0
0
0
0
0
0
0
0
0
0
0
0
0
0
0
0
0
0
0
0
0
0
0
0
0
0
0
0
0
0
0
0
0
0
0
0
0
0
0
0
0
0
0
0
0
0
0
0
0
0
0
0
0
0
0
0
0
0
0
0
0
0
0
0
0
0
0
0
0
0
0
0
0
0
0
0
0
0
0
0
0
0
0
0
0
0
0
0
0
0
0
0
0
0
0
0
0
0
0
0
0
0
0
0
0
0
0
0
0
0
0
0
0
0
0
0
0
0
0
0
0
0
0
0
0
0
0
0
0
0
0
0
0
0
0
0
0
0
0
0
0
0
0
0
0
0
0
0
0
0
0
0
0
0
0
0
0
0
0
0
0
0
0
0
0
0
0
0
0
0
0
0
0
0
0
0
0
0
0
0
0
0
0
0
0
0
0
0
0
0
0
0
0
0
0
0
0
0
0
0
0
0
0
0
0
0
0
0
0
0
0
0
0
0
0
0
0
0
0
0
0
0
0
0
0
0
0
0
0
0
0
0
0
0
0
0
0
0
0
0
0
0
0
0
0
0
0
0
0
0
0
0
0
0
0
0
0
0
0
0
0
0
0
0
0
0
0
0
0
0
0
0
0
0
0
0
0
0
0
0
0
0
0
0
0
0
0
0
0
0
0
0
0
0
0
0
0
0
0
0
0
0
0
0
0
0
0
0
0
0
0
0
0
0
0
0
0
0
0
0
0
0
0
0
0
0
0
0
0
0
0
0
0
0
0
0
0
0
0
0
0
0
0
0
0
0
0
0
0
0
0
0
0
0
0
0
0
0
0
0
0
0
0
0
0
0
0
0
0
0
0
0
0
0
0
0
0
0
0
0
0
0
0
0
0
0
0
0
0
0
0
0
0
0
0
0
0
0
0
0
0
0
0
0
0
0
0
0
0
0
0
0
0
0
0
0
0
0
0
0
0
0
0
0
0
0
0
0
0
0
0
0
0
0
0
0
0
0
0
0
0
0
0
0
0
0
0
0
0
0
0
0
0
0
0
0
0
0
0
0
0
0
0
0
0
0
0
0
0
0
0
0
0
0
0
0
0
0
0
0
0
0
0
0
0
0
0
0
0
0
0
0
0
0
0
0
0
0
0
0
0
0
0
0
0
0
0
0
0
0
0
0
0
0
0
0
0
0
0
0
0
0
0
0
0
0
0
0
0
0
0
0
0
0
0
0
0
0
0
0
0
0
0
0
0
0
0
0
0
0
0
0
0
0
0
0
0
0
0
0
0
0
0
0
0
0
0
0
0
0
0
0
0
0
0
0
0
0
0
0
0
0
0
0
0
0
0
0
0
0
0
0
0
0
0
0
0
0
0
0
0
0
0
0
0
0
0
0
0
0
0
0
0
0
0
0
0
0
0
0
0
0
0
0
0
0
0
0
0
0
0
0
0
0
0
0
0
0
0
0
0
0
0
0
0
0
0
0
0
0
0
0
0
0
0
0
0
0
0
0
0
0
0
0
0
0
0
0
0
0
0
0
0
0
0
0
0
0
0
0
0
0
0
0
0
0
0
0
0
0
0
0
0
0
0
0
0
0
0
0
0
0
0
0
0
0
0
0
0
0
0
0
0
0
0
0
0
0
0
0
0
0
0
0
0
0
0
0
0
0
0
0
0
0
0
0
0
0
0
0
0
0
0
0
0
0
0
0
0
0
0
0
0
0
0
0
0
0
0
0
0
0
0
0
0
0
0
0
0
0
0
0
0
0
0
0
0
0
0
0
0
0
0
0
0
0
0
0
0
0
0
0
0
0
0
0
0
0
0
0
0
0
0
0
0
0
0
0
0
0
0
0
0
0
0
0
0
0
0
0
0
0
0
0
0
0
0
0
0
0
0
0
0
0
0
0
0
0
0
0
0
0
0
0
0
0
0
0
0
0
0
0
0
0
0
0
0
0
0
0
0
0
0
0
0
0
0
0
0
0
0
0
0
0
0
0
0
0
0
0
0
0
0
0
0
0
0
0
0
0
0
0
0
0
0
0
0
0
0
0
0
0
0
0
0
0
0
0
0
0
0
0
0
0
0
0
0
0
0
0
0
0
0
0
0
0
0
0
0
0
0
0
0
0
0
0
0
0
0
0
0
0
0
0
0
0
0
0
0
0
0
0
0
0
0
0
0
0
0
0
0
0
0
0
0
0
0
0
0
0
0
0
0
0
0
0
0
0
0
0
0
0
0
0
0
0
0
0
0
0
0
0
0
0
0
0
0
0
0
0
0
0
0
0
0
0
0
0
0
0
0
0
0
0
0
0
0
0
0
0
0
0
0
0
0
0
0
0
0
0
0
0
0
0
0
0
0
0
0
0
0
0
0
0
0
0
0
0
0
0
0
0
0
0
0
0
0
0
0
0
0
0
0
0
0
0
0
0
0
0
0
0
0
0
0
0
0
0
0
0
0
0
0
0
0
0
0
0
0
0
0
0
0
0
0
0
0
0
0
0
0
0
0
0
0
0
0
0
0
0
0
0
0
0
0
0
0
0
0
0
0
0
0
0
0
0
0
0
0
0
0
0
0
0
0
0
0
0
0
0
0
0
0
0
0
0
0
0
0
0
0
0
0
0
0
0
0
0
0
0
0
0
0
0
0
0
0
0
0
0
0
0
0
0
0
0
0
0
0
0
0
0
0
0
0
0
0
0
0
0
0
0
0
0
0
0
0
0
0
0
0
0
0
0
0
0
0
0
0
0
0
0
0
0
0
0
0
0
0
0
0
0
0
0
0
0
0
0
0
0
0
0
0
0
0
0
0
0
0
0
0
0
0
0
0
0
0
0
0
0
0
0
0
0
0
0
0
0
0
0
0
0
0
0
0
0
0
0
0
0
0
0
0
0
0
0
0
0
0
0
0
0
0
0
0
0
0
0
0
0
0
0
0
0
0
0
0
0
0
0
0
0
0
0
0
0
0
0
0
0
0
0
0
0
0
0
0
0
0
0
0
0
0
0
0
0
0
0
0
0
0
0
0
0
0
0
0
0
0
0
0
0
0
0
0
0
0
0
0
0
0
0
0
0
0
0
0
0
0
0
0
0
0
0
0
0
0
0
0
0
0
0
0
0
0
0
0
0
0
0
0
0
0
0
0
0
0
0
0
0
0
0
0
0
0
0
0
0
0
0
0
0
0
0
0
0
0
0
0
0
0
0
0
0
0
0
0
0
0
0
0
0
0
0
0
0
0
0
0
0
0
0
0
0
0
0
0
0
0
0
0
0
0
0
0
0
0
0
0
0
0
0
0
0
0
0
0
0
0
0
0
0
0
0
0
0
0
0
0
0
0
0
0
0
0
0
0
0
0
0
0
0
0
0
0
0
0
0
0
0
0
0
0
0
0
0
0
0
0
0
0
0
0
0
0
0
0
0
0
0
0
0
0
0
0
0
0
0
0
0
0
0
0
0
0
0
0
0
0
0
0
0
0
0
0
0
0
0
0
0
0
0
0
0
0
0
0
0
0
0
0
0
0
0
0
0
0
0
0
0
0
0
0
0
0
0
0
0
0
0
0
0
0
0
0
0
0
0
0
0
0
0
0
0
0
0
0
0
0
0
0
0
0
0
0
0
0
0
0
0
0
0
0
0
0
0
0
0
0
0
0
0
0
0
0
0
0
0
0
0
0
0
0
0
0
0
0
0
0
0
0
0
0
0
0
0
0
0
0
0
0
0
0
0
0
0
0
0
0
0
0
0
0
0
0
0
0
0
0
0
0
0
0
0
0
0
0
0
0
0
0
0
0
0
0
0
0
0
0
0
0
0
0
0
0
0
0
0
0
0
0
0
0
0
0
0
0
0
0
0
0
0
0
0
0
0
0
0
0
0
0
0
0
0
0
0
0
0
0
0
0
0
0
0
0
0
0
0
0
0
0
0
0
0
0
0
0
0
0
0
0
0
0
0
0
0
0
0
0
0
0
0
0
0
0
0
0
0
0
0
0
0
0
0
0
0
0
0
0
0
0
0
0
0
0
0
0
0
0
0
0
0
0
0
0
0
0
0
0
0
0
0
0
0
0
0
0
0
0
0
0
0
0
0
0
0
0
0
0
0
0
0
0
0
0
0
0
0
0
0
0
0
0
0
0
0
0
0
0
0
0
0
0
0
0
0
0
0
0
0
0
0
0
0
0
0
0
0
0
0
0
0
0
0
0
0
0
0
0
0
0
0
0
0
0
0
0
0
0
0
0
0
0
0
0
0
0
0
0
0
0
0
0
0
0
0
0
0
0
0
0
0
0
0
0
0
0
0
0
0
0
0
0
0
0
0
0
0
0
0
0
0
0
0
0
0
0
0
0
0
0
0
0
0
0
0
0
0
0
0
0
0
0
0
0
0
0
0
0
0
0
0
0
0
0
0
0
0
0
0
0
0
0
0
0
0
0
0
0
0
0
0
0
0
0
0
0
0
0
0
0
0
0
0
0
0
0
0
0
0
0
0
0
0
0
0
0
0
0
0
0
0
0
0
0
0
0
0
0
0
0
0
0
0
0
0
0
0
0
0
0
0
0
0
0
0
0
0
0
0
0
0
0
0
0
0
0
0
0
0
0
0
0
0
0
0
0
0
0
0
0
0
0
0
0
0
0
0
0
0
0
0
0
0
0
0
0
0
0
0
0
0
0
0
0
0
0
0
0
0
0
0
0
0
0
0
0
0
0
0
0
0
0
0
0
0
0
0
0
0
0
0
0
0
0
0
0
0
0
0
0
0
0
0
0
0
0
0
0
0
0
0
0
0
0
0
0
0
0
0
0
0
0
0
0
0
0
0
0
0
0
0
0
0
0
0
0
0
0
0
0
0
0
0
0
0
0
0
0
0
0
0
0
0
0
0
0
0
0
0
0
0
0
0
0
0
0
0
0
0
0
0
0
0
0
0
0
0
0
0
0
0
0
0
0
0
0
0
0
0
0
0
0
0
0
0
0
0
0
0
0
0
0
0
0
0
0
0
0
0
0
0
0
0
0
0
0
0
0
0
0
0
0
0
0
0
0
0
0
0
0
0
0
0
0
0
0
0
0
0
0
0
0
0
0
0
0
0
0
0
0
0
0
0
0
0
0
0
0
0
0
0
0
0
0
0
0
0
0
0
0
0
0
0
0
0
0
0
0
0
0
0
0
0
0
0
0
0
0
0
0
0
0
0
0
0
0
0
0
0
0
0
0
0
0
0
0
0
0
0
0
0
0
0
0
0
0
0
0
0
0
0
0
0
0
0
0
0
0
0
0
0
0
0
0
0
0
0
0
0
0
0
0
0
0
0
0
0
0
0
0
0
0
0
0
0
0
0
0
0
0
0
0
0
0
0
0
0
0
0
0
0
0
0
0
0
0
0
0
0
0
0
0
0
0
0
0
0
0
0
0
0
0
0
0
0
0
0
0
0
0
0
0
0
0
0
0
0
0
0
0
0
0
0
0
0
0
0
0
0
0
0
0
0
0
0
0
0
0
0
0
0
0
0
0
0
0
0
0
0
0
0
0
0
0
0
0
0
0
0
0
0
0
0
0
0
0
0
0
0
0
0
0
0
0
0
0
0
0
0
0
0
0
0
0
0
0
0
0
0
0
0
0
0
0
0
0
0
0
0
0
0
0
0
0
0
0
0
0
0
0
0
0
0
0
0
0
0
0
0
0
0
0
0
0
0
0
0
0
0
0
0
0
0
0
0
0
0
0
0
0
0
0
0
0
0
0
0
0
0
0
0
0
0
0
0
0
0
0
0
0
0
0
0
0
0
0
0
0
0
0
0
0
0
0
0
0
0
0
0
0
0
0
0
0
0
0
0
0
0
0
0
0
0
0
0
0
0
0
0
0
0
0
0
0
0
0
0
0
0
0
0
0
0
0
0
0
0
0
0
0
0
0
0
0
0
0
0
0
0
0
0
0
0
0
0
0
0
0
0
0
0
0
0
0
0
0
0
0
0
0
0
0
0
0
0
0
0
0
0
0
0
0
0
0
0
0
0
0
0
0
0
0
0
0
0
0
0
0
0
0
0
0
0
0
0
0
0
0
0
0
0
0
0
0
0
0
0
0
0
0
0
0
0
0
0
0
0
0
0
0
0
0
0
0
0
0
0
0
0
0
0
0
0
0
0
0
0
0
0
0
0
0
0
0
0
0
0
0
0
0
0
0
0
0
0
0
0
0
0
0
0
0
0
0
0
0
0
0
0
0
0
0
0
0
0
0
0
0
0
0
0
0
0
0
0
0
0
0
0
0
0
0
0
0
0
0
0
0
0
0
0
0
0
0
0
0
0
0
0
0
0
0
0
0
0
0
0
0
0
0
0
0
0
0
0
0
0
0
0
0
0
0
0
0
0
0
0
0
0
0
0
0
0
0
0
0
0
0
0
0
0
0
0
0
0
0
0
0
0
0
0
0
0
0
0
0
0
0
0
0
0
0
0
0
0
0
0
0
0
0
0
0
0
0
0
0
0
0
0
0
0
0
0
0
0
0
0
0
0
0
0
0
0
0
0
0
0
0
0
0
0
0
0
0
0
0
0
0
0
0
0
0
0
0
0
0
0
0
0
0
0
0
0
0
0
0
0
0
0
0
0
0
0
0
0
0
0
0
0
0
0
0
0
0
0
0
0
0
0
0
0
0
0
0
0
0
0
0
0
0
0
0
0
0
0
0
0
0
0
0
0
0
0
0
0
0
0
0
0
0
0
0
0
0
0
0
0
0
0
0
0
0
0
0
0
0
0
0
0
0
0
0
0
0
0
0
0
0
0
0
0
0
0
0
0
0
0
0
0
0
0
0
0
0
0
0
0
0
0
0
0
0
0
0
0
0
0
0
0
0
0
0
0
0
0
0
0
0
0
0
0
0
0
0
0
0
0
0
0
0
0
0
0
0
0
0
0
0
0
0
0
0
0
0
0
0
0
0
0
0
0
0
0
0
0
0
0
0
0
0
0
0
0
0
0
0
0
0
0
0
0
0
0
0
0
0
0
0
0
0
0
0
0
0
0
0
0
0
0
0
0
0
0
0
0
0
0
0
0
0
0
0
0
0
0
0
0
0
0
0
0
0
0
0
0
0
0
0
0
0
0
0
0
0
0
0
0
0
0
0
0
0
0
0
0
0
0
0
0
0
0
0
0
0
0
0
0
0
0
0
0
0
0
0
0
0
0
0
0
0
0
0
0
0
0
0
0
0
0
0
0
0
0
0
0
0
0
0
0
0
0
0
0
0
0
0
0
0
0
0
0
0
0
0
0
0
0
0
0
0
0
0
0
0
0
0
0
0
0
0
0
0
0
0
0
0
0
0
0
0
0
0
0
0
0
0
0
0
0
0
0
0
0
0
0
0
0
0
0
0
0
0
0
0
0
0
0
0
0
0
0
0
0
0
0
0
0
0
0
0
0
0
0
0
0
0
0
0
0
0
0
0
0
0
0
0
0
0
0
0
0
0
0
0
0
0
0
0
0
0
0
0
0
0
0
0
0
0
0
0
0
0
0
0
0
0
0
0
0
0
0
0
0
0
0
0
0
0
0
0
0
0
0
0
0
0
0
0
0
0
0
0
0
0
0
0
0
0
0
0
0
0
0
0
0
0
0
0
0
0
0
0
0
0
0
0
0
0
0
0
0
0
0
0
0
0
0
0
0
0
0
0
0
0
0
0
0
0
0
0
0
0
0
0
0
0
0
0
0
0
0
0
0
0
0
0
0
0
0
0
0
0
0
0
0
0
0
0
0
0
0
0
0
0
0
0
0
0
0
0
0
0
0
0
0
0
0
0
0
0
0
0
0
0
0
0
0
0
0
0
0
0
0
0
0
0
0
0
0
0
0
0
0
0
0
0
0
0
0
0
0
0
0
0
0
0
0
0
0
0
0
0
0
0
0
0
0
0
0
0
0
0
0
0
0
0
0
0
0
0
0
0
0
0
0
0
0
0
0
0
0
0
0
0
0
0
0
0
0
0
0
0
0
0
0
0
0
0
0
0
0
0
0
0
0
0
0
0
0
0
0
0
0
0
0
0
0
0
0
0
0
0
0
0
0
0
0
0
0
0
0
0
0
0
0
0
0
0
0
0
0
0
0
0
0
0
0
0
0
0
0
0
0
0
0
0
0
0
0
0
0
0
0
0
0
0
0
0
0
0
0
0
0
0
0
0
0
0
0
0
0
0
0
0
0
0
0
0
0
0
0
0
0
0
0
0
0
0
0
0
0
0
0
0
0
0
0
0
0
0
0
0
0
0
0
0
0
0
0
0
0
0
0
0
0
0
0
0
0
0
0
0
0
0
0
0
0
0
0
0
0
0
0
0
0
0
0
0
0
0
0
0
0
0
0
0
0
0
0
0
0
0
0
0
0
0
0
0
0
0
0
0
0
0
0
0
0
0
0
0
0
0
0
0
0
0
0
0
0
0
0
0
0
0
0
0
0
0
0
0
0
0
0
0
0
0
0
0
0
0
0
0
0
0
0
0
0
0
0
0
0
0
0
0
0
0
0
0
0
0
0
0
0
0
0
0
0
0
0
0
0
0
0
0
0
0
0
0
0
0
0
0
0
0
0
0
0
0
0
0
0
0
0
0
0
0
0
0
0
0
0
0
0
0
0
0
0
0
0
0
0
0
0
0
0
0
0
0
0
0
0
0
0
0
0
0
0
0
0
0
0
0
0
0
0
0
0
0
0
0
0
0
0
0
0
0
0
0
0
0
0
0
0
0
0
0
0
0
0
0
0
0
0
0
0
0
0
0
0
0
0
0
0
0
0
0
0
0
0
0
0
0
0
0
0
0
0
0
0
0
0
0
0
0
0
0
0
0
0
0
0
0
0
0
0
0
0
0
0
0
0
0
0
0
0
0
0
0
0
0
0
0
0
0
0
0
0
0
0
0
0
0
0
0
0
0
0
0
0
0
0
0
0
0
0
0
0
0
0
0
0
0
0
0
0
0
0
0
0
0
0
0
0
0
0
0
0
0
0
0
0
0
0
0
0
0
0
0
0
0
0
0
0
0
0
0
0
0
0
0
0
0
0
0
0
0
0
0
0
0
0
0
0
0
0
0
0
0
0
0
0
0
0
0
0
0
0
0
0
0
0
0
0
0
0
0
0
0
0
0
0
0
0
0
0
0
0
0
0
0
0
0
0
0
0
0
0
0
0
0
0
0
0
0
0
0
0
0
0
0
0
0
0
0
0
0
0
0
0
0
0
0
0
0
0
0
0
0
0
0
0
0
0
0
0
0
0
0
0
0
0
0
0
0
0
0
0
0
0
0
0
0
0
0
0
0
0
0
0
0
0
0
0
0
0
0
0
0
0
0
0
0
0
0
0
0
0
0
0
0
0
0
0
0
0
0
0
0
0
0
0
0
0
0
0
0
0
0
0
0
0
0
0
0
0
0
0
0
0
0
0
0
0
0
0
0
0
0
0
0
0
0
0
0
0
0
0
0
0
0
0
0
0
0
0
0
0
0
0
0
0
0
0
0
0
0
0
0
0
0
0
0
0
0
0
0
0
0
0
0
0
0
0
0
0
0
0
0
0
0
0
0
0
0
0
0
0
0
0
0
0
0
0
0
0
0
0
0
0
0
0
0
0
0
0
0
0
0
0
0
0
0
0
0
0
0
0
0
0
0
0
0
0
0
0
0
0
0
0
0
0
0
0
0
0
0
0
0
0
0
0
0
0
0
0
0
0
0
0
0
0
0
0
0
0
0
0
0
0
0
0
0
0
0
0
0
0
0
0
0
0
0
0
0
0
0
0
0
0
0
0
0
0
0
0
0
0
0
0
0
0
0
0
0
0
0
0
0
0
0
0
0
0
0
0
0
0
0
0
0
0
0
0
0
0
0
0
0
0
0
0
0
0
0
0
0
0
0
0
0
0
0
0
0
0
0
0
0
0
0
0
0
0
0
0
0
0
0
0
0
0
0
0
0
0
0
0
0
0
0
0
0
0
0
0
0
0
0
0
0
0
0
0
0
0
0
0
0
0
0
0
0
0
0
0
0
0
0
0
0
0
0
0
0
0
0
0
0
0
0
0
0
0
0
0
0
0
0
0
0
0
0
0
0
0
0
0
0
0
0
0
0
0
0
0
0
0
0
0
0
0
0
0
0
0
0
0
0
0
0
0
0
0
0
0
0
0
0
0
0
0
0
0
0
0
0
0
0
0
0
0
0
0
0
0
0
0
0
0
0
0
0
0
0
0
0
0
0
0
0
0
0
0
0
0
0
0
0
0
0
0
0
0
0
0
0
0
0
0
0
0
0
0
0
0
0
0
0
0
0
0
0
0
0
0
0
0
0
0
0
0
0
0
0
0
0
0
0
0
0
0
0
0
0
0
0
0
0
0
0
0
0
0
0
0
0
0
0
0
0
0
0
0
0
0
0
0
0
0
0
0
0
0
0
0
0
0
0
0
0
0
0
0
0
0
0
0
0
0
0
0
0
0
0
0
0
0
0
0
0
0
0
0
0
0
0
0
0
0
0
0
0
0
0
0
0
0
0
0
0
0
0
0
0
0
0
0
0
0
0
0
0
0
0
0
0
0
0
0
0
0
0
0
0
0
0
0
0
0
0
0
0
0
0
0
0
0
0
0
0
0
0
0
0
0
0
0
0
0
0
0
0
0
0
0
0
0
0
0
0
0
0
0
0
0
0
0
0
0
0
0
0
0
0
0
0
0
0
0
0
0
0
0
0
0
0
0
0
0
0
0
0
0
0
0
0
0
0
0
0
0
0
0
0
0
0
0
0
0
0
0
0
0
0
0
0
0
0
0
0
0
0
0
0
0
0
0
0
0
0
0
0
0
0
0
0
0
0
0
0
0
0
0
0
0
0
0
0
0
0
0
0
0
0
0
0
0
0
0
0
0
0
0
0
0
0
0
0
0
0
0
0
0
0
0
0
0
0
0
0
0
0
0
0
0
0
0
0
0
0
0
0
0
0
0
0
0
0
0
0
0
0
0
0
0
0
0
0
0
0
0
0
0
0
0
0
0
0
0
0
0
0
0
0
0
0
0
0
0
0
0
0
0
0
0
0
0
0
0
0
0
0
0
0
0
0
0
0
0
0
0
0
0
0
0
0
0
0
0
0
0
0
0
0
0
0
0
0
0
0
0
0
0
0
0
0
0
0
0
0
0
0
0
0
0
0
0
0
0
0
0
0
0
0
0
0
0
0
0
0
0
0
0
0
0
0
0
0
0
0
0
0
0
0
0
0
0
0
0
0
0
0
0
0
0
0
0
0
0
0
0
0
0
0
0
0
0
0
0
0
0
0
0
0
0
0
0
0
0
0
0
0
0
0
0
0
0
0
0
0
0
0
0
0
0
0
0
0
0
0
0
0
0
0
0
0
0
0
0
0
0
0
0
0
0
0
0
0
0
0
0
0
0
0
0
0
0
0
0
0
0
0
0
0
0
0
0
0
0
0
0
0
0
0
0
0
0
0
0
0
0
0
0
0
0
0
0
0
0
0
0
0
0
0
0
0
0
0
0
0
0
0
0
0
0
0
0
0
0
0
0
0
0
0
0
0
0
0
0
0
0
0
0
0
0
0
0
0
0
0
0
0
0
0
0
0
0
0
0
0
0
0
0
0
0
0
0
0
0
0
0
0
0
0
0
0
0
0
0
0
0
0
0
0
0
0
0
0
0
0
0
0
0
0
0
0
0
0
0
0
0
0
0
0
0
0
0
0
0
0
0
0
0
0
0
0
0
0
0
0
0
0
0
0
0
0
0
0
0
0
0
0
0
0
0
0
0
0
0
0
0
0
0
0
0
0
0
0
0
0
0
0
0
0
0
0
0
0
0
0
0
0
0
0
0
0
0
0
0
0
0
0
0
0
0
0
0
0
0
0
0
0
0
0
0
0
0
0
0
0
0
0
0
0
0
0
0
0
0
0
0
0
0
0
0
0
0
0
0
0
0
0
0
0
0
0
0
0
0
0
0
0
0
0
0
0
0
0
0
0
0
0
0
0
0
0
0
0
0
0
0
0
0
0
0
0
0
0
0
0
0
0
0
0
0
0
0
0
0
0
0
0
0
0
0
0
0
0
0
0
0
0
0
0
0
0
0
0
0
0
0
0
0
0
0
0
0
0
0
0
0
0
0
0
0
0
0
0
0
0
0
0
0
0
0
0
0
0
0
0
0
0
0
0
0
0
0
0
0
0
0
0
0
0
0
0
0
0
0
0
0
0
0
0
0
0
0
0
0
0
0
0
0
0
0
0
0
0
0
0
0
0
0
0
0
0
0
0
0
0
0
0
0
0
0
0
0
0
0
0
0
0
0
0
0
0
0
0
0
0
0
0
0
0
0
0
0
0
0
0
0
0
0
0
0
0
0
0
0
0
0
0
0
0
0
0
0
0
0
0
0
0
0
0
0
0
0
0
0
0
0
0
0
0
0
0
0
0
0
0
0
0
0
0
0
0
0
0
0
0
0
0
0
0
0
0
0
0
0
0
0
0
0
0
0
0
0
0
0
0
0
0
0
0
0
0
0
0
0
0
0
0
0
0
0
0
0
0
0
0
0
0
0
0
0
0
0
0
0
0
0
0
0
0
0
0
0
0
0
0
0
0
0
0
0
0
0
0
0
0
0
0
0
0
0
0
0
0
0
0
0
0
0
0
0
0
0
0
0
0
0
0
0
0
0
0
0
0
0
0
0
0
0
0
0
0
0
0
0
0
0
0
0
0
0
0
0
0
0
0
0
0
0
0
0
0
0
0
0
0
0
0
0
0
0
0
0
0
0
0
0
0
0
0
0
0
0
0
0
0
0
0
0
0
0
0
0
0
0
0
0
0
0
0
0
0
0
0
0
0
0
0
0
0
0
0
0
0
0
0
0
0
0
0
0
0
0
0
0
0
0
0
0
0
0
0
0
0
0
0
0
0
0
0
0
0
0
0
0
0
0
0
0
0
0
0
0
0
0
0
0
0
0
0
0
0
0
0
0
0
0
0
0
0
0
0
0
0
0
0
0
0
0
0
0
0
0
0
0
0
0
0
0
0
0
0
0
0
0
0
0
0
0
0
0
0
0
0
0
0
0
0
0
0
0
0
0
0
0
0
0
0
0
0
0
0
0
0
0
0
0
0
0
0
0
0
0
0
0
0
0
0
0
0
0
0
0
0
0
0
0
0
0
0
0
0
0
0
0
0
0
0
0
0
0
0
0
0
0
0
0
0
0
0
0
0
0
0
0
0
0
0
0
0
0
0
0
0
0
0
0
0
0
0
0
0
0
0
0
0
0
0
0
0
0
0
0
0
0
0
0
0
0
0
0
0
0
0
0
0
0
0
0
0
0
0
0
0
0
0
0
0
0
0
0
0
0
0
0
0
0
0
0
0
0
0
0
0
0
0
0
0
0
0
0
0
0
0
0
0
0
0
0
0
0
0
0
0
0
0
0
0
0
0
0
0
0
0
0
0
0
0
0
0
0
0
0
0
0
0
0
0
0
0
0
0
0
0
0
0
0
0
0
0
0
0
0
0
0
0
0
0
0
0
0
0
0
0
0
0
0
0
0
0
0
0
0
0
0
0
0
0
0
0
0
0
0
0
0
0
0
0
0
0
0
0
0
0
0
0
0
0
0
0
0
0
0
0
0
0
0
0
0
0
0
0
0
0
0
0
0
0
0
0
0
0
0
0
0
0
0
0
0
0
0
0
0
0
0
0
0
0
0
0
0
0
0
0
0
0
0
0
0
0
0
0
0
0
0
0
0
0
0
0
0
0
0
0
0
0
0
0
0
0
0
0
0
0
0
0
0
0
0
0
0
0
0
0
0
0
0
0
0
0
0
0
0
0
0
0
0
0
0
0
0
0
0
0
0
0
0
0
0
0
0
0
0
0
0
0
0
0
0
0
0
0
0
0
0
0
0
0
0
0
0
0
0
0
0
0
0
0
0
0
0
0
0
0
0
0
0
0
0
0
0
0
0
0
0
0
0
0
0
0
0
0
0
0
0
0
0
0
0
0
0
0
0
0
0
0
0
0
0
0
0
0
0
0
0
0
0
0
0
0
0
0
0
0
0
0
0
0
0
0
0
0
0
0
0
0
0
0
0
0
0
0
0
0
0
0
0
0
0
0
0
0
0
0
0
0
0
0
0
0
0
0
0
0
0
0
0
0
0
0
0
0
0
0
0
0
0
0
0
0
0
0
0
0
0
0
0
0
0
0
0
0
0
0
0
0
0
0
0
0
0
0
0
0
0
0
0
0
0
0
0
0
0
0
0
0
0
0
0
0
0
0
0
0
0
0
0
0
0
0
0
0
0
0
0
0
0
0
0
0
0
0
0
0
0
0
0
0
0
0
0
0
0
0
0
0
0
0
0
0
0
0
0
0
0
0
0
0
0
0
0
0
0
0
0
0
0
0
0
0
0
0
0
0
0
0
0
0
0
0
0
0
0
0
0
0
0
0
0
0
0
0
0
0
0
0
0
0
0
0
0
0
0
0
0
0
0
0
0
0
0
0
0
0
0
0
0
0
0
0
0
0
0
0
0
0
0
0
0
0
0
0
0
0
0
0
0
0
0
0
0
0
0
0
0
0
0
0
0
0
0
0
0
0
0
0
0
0
0
0
0
0
0
0
0
0
0
0
0
0
0
0
0
0
0
0
0
0
0
0
0
0
0
0
0
0
0
0
0
0
0
0
0
0
0
0
0
0
0
0
0
0
0
0
0
0
0
0
0
0
0
0
0
0
0
0
0
0
0
0
0
0
0
0
0
0
0
0
0
0
0
0
0
0
0
0
0
0
0
0
0
0
0
0
0
0
0
0
0
0
0
0
0
0
0
0
0
0
0
0
0
0
0
0
0
0
0
0
0
0
0
0
0
0
0
0
0
0
0
0
0
0
0
0
0
0
0
0
0
0
0
0
0
0
0
0
0
0
0
0
0
0
0
0
0
0
0
0
0
0
0
0
0
0
0
0
0
0
0
0
0
0
0
0
0
0
0
0
0
0
0
0
0
0
0
0
0
0
0
0
0
0
0
0
0
0
0
0
0
0
0
0
0
0
0
0
0
0
0
0
0
0
0
0
0
0
0
0
0
0
0
0
0
0
0
0
0
0
0
0
0
0
0
0
0
0
0
0
0
0
0
0
0
0
0
0
0
0
0
0
0
0
0
0
0
0
0
0
0
0
0
0
0
0
0
0
0
0
0
0
0
0
0
0
0
0
0
0
0
0
0
0
0
0
0
0
0
0
0
0
0
0
0
0
0
0
0
0
0
0
0
0
0
0
0
0
0
0
0
0
0
0
0
0
0
0
0
0
0
0
0
0
0
0
0
0
0
0
0
0
0
0
0
0
0
0
0
0
0
0
0
0
0
0
0
0
0
0
0
0
0
0
0
0
0
0
0
0
0
0
0
0
0
0
0
0
0
0
0
0
0
0
0
0
0
0
0
0
0
0
0
0
0
0
0
0
0
0
0
0
0
0
0
0
0
0
0
0
0
0
0
0
0
0
0
0
0
0
0
0
0
0
0
0
0
0
0
0
0
0
0
0
0
0
0
0
0
0
0
0
0
0
0
0
0
0
0
0
0
0
0
0
0
0
0
0
0
0
0
0
0
0
0
0
0
0
0
0
0
0
0
0
0
0
0
0
0
0
0
0
0
0
0
0
0
0
0
0
0
0
0
0
0
0
0
0
0
0
0
0
0
0
0
0
0
0
0
0
0
0
0
0
0
0
0
0
0
0
0
0
0
0
0
0
0
0
0
0
0
0
0
0
0
0
0
0
0
0
0
0
0
0
0
0
0
0
0
0
0
0
0
0
0
0
0
0
0
0
0
0
0
0
0
0
0
0
0
0
0
0
0
0
0
0
0
0
0
0
0
0
0
0
0
0
0
0
0
0
0
0
0
0
0
0
0
0
0
0
0
0
0
0
0
0
0
0
0
0
0
0
0
0
0
0
0
0
0
0
0
0
0
0
0
0
0
0
0
0
0
0
0
0
0
0
0
0
0
0
0
0
0
0
0
0
0
0
0
0
0
0
0
0
0
0
0
0
0
0
0
0
0
0
0
0
0
0
0
0
0
0
0
0
0
0
0
0
0
0
0
0
0
0
0
0
0
0
0
0
0
0
0
0
0
0
0
0
0
0
0
0
0
0
0
0
0
0
0
0
0
0
0
0
0
0
0
0
0
0
0
0
0
0
0
0
0
0
0
0
0
0
0
0
0
0
0
0
0
0
0
0
0
0
0
0
0
0
0
0
0
0
0
0
0
0
0
0
0
0
0
0
0
0
0
0
0
0
0
0
0
0
0
0
0
0
0
0
0
0
0
0
0
0
0
0
0
0
0
0
0
0
0
0
0
0
0
0
0
0
0
0
0
0
0
0
0
0
0
0
0
0
0
0
0
0
0
0
0
0
0
0
0
0
0
0
0
0
0
0
0
0
0
0
0
0
0
0
0
0
0
0
0
0
0
0
0
0
0
0
0
0
0
0
0
0
0
0
0
0
0
0
0
0
0
0
0
0
0
0
0
0
0
0
0
0
0
0
0
0
0
0
0
0
0
0
0
0
0
0
0
0
0
0
0
0
0
0
0
0
0
0
0
0
0
0
0
0
0
0
0
0
0
0
0
0
0
0
0
0
0
0
0
0
0
0
0
0
0
0
0
0
0
0
0
0
0
0
0
0
0
0
0
0
0
0
0
0
0
0
0
0
0
0
0
0
0
0
0
0
0
0
0
0
0
0
0
0
0
0
0
0
0
0
0
0
0
0
0
0
0
0
0
0
0
0
0
0
0
0
0
0
0
0
0
0
0
0
0
0
0
0
0
0
0
0
0
0
0
0
0
0
0
0
0
0
0
0
0
0
0
0
0
0
0
0
0
0
0
0
0
0
0
0
0
0
0
0
0
0
0
0
0
0
0
0
0
0
0
0
0
0
0
0
0
0
0
0
0
0
0
0
0
0
0
0
0
0
0
0
0
0
0
0
0
0
0
0
0
0
0
0
0
0
0
0
0
0
0
0
0
0
0
0
0
0
0
0
0
0
0
0
0
0
0
0
0
0
0
0
0
0
0
0
0
0
0
0
0
0
0
0
0
0
0
0
0
0
0
0
0
0
0
0
0
0
0
0
0
0
0
0
0
0
0
0
0
0
0
0
0
0
0
0
0
0
0
0
0
0
0
0
0
0
0
0
0
0
0
0
0
0
0
0
0
0
0
0
0
0
0
0
0
0
0
0
0
0
0
0
0
0
0
0
0
0
0
0
0
0
0
0
0
0
0
0
0
0
0
0
0
0
0
0
0
0
0
0
0
0
0
0
0
0
0
0
0
0
0
0
0
0
0
0
0
0
0
0
0
0
0
0
0
0
0
0
0
0
0
0
0
0
0
0
0
0
0
0
0
0
0
0
0
0
0
0
0
0
0
0
0
0
0
0
0
0
0
0
0
0
0
0
0
0
0
0
0
0
0
0
0
0
0
0
0
0
0
0
0
0
0
0
0
0
0
0
0
0
0
0
0
0
0
0
0
0
0
0
0
0
0
0
0
0
0
0
0
0
0
0
0
0
0
0
0
0
0
0
0
0
0
0
0
0
0
0
0
0
0
0
0
0
0
0
0
0
0
0
0
0
0
0
0
0
0
0
0
0
0
0
0
0
0
0
0
0
0
0
0
0
0
0
0
0
0
0
0
0
0
0
0
0
0
0
0
0
0
0
0
0
0
0
0
0
0
0
0
0
0
0
0
0
0
0
0
0
0
0
0
0
0
0
0
0
0
0
0
0
0
0
0
0
0
0
0
0
0
0
0
0
0
0
0
0
0
0
0
0
0
0
0
0
0
0
0
0
0
0
0
0
0
0
0
0
0
0
0
0
0
0
0
0
0
0
0
0
0
0
0
0
0
0
0
0
0
0
0
0
0
0
0
0
0
0
0
0
0
0
0
0
0
0
0
0
0
0
0
0
0
0
0
0
0
0
0
0
0
0
0
0
0
0
0
0
0
0
0
0
0
0
0
0
0
0
0
0
0
0
0
0
0
0
0
0
0
0
0
0
0
0
0
0
0
0
0
0
0
0
0
0
0
0
0
0
0
0
0
0
0
0
0
0
0
0
0
0
0
0
0
0
0
0
0
0
0
0
0
0
0
0
0
0
0
0
0
0
0
0
0
0
0
0
0
0
0
0
0
0
0
0
0
0
0
0
0
0
0
0
0
0
0
0
0
0
0
0
0
0
0
0
0
0
0
0
0
0
0
0
0
0
0
0
0
0
0
0
0
0
0
0
0
0
0
0
0
0
0
0
0
0
0
0
0
0
0
0
0
0
0
0
0
0
0
0
0
0
0
0
0
0
0
0
0
0
0
0
0
0
0
0
0
0
0
0
0
0
0
0
0
0
0
0
0
0
0
0
0
0
0
0
0
0
0
0
0
0
0
0
0
0
0
0
0
0
0
0
0
0
0
0
0
0
0
0
0
0
0
0
0
0
0
0
0
0
0
0
0
0
0
0
0
0
0
0
0
0
0
0
0
0
0
0
0
0
0
0
0
0
0
0
0
0
0
0
0
0
0
0
0
0
0
0
0
0
0
0
0
0
0
0
0
0
0
0
0
0
0
0
0
0
0
0
0
0
0
0
0
0
0
0
0
0
0
0
0
0
0
0
0
0
0
0
0
0
0
0
0
0
0
0
0
0
0
0
0
0
0
0
0
0
0
0
0
0
0
0
0
0
0
0
0
0
0
0
0
0
0
0
0
0
0
0
0
0
0
0
0
0
0
0
0
0
0
0
0
0
0
0
0
0
0
0
0
0
0
0
0
0
0
0
0
0
0
0
0
0
0
0
0
0
0
0
0
0
0
0
0
0
0
0
0
0
0
0
0
0
0
0
0
0
0
0
0
0
0
0
0
0
0
0
0
0
0
0
0
0
0
0
0
0
0
0
0
0
0
0
0
0
0
0
0
0
0
0
0
0
0
0
0
0
0
0
0
0
0
0
0
0
0
0
0
0
0
0
0
0
0
0
0
0
0
0
0
0
0
0
0
0
0
0
0
0
0
0
0
0
0
0
0
0
0
0
0
0
0
0
0
0
0
0
0
0
0
0
0
0
0
0
0
0
0
0
0
0
0
0
0
0
0
0
0
0
0
0
0
0
0
0
0
0
0
0
0
0
0
0
0
0
0
0
0
0
0
0
0
0
0
0
0
0
0
0
0
0
0
0
0
0
0
0
0
0
0
0
0
0
0
0
0
0
0
0
0
0
0
0
0
0
0
0
0
0
0
0
0
0
0
0
0
0
0
0
0
0
0
0
0
0
0
0
0
0
0
0
0
0
0
0
0
0
0
0
0
0
0
0
0
0
0
0
0
0
0
0
0
0
0
0
0
0
0
0
0
0
0
0
0
0
0
0
0
0
0
0
0
0
0
0
0
0
0
0
0
0
0
0
0
0
0
0
0
0
0
0
0
0
0
0
0
0
0
0
0
0
0
0
0
0
0
0
0
0
0
0
0
0
0
0
0
0
0
0
0
0
0
0
0
0
0
0
0
0
0
0
0
0
0
0
0
0
0
0
0
0
0
0
0
0
0
0
0
0
0
0
0
0
0
0
0
0
0
0
0
0
0
0
0
0
0
0
0
0
0
0
0
0
0
0
0
0
0
0
0
0
0
0
0
0
0
0
0
0
0
0
0
0
0
0
0
0
0
0
0
0
0
0
0
0
0
0
0
0
0
0
0
0
0
0
0
0
0
0
0
0
0
0
0
0
0
0
0
0
0
0
0
0
0
0
0
0
0
0
0
0
0
0
0
0
0
0
0
0
0
0
0
0
0
0
0
0
0
0
0
0
0
0
0
0
0
0
0
0
0
0
0
0
0
0
0
0
0
0
0
0
0
0
0
0
0
0
0
0
0
0
0
0
0
0
0
0
0
0
0
0
0
0
0
0
0
0
0
0
0
0
0
0
0
0
0
0
0
0
0
0
0
0
0
0
0
0
0
0
0
0
0
0
0
0
0
0
0
0
0
0
0
0
0
0
0
0
0
0
0
0
0
0
0
0
0
0
0
0
0
0
0
0
0
0
0
0
0
0
0
0
0
0
0
0
0
0
0
0
0
0
0
0
0
0
0
0
0
0
0
0
0
0
0
0
0
0
0
0
0
0
0
0
0
0
0
0
0
0
0
0
0
0
0
0
0
0
0
0
0
0
0
0
0
0
0
0
0
0
0
0
0
0
0
0
0
0
0
0
0
0
0
0
0
0
0
0
0
0
0
0
0
0
0
0
0
0
0
0
0
0
0
0
0
0
0
0
0
0
0
0
0
0
0
0
0
0
0
0
0
0
0
0
0
0
0
0
0
0
0
0
0
0
0
0
0
0
0
0
0
0
0
0
0
0
0
0
0
0
0
0
0
0
0
0
0
0
0
0
0
0
0
0
0
0
0
0
0
0
0
0
0
0
0
0
0
0
0
0
0
0
0
0
0
0
0
0
0
0
0
0
0
0
0
0
0
0
0
0
0
0
0
0
0
0
0
0
0
0
0
0
0
0
0
0
0
0
0
0
0
0
0
0
0
0
0
0
0
0
0
0
0
0
0
0
0
0
0
0
0
0
0
0
0
0
0
0
0
0
0
0
0
0
0
0
0
0
0
0
0
0
0
0
0
0
0
0
0
0
0
0
0
0
0
0
0
0
0
0
0
0
0
0
0
0
0
0
0
0
0
0
0
0
0
0
0
0
0
0
0
0
0
0
0
0
0
0
0
0
0
0
0
0
0
0
0
0
0
0
0
0
0
0
0
0
0
0
0
0
0
0
0
0
0
0
0
0
0
0
0
0
0
0
0
0
0
0
0
0
0
0
0
0
0
0
0
0
0
0
0
0
0
0
0
0
0
0
0
0
0
0
0
0
0
0
0
0
0
0
0
0
0
0
0
0
0
0
0
0
0
0
0
0
0
0
0
0
0
0
0
0
0
0
0
0
0
0
0
0
0
0
0
0
0
0
0
0
0
0
0
0
0
0
0
0
0
0
0
0
0
0
0
0
0
0
0
0
0
0
0
0
0
0
0
0
0
0
0
0
0
0
0
0
0
0
0
0
0
0
0
0
0
0
0
0
0
0
0
0
0
0
0
0
0
0
0
0
0
0
0
0
0
0
0
0
0
0
0
0
0
0
0
0
0
0
0
0
0
0
0
0
0
0
0
0
0
0
0
0
0
0
0
0
0
0
0
0
0
0
0
0
0
0
0
0
0
0
0
0
0
0
0
0
0
0
0
0
0
0
0
0
0
0
0
0
0
0
0
0
0
0
0
0
0
0
0
0
0
0
0
0
0
0
0
0
0
0
0
0
0
0
0
0
0
0
0
0
0
0
0
0
0
0
0
0
0
0
0
0
0
0
0
0
0
0
0
0
0
0
0
0
0
0
0
0
0
0
0
0
0
0
0
0
0
0
0
0
0
0
0
0
0
0
0
0
0
0
0
0
0
0
0
0
0
0
0
0
0
0
0
0
0
0
0
0
0
0
0
0
0
0
0
0
0
0
0
0
0
0
0
0
0
0
0
0
0
0
0
0
0
0
0
0
0
0
0
0
0
0
0
0
0
0
0
0
0
0
0
0
0
0
0
0
0
0
0
0
0
0
0
0
0
0
0
0
0
0
0
0
0
0
0
0
0
0
0
0
0
0
0
0
0
0
0
0
0
0
0
0
0
0
0
0
0
0
0
0
0
0
0
0
0
0
0
0
0
0
0
0
0
0
0
0
0
0
0
0
0
0
0
0
0
0
0
0
0
0
0
0
0
0
0
0
0
0
0
0
0
0
0
0
0
0
0
0
0
0
0
0
0
0
0
0
0
0
0
0
0
0
0
0
0
0
0
0
0
0
0
0
0
0
0
0
0
0
0
0
0
0
0
0
0
0
0
0
0
0
0
0
0
0
0
0
0
0
0
0
0
0
0
0
0
0
0
0
0
0
0
0
0
0
0
0
0
0
0
0
0
0
0
0
0
0
0
0
0
0
0
0
0
0
0
0
0
0
0
0
0
0
0
0
0
0
0
0
0
0
0
0
0
0
0
0
0
0
0
0
0
0
0
0
0
0
0
0
0
0
0
0
0
0
0
0
0
0
0
0
0
0
0
0
0
0
0
0
0
0
0
0
0
0
0
0
0
0
0
0
0
0
0
0
0
0
0
0
0
0
0
0
0
0
0
0
0
0
0
0
0
0
0
0
0
0
0
0
0
0
0
0
0
0
0
0
0
0
0
0
0
0
0
0
0
0
0
0
0
0
0
0
0
0
0
0
0
0
0
0
0
0
0
0
0
0
0
0
0
0
0
0
0
0
0
0
0
0
0
0
0
0
0
0
0
0
0
0
0
0
0
0
0
0
0
0
0
0
0
0
0
0
0
0
0
0
0
0
0
0
0
0
0
0
0
0
0
0
0
0
0
0
0
0
0
0
0
0
0
0
0
0
0
0
0
0
0
0
0
0
0
0
0
0
0
0
0
0
0
0
0
0
0
0
0
0
0
0
0
0
0
0
0
0
0
0
0
0
0
0
0
0
0
0
0
0
0
0
0
0
0
0
0
0
0
0
0
0
0
0
0
0
0
0
0
0
0
0
0
0
0
0
0
0
0
0
0
0
0
0
0
0
0
0
0
0
0
0
0
0
0
0
0
0
0
0
0
0
0
0
0
0
0
0
0
0
0
0
0
0
0
0
0
0
0
0
0
0
0
0
0
0
0
0
0
0
0
0
0
0
0
0
0
0
0
0
0
0
0
0
0
0
0
0
0
0
0
0
0
0
0
0
0
0
0
0
0
0
0
0
0
0
0
0
0
0
0
0
0
0
0
0
0
0
0
0
0
0
0
0
0
0
0
0
0
0
0
0
0
0
0
0
0
0
0
0
0
0
0
0
0
0
0
0
0
0
0
0
0
0
0
0
0
0
0
0
0
0
0
0
0
0
0
0
0
0
0
0
0
0
0
0
0
0
0
0
0
0
0
0
0
0
0
0
0
0
0
0
0
0
0
0
0
0
0
0
0
0
0
0
0
0
0
0
0
0
0
0
0
0
0
0
0
0
0
0
0
0
0
0
0
0
0
0
0
0
0
0
0
0
0
0
0
0
0
0
0
0
0
0
0
0
0
0
0
0
0
0
0
0
0
0
0
0
0
0
0
0
0
0
0
0
0
0
0
0
0
0
0
0
0
0
0
0
0
0
0
0
0
0
0
0
0
0
0
0
0
0
0
0
0
0
0
0
0
0
0
0
0
0
0
0
0
0
0
0
0
0
0
0
0
0
0
0
0
0
0
0
0
0
0
0
0
0
0
0
0
0
0
0
0
0
0
0
0
0
0
0
0
0
0
0
0
0
0
0
0
0
0
0
0
0
0
0
0
0
0
0
0
0
0
0
0
0
0
0
0
0
0
0
0
0
0
0
0
0
0
0
0
0
0
0
0
0
0
0
0
0
0
0
0
0
0
0
0
0
0
0
0
0
0
0
0
0
0
0
0
0
0
0
0
0
0
0
0
0
0
0
0
0
0
0
0
0
0
0
0
0
0
0
0
0
0
0
0
0
0
0
0
0
0
0
0
0
0
0
0
0
0
0
0
0
0
0
0
0
0
0
0
0
0
0
0
0
0
0
0
0
0
0
0
0
0
0
0
0
0
0
0
0
0
0
0
0
0
0
0
0
0
0
0
0
0
0
0
0
0
0
0
0
0
0
0
0
0
0
0
0
0
0
0
0
0
0
0
0
0
0
0
0
0
0
0
0
0
0
0
0
0
0
0
0
0
0
0
0
0
0
0
0
0
0
0
0
0
0
0
0
0
0
0
0
0
0
0
0
0
0
0
0
0
0
0
0
0
0
0
0
0
0
0
0
0
0
0
0
0
0
0
0
0
0
0
0
0
0
0
0
0
0
0
0
0
0
0
0
0
0
0
0
0
0
0
0
0
0
0
0
0
0
0
0
0
0
0
0
0
0
0
0
0
0
0
0
0
0
0
0
0
0
0
0
0
0
0
0
0
0
0
0
0
0
0
0
0
0
0
0
0
0
0
0
0
0
0
0
0
0
0
0
0
0
0
0
0
0
0
0
0
0
0
0
0
0
0
0
0
0
0
0
0
0
0
0
0
0
0
0
0
0
0
0
0
0
0
0
0
0
0
0
0
0
0
0
0
0
0
0
0
0
0
0
0
0
0
0
0
0
0
0
0
0
0
0
0
0
0
0
0
0
0
0
0
0
0
0
0
0
0
0
0
0
0
0
0
0
0
0
0
0
0
0
0
0
0
0
0
0
0
0
0
0
0
0
0
0
0
0
0
0
0
0
0
0
0
0
0
0
0
0
0
0
0
0
0
0
0
0
0
0
0
0
0
0
0
0
0
0
0
0
0
0
0
0
0
0
0
0
0
0
0
0
0
0
0
0
0
0
0
0
0
0
0
0
0
0
0
0
0
0
0
0
0
0
0
0
0
0
0
0
0
0
0
0
0
0
0
0
0
0
0
0
0
0
0
0
0
0
0
0
0
0
0
0
0
0
0
0
0
0
0
0
0
0
0
0
0
0
0
0
0
0
0
0
0
0
0
0
0
0
0
0
0
0
0
0
0
0
0
0
0
0
0
0
0
0
0
0
0
0
0
0
0
0
0
0
0
0
0
0
0
0
0
0
0
0
0
0
0
0
0
0
0
0
0
0
0
0
0
0
0
0
0
0
0
0
0
0
0
0
0
0
0
0
0
0
0
0
0
0
0
0
0
0
0
0
0
0
0
0
0
0
0
0
0
0
0
0
0
0
0
0
0
0
0
0
0
0
0
0
0
0
0
0
0
0
0
0
0
0
0
0
0
0
0
0
0
0
0
0
0
0
0
0
0
0
0
0
0
0
0
0
0
0
0
0
0
0
0
0
0
0
0
0
0
0
0
0
0
0
0
0
0
0
0
0
0
0
0
0
0
0
0
0
0
0
0
0
0
0
0
0
0
0
0
0
0
0
0
0
0
0
0
0
0
0
0
0
0
0
0
0
0
0
0
0
0
0
0
0
0
0
0
0
0
0
0
0
0
0
0
0
0
0
0
0
0
0
0
0
0
0
0
0
0
0
0
0
0
0
0
0
0
0
0
0
0
0
0
0
0
0
0
0
0
0
0
0
0
0
0
0
0
0
0
0
0
0
0
0
0
0
0
0
0
0
0
0
0
0
0
0
0
0
0
0
0
0
0
0
0
0
0
0
0
0
0
0
0
0
0
0
0
0
0
0
0
0
0
0
0
0
0
0
0
0
0
0
0
0
0
0
0
0
0
0
0
0
0
0
0
0
0
0
0
0
0
0
0
0
0
0
0
0
0
0
0
0
0
0
0
0
0
0
0
0
0
0
0
0
0
0
0
0
0
0
0
0
0
0
0
0
0
0
0
0
0
0
0
0
0
0
0
0
0
0
0
0
0
0
0
0
0
0
0
0
0
0
0
0
0
0
0
0
0
0
0
0
0
0
0
0
0
0
0
0
0
0
0
0
0
0
0
0
0
0
0
0
0
0
0
0
0
0
0
0
0
0
0
0
0
0
0
0
0
0
0
0
0
0
0
0
0
0
0
0
0
0
0
0
0
0
0
0
0
0
0
0
0
0
0
0
0
0
0
0
0
0
0
0
0
0
0
0
0
0
0
0
0
0
0
0
0
0
0
0
0
0
0
0
0
0
0
0
0
0
0
0
0
0
0
0
0
0
0
0
0
0
0
0
0
0
0
0
0
0
0
0
0
0
0
0
0
0
0
0
0
0
0
0
0
0
0
0
0
0
0
0
0
0
0
0
0
0
0
0
0
0
0
0
0
0
0
0
0
0
0
0
0
0
0
0
0
0
0
0
0
0
0
0
0
0
0
0
0
0
0
0
0
0
0
0
0
0
0
0
0
0
0
0
0
0
0
0
0
0
0
0
0
0
0
0
0
0
0
0
0
0
0
0
0
0
0
0
0
0
0
0
0
0
0
0
0
0
0
0
0
0
0
0
0
0
0
0
0
0
0
0
0
0
0
0
0
0
0
0
0
0
0
0
0
0
0
0
0
0
0
0
0
0
0
0
0
0
0
0
0
0
0
0
0
0
0
0
0
0
0
0
0
0
0
0
0
0
0
0
0
0
0
0
0
0
0
0
0
0
0
0
0
0
0
0
0
0
0
0
0
0
0
0
0
0
0
0
0
0
0
0
0
0
0
0
0
0
0
0
0
0
0
0
0
0
0
0
0
0
0
0
0
0
0
0
0
0
0
0
0
0
0
0
0
0
0
0
0
0
0
0
0
0
0
0
0
0
0
0
0
0
0
0
0
0
0
0
0
0
0
0
0
0
0
0
0
0
0
0
0
0
0
0
0
0
0
0
0
0
0
0
0
0
0
0
0
0
0
0
0
0
0
0
0
0
0
0
0
0
0
0
0
0
0
0
0
0
0
0
0
0
0
0
0
0
0
0
0
0
0
0
0
0
0
0
0
0
0
0
0
0
0
0
0
0
0
0
0
0
0
0
0
0
0
0
0
0
0
0
0
0
0
0
0
0
0
0
0
0
0
0
0
0
0
0
0
0
0
0
0
0
0
0
0
0
0
0
0
0
0
0
0
0
0
0
0
0
0
0
0
0
0
0
0
0
0
0
0
0
0
0
0
0
0
0
0
0
0
0
0
0
0
0
0
0
0
0
0
0
0
0
0
0
0
0
0
0
0
0
0
0
0
0
0
0
0
0
0
0
0
0
0
0
0
0
0
0
0
0
0
0
0
0
0
0
0
0
0
0
0
0
0
0
0
0
0
0
0
0
0
0
0
0
0
0
0
0
0
0
0
0
0
0
0
0
0
0
0
0
0
0
0
0
0
0
0
0
0
0
0
0
0
0
0
0
0
0
0
0
0
0
0
0
0
0
0
0
0
0
0
0
0
0
0
0
0
0
0
0
0
0
0
0
0
0
0
0
0
0
0
0
0
0
0
0
0
0
0
0
0
0
0
0
0
0
0
0
0
0
0
0
0
0
0
0
0
0
0
0
0
0
0
0
0
0
0
0
0
0
0
0
0
0
0
0
0
0
0
0
0
0
0
0
0
0
0
0
0
0
0
0
0
0
0
0
0
0
0
0
0
0
0
0
0
0
0
0
0
0
0
0
0
0
0
0
0
0
0
0
0
0
0
0
0
0
0
0
0
0
0
0
0
0
0
0
0
0
0
0
0
0
0
0
0
0
0
0
0
0
0
0
0
0
0
0
0
0
0
0
0
0
0
0
0
0
0
0
0
0
0
0
0
0
0
0
0
0
0
0
0
0
0
0
0
0
0
0
0
0
0
0
0
0
0
0
0
0
0
0
0
0
0
0
0
0
0
0
0
0
0
0
0
0
0
0
0
0
0
0
0
0
0
0
0
0
0
0
0
0
0
0
0
0
0
0
0
0
0
0
0
0
0
0
0
0
0
0
0
0
0
0
0
0
0
0
0
0
0
0
0
0
0
0
0
0
0
0
0
0
0
0
0
0
0
0
0
0
0
0
0
0
0
0
0
0
0
0
0
0
0
0
0
0
0
0
0
0
0
0
0
0
0
0
0
0
0
0
0
0
0
0
0
0
0
0
0
0
0
0
0
0
0
0
0
0
0
0
0
0
0
0
0
0
0
0
0
0
0
0
0
0
0
0
0
0
0
0
0
0
0
0
0
0
0
0
0
0
0
0
0
0
0
0
0
0
0
0
0
0
0
0
0
0
0
0
0
0
0
0
0
0
0
0
0
0
0
0
0
0
0
0
0
0
0
0
0
0
0
0
0
0
0
0
0
0
0
0
0
0
0
0
0
0
0
0
0
0
0
0
0
0
0
0
0
0
0
0
0
0
0
0
0
0
0
0
0
0
0
0
0
0
0
0
0
0
0
0
0
0
0
0
0
0
0
0
0
0
0
0
0
0
0
0
0
0
0
0
0
0
0
0
0
0
0
0
0
0
0
0
0
0
0
0
0
0
0
0
0
0
0
0
0
0
0
0
0
0
0
0
0
0
0
0
0
0
0
0
0
0
0
0
0
0
0
0
0
0
0
0
0
0
0
0
0
0
0
0
0
0
0
0
0
0
0
0
0
0
0
0
0
0
0
0
0
0
0
0
0
0
0
0
0
0
0
0
0
0
0
0
0
0
0
0
0
0
0
0
0
0
0
0
0
0
0
0
0
0
0
0
0
0
0
0
0
0
0
0
0
0
0
0
0
0
0
0
0
0
0
0
0
0
0
0
0
0
0
0
0
0
0
0
0
0
0
0
0
0
0
0
0
0
0
0
0
0
0
0
0
0
0
0
0
0
0
0
0
0
0
0
0
0
0
0
0
0
0
0
0
0
0
0
0
0
0
0
0
0
0
0
0
0
0
0
0
0
0
0
0
0
0
0
0
0
0
0
0
0
0
0
0
0
0
0
0
0
0
0
0
0
0
0
0
0
0
0
0
0
0
0
0
0
0
0
0
0
0
0
0
0
0
0
0
0
0
0
0
0
0
0
0
0
0
0
0
0
0
0
0
0
0
0
0
0
0
0
0
0
0
0
0
0
0
0
0
0
0
0
0
0
0
0
0
0
0
0
0
0
0
0
0
0
0
0
0
0
0
0
0
0
0
0
0
0
0
0
0
0
0
0
0
0
0
0
0
0
0
0
0
0
0
0
0
0
0
0
0
0
0
0
0
0
0
0
0
0
0
0
0
0
0
0
0
0
0
0
0
0
0
0
0
0
0
0
0
0
0
0
0
0
0
0
0
0
0
0
0
0
0
0
0
0
0
0
0
0
0
0
0
0
0
0
0
0
0
0
0
0
0
0
0
0
0
0
0
0
0
0
0
0
0
0
0
0
0
0
0
0
0
0
0
0
0
0
0
0
0
0
0
0
0
0
0
0
0
0
0
0
0
0
0
0
0
0
0
0
0
0
0
0
0
0
0
0
0
0
0
0
0
0
0
0
0
0
0
0
0
0
0
0
0
0
0
0
0
0
0
0
0
0
0
0
0
0
0
0
0
0
0
0
0
0
0
0
0
0
0
0
0
0
0
0
0
0
0
0
0
0
0
0
0
0
0
0
0
0
0
0
0
0
0
0
0
0
0
0
0
0
0
0
0
0
0
0
0
0
0
0
0
0
0
0
0
0
0
0
0
0
0
0
0
0
0
0
0
0
0
0
0
0
0
0
0
0
0
0
0
0
0
0
0
0
0
0
0
0
0
0
0
0
0
0
0
0
0
0
0
0
0
0
0
0
0
0
0
0
0
0
0
0
0
0
0
0
0
0
0
0
0
0
0
0
0
0
0
0
0
0
0
0
0
0
0
0
0
0
0
0
0
0
0
0
0
0
0
0
0
0
0
0
0
0
0
0
0
0
0
0
0
0
0
0
0
0
0
0
0
0
0
0
0
0
0
0
0
0
0
0
0
0
0
0
0
0
0
0
0
0
0
0
0
0
0
0
0
0
0
0
0
0
0
0
0
0
0
0
0
0
0
0
0
0
0
0
0
0
0
0
0
0
0
0
0
0
0
0
0
0
0
0
0
0
0
0
0
0
0
0
0
0
0
0
0
0
0
0
0
0
0
0
0
0
0
0
0
0
0
0
0
0
0
0
0
0
0
0
0
0
0
0
0
0
0
0
0
0
0
0
0
0
0
0
0
0
0
0
0
0
0
0
0
0
0
0
0
0
0
0
0
0
0
0
0
0
0
0
0
0
0
0
0
0
0
0
0
0
0
0
0
0
0
0
0
0
0
0
0
0
0
0
0
0
0
0
0
0
0
0
0
0
0
0
0
0
0
0
0
0
0
0
0
0
0
0
0
0
0
0
0
0
0
0
0
0
0
0
0
0
0
0
0
0
0
0
0
0
0
0
0
0
0
0
0
0
0
0
0
0
0
0
0
0
0
0
0
0
0
0
0
0
0
0
0
0
0
0
0
0
0
0
0
0
0
0
0
0
0
0
0
0
0
0
0
0
0
0
0
0
0
0
0
0
0
0
0
0
0
0
0
0
0
0
0
0
0
0
0
0
0
0
0
0
0
0
0
0
0
0
0
0
0
0
0
0
0
0
0
0
0
0
0
0
0
0
0
0
0
0
0
0
0
0
0
0
0
0
0
0
0
0
0
0
0
0
0
0
0
0
0
0
0
0
0
0
0
0
0
0
0
0
0
0
0
0
0
0
0
0
0
0
0
0
0
0
0
0
0
0
0
0
0
0
0
0
0
0
0
0
0
0
0
0
0
0
0
0
0
0
0
0
0
0
0
0
0
0
0
0
0
0
0
0
0
0
0
0
0
0
0
0
0
0
0
0
0
0
0
0
0
0
0
0
0
0
0
0
0
0
0
0
0
0
0
0
0
0
0
0
0
0
0
0
0
0
0
0
0
0
0
0
0
0
0
0
0
0
0
0
0
0
0
0
0
0
0
0
0
0
0
0
0
0
0
0
0
0
0
0
0
0
0
0
0
0
0
0
0
0
0
0
0
0
0
0
0
0
0
0
0
0
0
0
0
0
0
0
0
0
0
0
0
0
0
0
0
0
0
0
0
0
0
0
0
0
0
0
0
0
0
0
0
0
0
0
0
0
0
0
0
0
0
0
0
0
0
0
0
0
0
0
0
0
0
0
0
0
0
0
0
0
0
0
0
0
0
0
0
0
0
0
0
0
0
0
0
0
0
0
0
0
0
0
0
0
0
0
0
0
0
0
0
0
0
0
0
0
0
0
0
0
0
0
0
0
0
0
0
0
0
0
0
0
0
0
0
0
0
0
0
0
0
0
0
0
0
0
0
0
0
0
0
0
0
0
0
0
0
0
0
0
0
0
0
0
0
0
0
0
0
0
0
0
0
0
0
0
0
0
0
0
0
0
0
0
0
0
0
0
0
0
0
0
0
0
0
0
0
0
0
0
0
0
0
0
0
0
0
0
0
0
0
0
0
0
0
0
0
0
0
0
0
0
0
0
0
0
0
0
0
0
0
0
0
0
0
0
0
0
0
0
0
0
0
0
0
0
0
0
0
0
0
0
0
0
0
0
0
0
0
0
0
0
0
0
0
0
0
0
0
0
0
0
0
0
0
0
0
0
0
0
0
0
0
0
0
0
0
0
0
0
0
0
0
0
0
0
0
0
0
0
0
0
0
0
0
0
0
0
0
0
0
0
0
0
0
0
0
0
0
0
0
0
0
0
0
0
0
0
0
0
0
0
0
0
0
0
0
0
0
0
0
0
0
0
0
0
0
0
0
0
0
0
0
0
0
0
0
0
0
0
0
0
0
0
0
0
0
0
0
0
0
0
0
0
0
0
0
0
0
0
0
0
0
0
0
0
0
0
0
0
0
0
0
0
0
0
0
0
0
0
0
0
0
0
0
0
0
0
0
0
0
0
0
0
0
0
0
0
0
0
0
0
0
0
0
0
0
0
0
0
0
0
0
0
0
0
0
0
0
0
0
0
0
0
0
0
0
0
0
0
0
0
0
0
0
0
0
0
0
0
0
0
0
0
0
0
0
0
0
0
0
0
0
0
0
0
0
0
0
0
0
0
0
0
0
0
0
0
0
0
0
0
0
0
0
0
0
0
0
0
0
0
0
0
0
0
0
0
0
0
0
0
0
0
0
0
0
0
0
0
0
0
0
0
0
0
0
0
0
0
0
0
0
0
0
0
0
0
0
0
0
0
0
0
0
0
0
0
0
0
0
0
0
0
0
0
0
0
0
0
0
0
0
0
0
0
0
0
0
0
0
0
0
0
0
0
0
0
0
0
0
0
0
0
0
0
0
0
0
0
0
0
0
0
0
0
0
0
0
0
0
0
0
0
0
0
0
0
0
0
0
0
0
0
0
0
0
0
0
0
0
0
0
0
0
0
0
0
0
0
0
0
0
0
0
0
0
0
0
0
0
0
0
0
0
0
0
0
0
0
0
0
0
0
0
0
0
0
0
0
0
0
0
0
0
0
0
0
0
0
0
0
0
0
0
0
0
0
0
0
0
0
0
0
0
0
0
0
0
0
0
0
0
0
0
0
0
0
0
0
0
0
0
0
0
0
0
0
0
0
0
0
0
0
0
0
0
0
0
0
0
0
0
0
0
0
0
0
0
0
0
0
0
0
0
0
0
0
0
0
0
0
0
0
0
0
0
0
0
0
0
0
0
0
0
0
0
0
0
0
0
0
0
0
0
0
0
0
0
0
0
0
0
0
0
0
0
0
0
0
0
0
0
0
0
0
0
0
0
0
0
0
0
0
0
0
0
0
0
0
0
0
0
0
0
0
0
0
0
0
0
0
0
0
0
0
0
0
0
0
0
0
0
0
0
0
0
0
0
0
0
0
0
0
0
0
0
0
0
0
0
0
0
0
0
0
0
0
0
0
0
0
0
0
0
0
0
0
0
0
0
0
0
0
0
0
0
0
0
0
0
0
0
0
0
0
0
0
0
0
0
0
0
0
0
0
0
0
0
0
0
0
0
0
0
0
0
0
0
0
0
0
0
0
0
0
0
0
0
0
0
0
0
0
0
0
0
0
0
0
0
0
0
0
0
0
0
0
0
0
0
0
0
0
0
0
0
0
0
0
0
0
0
0
0
0
0
0
0
0
0
0
0
0
0
0
0
0
0
0
0
0
0
0
0
0
0
0
0
0
0
0
0
0
0
0
0
0
0
0
0
0
0
0
0
0
0
0
0
0
0
0
0
0
0
0
0
0
0
0
0
0
0
0
0
0
0
0
0
0
0
0
0
0
0
0
0
0
0
0
0
0
0
0
0
0
0
0
0
0
0
0
0
0
0
0
0
0
0
0
0
0
0
0
0
0
0
0
0
0
0
0
0
0
0
0
0
0
0
0
0
0
0
0
0
0
0
0
0
0
0
0
0
0
0
0
0
0
0
0
0
0
0
0
0
0
0
0
0
0
0
0
0
0
0
0
0
0
0
0
0
0
0
0
0
0
0
0
0
0
0
0
0
0
0
0
0
0
0
0
0
0
0
0
0
0
0
0
0
0
0
0
0
0
0
0
0
0
0
0
0
0
0
0
0
0
0
0
0
0
0
0
0
0
0
0
0
0
0
0
0
0
0
0
0
0
0
0
0
0
0
0
0
0
0
0
0
0
0
0
0
0
0
0
0
0
0
0
0
0
0
0
0
0
0
0
0
0
0
0
0
0
0
0
0
0
0
0
0
0
0
0
0
0
0
0
0
0
0
0
0
0
0
0
0
0
0
0
0
0
0
0
0
0
0
0
0
0
0
0
0
0
0
0
0
0
0
0
0
0
0
0
0
0
0
0
0
0
0
0
0
0
0
0
0
0
0
0
0
0
0
0
0
0
0
0
0
0
0
0
0
0
0
0
0
0
0
0
0
0
0
0
0
0
0
0
0
0
0
0
0
0
0
0
0
0
0
0
0
0
0
0
0
0
0
0
0
0
0
0
0
0
0
0
0
0
0
0
0
0
0
0
0
0
0
0
0
0
0
0
0
0
0
0
0
0
0
0
0
0
0
0
0
0
0
0
0
0
0
0
0
0
0
0
0
0
0
0
0
0
0
0
0
0
0
0
0
0
0
0
0
0
0
0
0
0
0
0
0
0
0
0
0
0
0
0
0
0
0
0
0
0
0
0
0
0
0
0
0
0
0
0
0
0
0
0
0
0
0
0
0
0
0
0
0
0
0
0
0
0
0
0
0
0
0
0
0
0
0
0
0
0
0
0
0
0
0
0
0
0
0
0
0
0
0
0
0
0
0
0
0
0
0
0
0
0
0
0
0
0
0
0
0
0
0
0
0
0
0
0
0
0
0
0
0
0
0
0
0
0
0
0
0
0
0
0
0
0
0
0
0
0
0
0
0
0
0
0
0
0
0
0
0
0
0
0
0
0
0
0
0
0
0
0
0
0
0
0
0
0
0
0
0
0
0
0
0
0
0
0
0
0
0
0
0
0
0
0
0
0
0
0
0
0
0
0
0
0
0
0
0
0
0
0
0
0
0
0
0
0
0
0
0
0
0
0
0
0
0
0
0
0
0
0
0
0
0
0
0
0
0
0
0
0
0
0
0
0
0
0
0
0
0
0
0
0
0
0
0
0
0
0
0
0
0
0
0
0
0
0
0
0
0
0
0
0
0
0
0
0
0
0
0
0
0
0
0
0
0
0
0
0
0
0
0
0
0
0
0
0
0
0
0
0
0
0
0
0
0
0
0
0
0
0
0
0
0
0
0
0
0
0
0
0
0
0
0
0
0
0
0
0
0
0
0
0
0
0
0
0
0
0
0
0
0
0
0
0
0
0
0
0
0
0
0
0
0
0
0
0
0
0
0
0
0
0
0
0
0
0
0
0
0
0
0
0
0
0
0
0
0
0
0
0
0
0
0
0
0
0
0
0
0
0
0
0
0
0
0
0
0
0
0
0
0
0
0
0
0
0
0
0
0
0
0
0
0
0
0
0
0
0
0
0
0
0
0
0
0
0
0
0
0
0
0
0
0
0
0
0
0
0
0
0
0
0
0
0
0
0
0
0
0
0
0
0
0
0
0
0
0
0
0
0
0
0
0
0
0
0
0
0
0
0
0
0
0
0
0
0
0
0
0
0
0
0
0
0
0
0
0
0
0
0
0
0
0
0
0
0
0
0
0
0
0
0
0
0
0
0
0
0
0
0
0
0
0
0
0
0
0
0
0
0
0
0
0
0
0
0
0
0
0
0
0
0
0
0
0
0
0
0
0
0
0
0
0
0
0
0
0
0
0
0
0
0
0
0
0
0
0
0
0
0
0
0
0
0
0
0
0
0
0
0
0
0
0
0
0
0
0
0
0
0
0
0
0
0
0
0
0
0
0
0
0
0
0
0
0
0
0
0
0
0
0
0
0
0
0
0
0
0
0
0
0
0
0
0
0
0
0
0
0
0
0
0
0
0
0
0
0
0
0
0
0
0
0
0
0
0
0
0
0
0
0
0
0
0
0
0
0
0
0
0
0
0
0
0
0
0
0
0
0
0
0
0
0
0
0
0
0
0
0
0
0
0
0
0
0
0
0
0
0
0
0
0
0
0
0
0
0
0
0
0
0
0
0
0
0
0
0
0
0
0
0
0
0
0
0
0
0
0
0
0
0
0
0
0
0
0
0
0
0
0
0
0
0
0
0
0
0
0
0
0
0
0
0
0
0
0
0
0
0
0
0
0
0
0
0
0
0
0
0
0
0
0
0
0
0
0
0
0
0
0
0
0
0
0
0
0
0
0
0
0
0
0
0
0
0
0
0
0
0
0
0
0
0
0
0
0
0
0
0
0
0
0
0
0
0
0
0
0
0
0
0
0
0
0
0
0
0
0
0
0
0
0
0
0
0
0
0
0
0
0
0
0
0
0
0
0
0
0
0
0
0
0
0
0
0
0
0
0
0
0
0
0
0
0
0
0
0
0
0
0
0
0
0
0
0
0
0
0
0
0
0
0
0
0
0
0
0
0
0
0
0
0
0
0
0
0
0
0
0
0
0
0
0
0
0
0
0
0
0
0
0
0
0
0
0
0
0
0
0
0
0
0
0
0
0
0
0
0
0
0
0
0
0
0
0
0
0
0
0
0
0
0
0
0
0
0
0
0
0
0
0
0
0
0
0
0
0
0
0
0
0
0
0
0
0
0
0
0
0
0
0
0
0
0
0
0
0
0
0
0
0
0
0
0
0
0
0
0
0
0
0
0
0
0
0
0
0
0
0
0
0
0
0
0
0
0
0
0
0
0
0
0
0
0
0
0
0
0
0
0
0
0
0
0
0
0
0
0
0
0
0
0
0
0
0
0
0
0
0
0
0
0
0
0
0
0
0
0
0
0
0
0
0
0
0
0
0
0
0
0
0
0
0
0
0
0
0
0
0
0
0
0
0
0
0
0
0
0
0
0
0
0
0
0
0
0
0
0
0
0
0
0
0
0
0
0
0
0
0
0
0
0
0
0
0
0
0
0
0
0
0
0
0
0
0
0
0
0
0
0
0
0
0
0
0
0
0
0
0
0
0
0
0
0
0
0
0
0
0
0
0
0
0
0
0
0
0
0
0
0
0
0
0
0
0
0
0
0
0
0
0
0
0
0
0
0
0
0
0
0
0
0
0
0
0
0
0
0
0
0
0
0
0
0
0
0
0
0
0
0
0
0
0
0
0
0
0
0
0
0
0
0
0
0
0
0
0
0
0
0
0
0
0
0
0
0
0
0
0
0
0
0
0
0
0
0
0
0
0
0
0
0
0
0
0
0
0
0
0
0
0
0
0
0
0
0
0
0
0
0
0
0
0
0
0
0
0
0
0
0
0
0
0
0
0
0
0
0
0
0
0
0
0
0
0
0
0
0
0
0
0
0
0
0
0
0
0
0
0
0
0
0
0
0
0
0
0
0
0
0
0
0
0
0
0
0
0
0
0
0
0
0
0
0
0
0
0
0
0
0
0
0
0
0
0
0
0
0
0
0
0
0
0
0
0
0
0
0
0
0
0
0
0
0
0
0
0
0
0
0
0
0
0
0
0
0
0
0
0
0
0
0
0
0
0
0
0
0
0
0
0
0
0
0
0
0
0
0
0
0
0
0
0
0
0
0
0
0
0
0
0
0
0
0
0
0
0
0
0
0
0
0
0
0
0
0
0
0
0
0
0
0
0
0
0
0
0
0
0
0
0
0
0
0
0
0
0
0
0
0
0
0
0
0
0
0
0
0
0
0
0
0
0
0
0
0
0
0
0
0
0
0
0
0
0
0
0
0
0
0
0
0
0
0
0
0
0
0
0
0
0
0
0
0
0
0
0
0
0
0
0
0
0
0
0
0
0
0
0
0
0
0
0
0
0
0
0
0
0
0
0
0
0
0
0
0
0
0
0
0
0
0
0
0
0
0
0
0
0
0
0
0
0
0
0
0
0
0
0
0
0
0
0
0
0
0
0
0
0
0
0
0
0
0
0
0
0
0
0
0
0
0
0
0
0
0
0
0
0
0
0
0
0
0
0
0
0
0
0
0
0
0
0
0
0
0
0
0
0
0
0
0
0
0
0
0
0
0
0
0
0
0
0
0
0
0
0
0
0
0
0
0
0
0
0
0
0
0
0
0
0
0
0
0
0
0
0
0
0
0
0
0
0
0
0
0
0
0
0
0
0
0
0
0
0
0
0
0
0
0
0
0
0
0
0
0
0
0
0
0
0
0
0
0
0
0
0
0
0
0
0
0
0
0
0
0
0
0
0
0
0
0
0
0
0
0
0
0
0
0
0
0
0
0
0
0
0
0
0
0
0
0
0
0
0
0
0
0
0
0
0
0
0
0
0
0
0
0
0
0
0
0
0
0
0
0
0
0
0
0
0
0
0
0
0
0
0
0
0
0
0
0
0
0
0
0
0
0
0
0
0
0
0
0
0
0
0
0
0
0
0
0
0
0
0
0
0
0
0
0
0
0
0
0
0
0
0
0
0
0
0
0
0
0
0
0
0
0
0
0
0
0
0
0
0
0
0
0
0
0
0
0
0
0
0
0
0
0
0
0
0
0
0
0
0
0
0
0
0
0
0
0
0
0
0
0
0
0
0
0
0
0
0
0
0
0
0
0
0
0
0
0
0
0
0
0
0
0
0
0
0
0
0
0
0
0
0
0
0
0
0
0
0
0
0
0
0
0
0
0
0
0
0
0
0
0
0
0
0
0
0
0
0
0
0
0
0
0
0
0
0
0
0
0
0
0
0
0
0
0
0
0
0
0
0
0
0
0
0
0
0
0
0
0
0
0
0
0
0
0
0
0
0
0
0
0
0
0
0
0
0
0
0
0
0
0
0
0
0
0
0
0
0
0
0
0
0
0
0
0
0
0
0
0
0
0
0
0
0
0
0
0
0
0
0
0
0
0
0
0
0
0
0
0
0
0
0
0
0
0
0
0
0
0
0
0
0
0
0
0
0
0
0
0
0
0
0
0
0
0
0
0
0
0
0
0
0
0
0
0
0
0
0
0
0
0
0
0
0
0
0
0
0
0
0
0
0
0
0
0
0
0
0
0
0
0
0
0
0
0
0
0
0
0
0
0
0
0
0
0
0
0
0
0
0
0
0
0
0
0
0
0
0
0
0
0
0
0
0
0
0
0
0
0
0
0
0
0
0
0
0
0
0
0
0
0
0
0
0
0
0
0
0
0
0
0
0
0
0
0
0
0
0
0
0
0
0
0
0
0
0
0
0
0
0
0
0
0
0
0
0
0
0
0
0
0
0
0
0
0
0
0
0
0
0
0
0
0
0
0
0
0
0
0
0
0
0
0
0
0
0
0
0
0
0
0
0
0
0
0
0
0
0
0
0
0
0
0
0
0
0
0
0
0
0
0
0
0
0
0
0
0
0
0
0
0
0
0
0
0
0
0
0
0
0
0
0
0
0
0
0
0
0
0
0
0
0
0
0
0
0
0
0
0
0
0
0
0
0
0
0
0
0
0
0
0
0
0
0
0
0
0
0
0
0
0
0
0
0
0
0
0
0
0
0
0
0
0
0
0
0
0
0
0
0
0
0
0
0
0
0
0
0
0
0
0
0
0
0
0
0
0
0
0
0
0
0
0
0
0
0
0
0
0
0
0
0
0
0
0
0
0
0
0
0
0
0
0
0
0
0
0
0
0
0
0
0
0
0
0
0
0
0
0
0
0
0
0
0
0
0
0
0
0
0
0
0
0
0
0
0
0
0
0
0
0
0
0
0
0
0
0
0
0
0
0
0
0
0
0
0
0
0
0
0
0
0
0
0
0
0
0
0
0
0
0
0
0
0
0
0
0
0
0
0
0
0
0
0
0
0
0
0
0
0
0
0
0
0
0
0
0
0
0
0
0
0
0
0
0
0
0
0
0
0
0
0
0
0
0
0
0
0
0
0
0
0
0
0
0
0
0
0
0
0
0
0
0
0
0
0
0
0
0
0
0
0
0
0
0
0
0
0
0
0
0
0
0
0
0
0
0
0
0
0
0
0
0
0
0
0
0
0
0
0
0
0
0
0
0
0
0
0
0
0
0
0
0
0
0
0
0
0
0
0
0
0
0
0
0
0
0
0
0
0
0
0
0
0
0
0
0
0
0
0
0
0
0
0
0
0
0
0
0
0
0
0
0
0
0
0
0
0
0
0
0
0
0
0
0
0
0
0
0
0
0
0
0
0
0
0
0
0
0
0
0
0
0
0
0
0
0
0
0
0
0
0
0
0
0
0
0
0
0
0
0
0
0
0
0
0
0
0
0
0
0
0
0
0
0
0
0
0
0
0
0
0
0
0
0
0
0
0
0
0
0
0
0
0
0
0
0
0
0
0
0
0
0
0
0
0
0
0
0
0
0
0
0
0
0
0
0
0
0
0
0
0
0
0
0
0
0
0
0
0
0
0
0
0
0
0
0
0
0
0
0
0
0
0
0
0
0
0
0
0
0
0
0
0
0
0
0
0
0
0
0
0
0
0
0
0
0
0
0
0
0
0
0
0
0
0
0
0
0
0
0
0
0
0
0
0
0
0
0
0
0
0
0
0
0
0
0
0
0
0
0
0
0
0
0
0
0
0
0
0
0
0
0
0
0
0
0
0
0
0
0
0
0
0
0
0
0
0
0
0
0
0
0
0
0
0
0
0
0
0
0
0
0
0
0
0
0
0
0
0
0
0
0
0
0
0
0
0
0
0
0
0
0
0
0
0
0
0
0
0
0
0
0
0
0
0
0
0
0
0
0
0
0
0
0
0
0
0
0
0
0
0
0
0
0
0
0
0
0
0
0
0
0
0
0
0
0
0
0
0
0
0
0
0
0
0
0
0
0
0
0
0
0
0
0
0
0
0
0
0
0
0
0
0
0
0
0
0
0
0
0
0
0
0
0
0
0
0
0
0
0
0
0
0
0
0
0
0
0
0
0
0
0
0
0
0
0
0
0
0
0
0
0
0
0
0
0
0
0
0
0
0
0
0
0
0
0
0
0
0
0
0
0
0
0
0
0
0
0
0
0
0
0
0
0
0
0
0
0
0
0
0
0
0
0
0
0
0
0
0
0
0
0
0
0
0
0
0
0
0
0
0
0
0
0
0
0
0
0
0
0
0
0
0
0
0
0
0
0
0
0
0
0
0
0
0
0
0
0
0
0
0
0
0
0
0
0
0
0
0
0
0
0
0
0
0
0
0
0
0
0
0
0
0
0
0
0
0
0
0
0
0
0
0
0
0
0
0
0
0
0
0
0
0
0
0
0
0
0
0
0
0
0
0
0
0
0
0
0
0
0
0
0
0
0
0
0
0
0
0
0
0
0
0
0
0
0
0
0
0
0
0
0
0
0
0
0
0
0
0
0
0
0
0
0
0
0
0
0
0
0
0
0
0
0
0
0
0
0
0
0
0
0
0
0
0
0
0
0
0
0
0
0
0
0
0
0
0
0
0
0
0
0
0
0
0
0
0
0
0
0
0
0
0
0
0
0
0
0
0
0
0
0
0
0
0
0
0
0
0
0
0
0
0
0
0
0
0
0
0
0
0
0
0
0
0
0
0
0
0
0
0
0
0
0
0
0
0
0
0
0
0
0
0
0
0
0
0
0
0
0
0
0
0
0
0
0
0
0
0
0
0
0
0
0
0
0
0
0
0
0
0
0
0
0
0
0
0
0
0
0
0
0
0
0
0
0
0
0
0
0
0
0
0
0
0
0
0
0
0
0
0
0
0
0
0
0
0
0
0
0
0
0
0
0
0
0
0
0
0
0
0
0
0
0
0
0
0
0
0
0
0
0
0
0
0
0
0
0
0
0
0
0
0
0
0
0
0
0
0
0
0
0
0
0
0
0
0
0
0
0
0
0
0
0
0
0
0
0
0
0
0
0
0
0
0
0
0
0
0
0
0
0
0
0
0
0
0
0
0
0
0
0
0
0
0
0
0
0
0
0
0
0
0
0
0
0
0
0
0
0
0
0
0
0
0
0
0
0
0
0
0
0
0
0
0
0
0
0
0
0
0
0
0
0
0
0
0
0
0
0
0
0
0
0
0
0
0
0
0
0
0
0
0
0
0
0
0
0
0
0
0
0
0
0
0
0
0
0
0
0
0
0
0
0
0
0
0
0
0
0
0
0
0
0
0
0
0
0
0
0
0
0
0
0
0
0
0
0
0
0
0
0
0
0
0
0
0
0
0
0
0
0
0
0
0
0
0
0
0
0
0
0
0
0
0
0
0
0
0
0
0
0
0
0
0
0
0
0
0
0
0
0
0
0
0
0
0
0
0
0
0
0
0
0
0
0
0
0
0
0
0
0
0
0
0
0
0
0
0
0
0
0
0
0
0
0
0
0
0
0
0
0
0
0
0
0
0
0
0
0
0
0
0
0
0
0
0
0
0
0
0
0
0
0
0
0
0
0
0
0
0
0
0
0
0
0
0
0
0
0
0
0
0
0
0
0
0
0
0
0
0
0
0
0
0
0
0
0
0
0
0
0
0
0
0
0
0
0
0
0
0
0
0
0
0
0
0
0
0
0
0
0
0
0
0
0
0
0
0
0
0
0
0
0
0
0
0
0
0
0
0
0
0
0
0
0
0
0
0
0
0
0
0
0
0
0
0
0
0
0
0
0
0
0
0
0
0
0
0
0
0
0
0
0
0
0
0
0
0
0
0
0
0
0
0
0
0
0
0
0
0
0
0
0
0
0
0
0
0
0
0
0
0
0
0
0
0
0
0
0
0
0
0
0
0
0
0
0
0
0
0
0
0
0
0
0
0
0
0
0
0
0
0
0
0
0
0
0
0
0
0
0
0
0
0
0
0
0
0
0
0
0
0
0
0
0
0
0
0
0
0
0
0
0
0
0
0
0
0
0
0
0
0
0
0
0
0
0
0
0
0
0
0
0
0
0
0
0
0
0
0
0
0
0
0
0
0
0
0
0
0
0
0
0
0
0
0
0
0
0
0
0
0
0
0
0
0
0
0
0
0
0
0
0
0
0
0
0
0
0
0
0
0
0
0
0
0
0
0
0
0
0
0
0
0
0
0
0
0
0
0
0
0
0
0
0
0
0
0
0
0
0
0
0
0
0
0
0
0
0
0
0
0
0
0
0
0
0
0
0
0
0
0
0
0
0
0
0
0
0
0
0
0
0
0
0
0
0
0
0
0
0
0
0
0
0
0
0
0
0
0
0
0
0
0
0
0
0
0
0
0
0
0
0
0
0
0
0
0
0
0
0
0
0
0
0
0
0
0
0
0
0
0
0
0
0
0
0
0
0
0
0
0
0
0
0
0
0
0
0
0
0
0
0
0
0
0
0
0
0
0
0
0
0
0
0
0
0
0
0
0
0
0
0
0
0
0
0
0
0
0
0
0
0
0
0
0
0
0
0
0
0
0
0
0
0
0
0
0
0
0
0
0
0
0
0
0
0
0
0
0
0
0
0
0
0
0
0
0
0
0
0
0
0
0
0
0
0
0
0
0
0
0
0
0
0
0
0
0
0
0
0
0
0
0
0
0
0
0
0
0
0
0
0
0
0
0
0
0
0
0
0
0
0
0
0
0
0
0
0
0
0
0
0
0
0
0
0
0
0
0
0
0
0
0
0
0
0
0
0
0
0
0
0
0
0
0
0
0
0
0
0
0
0
0
0
0
0
0
0
0
0
0
0
0
0
0
0
0
0
0
0
0
0
0
0
0
0
0
0
0
0
0
0
0
0
0
0
0
0
0
0
0
0
0
0
0
0
0
0
0
0
0
0
0
0
0
0
0
0
0
0
0
0
0
0
0
0
0
0
0
0
0
0
0
0
0
0
0
0
0
0
0
0
0
0
0
0
0
0
0
0
0
0
0
0
0
0
0
0
0
0
0
0
0
0
0
0
0
0
0
0
0
0
0
0
0
0
0
0
0
0
0
0
0
0
0
0
0
0
0
0
0
0
0
0
0
0
0
0
0
0
0
0
0
0
0
0
0
0
0
0
0
0
0
0
0
0
0
0
0
0
0
0
0
0
0
0
0
0
0
0
0
0
0
0
0
0
0
0
0
0
0
0
0
0
0
0
0
0
0
0
0
0
0
0
0
0
0
0
0
0
0
0
0
0
0
0
0
0
0
0
0
0
0
0
0
0
0
0
0
0
0
0
0
0
0
0
0
0
0
0
0
0
0
0
0
0
0
0
0
0
0
0
0
0
0
0
0
0
0
0
0
0
0
0
0
0
0
0
0
0
0
0
0
0
0
0
0
0
0
0
0
0
0
0
0
0
0
0
0
0
0
0
0
0
0
0
0
0
0
0
0
0
0
0
0
0
0
0
0
0
0
0
0
0
0
0
0
0
0
0
0
0
0
0
0
0
0
0
0
0
0
0
0
0
0
0
0
0
0
0
0
0
0
0
0
0
0
0
0
0
0
0
0
0
0
0
0
0
0
0
0
0
0
0
0
0
0
0
0
0
0
0
0
0
0
0
0
0
0
0
0
0
0
0
0
0
0
0
0
0
0
0
0
0
0
0
0
0
0
0
0
0
0
0
0
0
0
0
0
0
0
0
0
0
0
0
0
0
0
0
0
0
0
0
0
0
0
0
0
0
0
0
0
0
0
0
0
0
0
0
0
0
0
0
0
0
0
0
0
0
0
0
0
0
0
0
0
0
0
0
0
0
0
0
0
0
0
0
0
0
0
0
0
0
0
0
0
0
0
0
0
0
0
0
0
0
0
0
0
0
0
0
0
0
0
0
0
0
0
0
0
0
0
0
0
0
0
0
0
0
0
0
0
0
0
0
0
0
0
0
0
0
0
0
0
0
0
0
0
0
0
0
0
0
0
0
0
0
0
0
0
0
0
0
0
0
0
0
0
0
0
0
0
0
0
0
0
0
0
0
0
0
0
0
0
0
0
0
0
0
0
0
0
0
0
0
0
0
0
0
0
0
0
0
0
0
0
0
0
0
0
0
0
0
0
0
0
0
0
0
0
0
0
0
0
0
0
0
0
0
0
0
0
0
0
0
0
0
0
0
0
0
0
0
0
0
0
0
0
0
0
0
0
0
0
0
0
0
0
0
0
0
0
0
0
0
0
0
0
0
0
0
0
0
0
0
0
0
0
0
0
0
0
0
0
0
0
0
0
0
0
0
0
0
0
0
0
0
0
0
0
0
0
0
0
0
0
0
0
0
0
0
0
0
0
0
0
0
0
0
0
0
0
0
0
0
0
0
0
0
0
0
0
0
0
0
0
0
0
0
0
0
0
0
0
0
0
0
0
0
0
0
0
0
0
0
0
0
0
0
0
0
0
0
0
0
0
0
0
0
0
0
0
0
0
0
0
0
0
0
0
0
0
0
0
0
0
0
0
0
0
0
0
0
0
0
0
0
0
0
0
0
0
0
0
0
0
0
0
0
0
0
0
0
0
0
0
0
0
0
0
0
0
0
0
0
0
0
0
0
0
0
0
0
0
0
0
0
0
0
0
0
0
0
0
0
0
0
0
0
0
0
0
0
0
0
0
0
0
0
0
0
0
0
0
0
0
0
0
0
0
0
0
0
0
0
0
0
0
0
0
0
0
0
0
0
0
0
0
0
0
0
0
0
0
0
0
0
0
0
0
0
0
0
0
0
0
0
0
0
0
0
0
0
0
0
0
0
0
0
0
0
0
0
0
0
0
0
0
0
0
0
0
0
0
0
0
0
0
0
0
0
0
0
0
0
0
0
0
0
0
0
0
0
0
0
0
0
0
0
0
0
0
0
0
0
0
0
0
0
0
0
0
0
0
0
0
0
0
0
0
0
0
0
0
0
0
0
0
0
0
0
0
0
0
0
0
0
0
0
0
0
0
0
0
0
0
0
0
0
0
0
0
0
0
0
0
0
0
0
0
0
0
0
0
0
0
0
0
0
0
0
0
0
0
0
0
0
0
0
0
0
0
0
0
0
0
0
0
0
0
0
0
0
0
0
0
0
0
0
0
0
0
0
0
0
0
0
0
0
0
0
0
0
0
0
0
0
0
0
0
0
0
0
0
0
0
0
0
0
0
0
0
0
0
0
0
0
0
0
0
0
0
0
0
0
0
0
0
0
0
0
0
0
0
0
0
0
0
0
0
0
0
0
0
0
0
0
0
0
0
0
0
0
0
0
0
0
0
0
0
0
0
0
0
0
0
0
0
0
0
0
0
0
0
0
0
0
0
0
0
0
0
0
0
0
0
0
0
0
0
0
0
0
0
0
0
0
0
0
0
0
0
0
0
0
0
0
0
0
0
0
0
0
0
0
0
0
0
0
0
0
0
0
0
0
0
0
0
0
0
0
0
0
0
0
0
0
0
0
0
0
0
0
0
0
0
0
0
0
0
0
0
0
0
0
0
0
0
0
0
0
0
0
0
0
0
0
0
0
0
0
0
0
0
0
0
0
0
0
0
0
0
0
0
0
0
0
0
0
0
0
0
0
0
0
0
0
0
0
0
0
0
0
0
0
0
0
0
0
0
0
0
0
0
0
0
0
0
0
0
0
0
0
0
0
0
0
0
0
0
0
0
0
0
0
0
0
0
0
0
0
0
0
0
0
0
0
0
0
0
0
0
0
0
0
0
0
0
0
0
0
0
0
0
0
0
0
0
0
0
0
0
0
0
0
0
0
0
0
0
0
0
0
0
0
0
0
0
0
0
0
0
0
0
0
0
0
0
0
0
0
0
0
0
0
0
0
0
0
0
0
0
0
0
0
0
0
0
0
0
0
0
0
0
0
0
0
0
0
0
0
0
0
0
0
0
0
0
0
0
0
0
0
0
0
0
0
0
0
0
0
0
0
0
0
0
0
0
0
0
0
0
0
0
0
0
0
0
0
0
0
0
0
0
0
0
0
0
0
0
0
0
0
0
0
0
0
0
0
0
0
0
0
0
0
0
0
0
0
0
0
0
0
0
0
0
0
0
0
0
0
0
0
0
0
0
0
0
0
0
0
0
0
0
0
0
0
0
0
0
0
0
0
0
0
0
0
0
0
0
0
0
0
0
0
0
0
0
0
0
0
0
0
0
0
0
0
0
0
0
0
0
0
0
0
0
0
0
0
0
0
0
0
0
0
0
0
0
0
0
0
0
0
0
0
0
0
0
0
0
0
0
0
0
0
0
0
0
0
0
0
0
0
0
0
0
0
0
0
0
0
0
0
0
0
0
0
0
0
0
0
0
0
0
0
0
0
0
0
0
0
0
0
0
0
0
0
0
0
0
0
0
0
0
0
0
0
0
0
0
0
0
0
0
0
0
0
0
0
0
0
0
0
0
0
0
0
0
0
0
0
0
0
0
0
0
0
0
0
0
0
0
0
0
0
0
0
0
0
0
0
0
0
0
0
0
0
0
0
0
0
0
0
0
0
0
0
0
0
0
0
0
0
0
0
0
0
0
0
0
0
0
0
0
0
0
0
0
0
0
0
0
0
0
0
0
0
0
0
0
0
0
0
0
0
0
0
0
0
0
0
0
0
0
0
0
0
0
0
0
0
0
0
0
0
0
0
0
0
0
0
0
0
0
0
0
0
0
0
0
0
0
0
0
0
0
0
0
0
0
0
0
0
0
0
0
0
0
0
0
0
0
0
0
0
0
0
0
0
0
0
0
0
0
0
0
0
0
0
0
0
0
0
0
0
0
0
0
0
0
0
0
0
0
0
0
0
0
0
0
0
0
0
0
0
0
0
0
0
0
0
0
0
0
0
0
0
0
0
0
0
0
0
0
0
0
0
0
0
0
0
0
0
0
0
0
0
0
0
0
0
0
0
0
0
0
0
0
0
0
0
0
0
0
0
0
0
0
0
0
0
0
0
0
0
0
0
0
0
0
0
0
0
0
0
0
0
0
0
0
0
0
0
0
0
0
0
0
0
0
0
0
0
0
0
0
0
0
0
0
0
0
0
0
0
0
0
0
0
0
0
0
0
0
0
0
0
0
0
0
0
0
0
0
0
0
0
0
0
0
0
0
0
0
0
0
0
0
0
0
0
0
0
0
0
0
0
0
0
0
0
0
0
0
0
0
0
0
0
0
0
0
0
0
0
0
0
0
0
0
0
0
0
0
0
0
0
0
0
0
0
0
0
0
0
0
0
0
0
0
0
0
0
0
0
0
0
0
0
0
0
0
0
0
0
0
0
0
0
0
0
0
0
0
0
0
0
0
0
0
0
0
0
0
0
0
0
0
0
0
0
0
0
0
0
0
0
0
0
0
0
0
0
0
0
0
0
0
0
0
0
0
0
0
0
0
0
0
0
0
0
0
0
0
0
0
0
0
0
0
0
0
0
0
0
0
0
0
0
0
0
0
0
0
0
0
0
0
0
0
0
0
0
0
0
0
0
0
0
0
0
0
0
0
0
0
0
0
0
0
0
0
0
0
0
0
0
0
0
0
0
0
0
0
0
0
0
0
0
0
0
0
0
0
0
0
0
0
0
0
0
0
0
0
0
0
0
0
0
0
0
0
0
0
0
0
0
0
0
0
0
0
0
0
0
0
0
0
0
0
0
0
0
0
0
0
0
0
0
0
0
0
0
0
0
0
0
0
0
0
0
0
0
0
0
0
0
0
0
0
0
0
0
0
0
0
0
0
0
0
0
0
0
0
0
0
0
0
0
0
0
0
0
0
0
0
0
0
0
0
0
0
0
0
0
0
0
0
0
0
0
0
0
0
0
0
0
0
0
0
0
0
0
0
0
0
0
0
0
0
0
0
0
0
0
0
0
0
0
0
0
0
0
0
0
0
0
0
0
0
0
0
0
0
0
0
0
0
0
0
0
0
0
0
0
0
0
0
0
0
0
0
0
0
0
0
0
0
0
0
0
0
0
0
0
0
0
0
0
0
0
0
0
0
0
0
0
0
0
0
0
0
0
0
0
0
0
0
0
0
0
0
0
0
0
0
0
0
0
0
0
0
0
0
0
0
0
0
0
0
0
0
0
0
0
0
0
0
0
0
0
0
0
0
0
0
0
0
0
0
0
0
0
0
0
0
0
0
0
0
0
0
0
0
0
0
0
0
0
0
0
0
0
0
0
0
0
0
0
0
0
0
0
0
0
0
0
0
0
0
0
0
0
0
0
0
0
0
0
0
0
0
0
0
0
0
0
0
0
0
0
0
0
0
0
0
0
0
0
0
0
0
0
0
0
0
0
0
0
0
0
0
0
0
0
0
0
0
0
0
0
0
0
0
0
0
0
0
0
0
0
0
0
0
0
0
0
0
0
0
0
0
0
0
0
0
0
0
0
0
0
0
0
0
0
0
0
0
0
0
0
0
0
0
0
0
0
0
0
0
0
0
0
0
0
0
0
0
0
0
0
0
0
0
0
0
0
0
0
0
0
0
0
0
0
0
0
0
0
0
0
0
0
0
0
0
0
0
0
0
0
0
0
0
0
0
0
0
0
0
0
0
0
0
0
0
0
0
0
0
0
0
0
0
0
0
0
0
0
0
0
0
0
0
0
0
0
0
0
0
0
0
0
0
0
0
0
0
0
0
0
0
0
0
0
0
0
0
0
0
0
0
0
0
0
0
0
0
0
0
0
0
0
0
0
0
0
0
0
0
0
0
0
0
0
0
0
0
0
0
0
0
0
0
0
0
0
0
0
0
0
0
0
0
0
0
0
0
0
0
0
0
0
0
0
0
0
0
0
0
0
0
0
0
0
0
0
0
0
0
0
0
0
0
0
0
0
0
0
0
0
0
0
0
0
0
0
0
0
0
0
0
0
0
0
0
0
0
0
0
0
0
0
0
0
0
0
0
0
0
0
0
0
0
0
0
0
0
0
0
0
0
0
0
0
0
0
0
0
0
0
0
0
0
0
0
0
0
0
0
0
0
0
0
0
0
0
0
0
0
0
0
0
0
0
0
0
0
0
0
0
0
0
0
0
0
0
0
0
0
0
0
0
0
0
0
0
0
0
0
0
0
0
0
0
0
0
0
0
0
0
0
0
0
0
0
0
0
0
0
0
0
0
0
0
0
0
0
0
0
0
0
0
0
0
0
0
0
0
0
0
0
0
0
0
0
0
0
0
0
0
0
0
0
0
0
0
0
0
0
0
0
0
0
0
0
0
0
0
0
0
0
0
0
0
0
0
0
0
0
0
0
0
0
0
0
0
0
0
0
0
0
0
0
0
0
0
0
0
0
0
0
0
0
0
0
0
0
0
0
0
0
0
0
0
0
0
0
0
0
0
0
0
0
0
0
0
0
0
0
0
0
0
0
0
0
0
0
0
0
0
0
0
0
0
0
0
0
0
0
0
0
0
0
0
0
0
0
0
0
0
0
0
0
0
0
0
0
0
0
0
0
0
0
0
0
0
0
0
0
0
0
0
0
0
0
0
0
0
0
0
0
0
0
0
0
0
0
0
0
0
0
0
0
0
0
0
0
0
0
0
0
0
0
0
0
0
0
0
0
0
0
0
0
0
0
0
0
0
0
0
0
0
0
0
0
0
0
0
0
0
0
0
0
0
0
0
0
0
0
0
0
0
0
0
0
0
0
0
0
0
0
0
0
0
0
0
0
0
0
0
0
0
0
0
0
0
0
0
0
0
0
0
0
0
0
0
0
0
0
0
0
0
0
0
0
0
0
0
0
0
0
0
0
0
0
0
0
0
0
0
0
0
0
0
0
0
0
0
0
0
0
0
0
0
0
0
0
0
0
0
0
0
0
0
0
0
0
0
0
0
0
0
0
0
0
0
0
0
0
0
0
0
0
0
0
0
0
0
0
0
0
0
0
0
0
0
0
0
0
0
0
0
0
0
0
0
0
0
0
0
0
0
0
0
0
0
0
0
0
0
0
0
0
0
0
0
0
0
0
0
0
0
0
0
0
0
0
0
0
0
0
0
0
0
0
0
0
0
0
0
0
0
0
0
0
0
0
0
0
0
0
0
0
0
0
0
0
0
0
0
0
0
0
0
0
0
0
0
0
0
0
0
0
0
0
0
0
0
0
0
0
0
0
0
0
0
0
0
0
0
0
0
0
0
0
0
0
0
0
0
0
0
0
0
0
0
0
0
0
0
0
0
0
0
0
0
0
0
0
0
0
0
0
0
0
0
0
0
0
0
0
0
0
0
0
0
0
0
0
0
0
0
0
0
0
0
0
0
0
0
0
0
0
0
0
0
0
0
0
0
0
0
0
0
0
0
0
0
0
0
0
0
0
0
0
0
0
0
0
0
0
0
0
0
0
0
0
0
0
0
0
0
0
0
0
0
0
0
0
0
0
0
0
0
0
0
0
0
0
0
0
0
0
0
0
0
0
0
0
0
0
0
0
0
0
0
0
0
0
0
0
0
0
0
0
0
0
0
0
0
0
0
0
0
0
0
0
0
0
0
0
0
0
0
0
0
0
0
0
0
0
0
0
0
0
0
0
0
0
0
0
0
0
0
0
0
0
0
0
0
0
0
0
0
0
0
0
0
0
0
0
0
0
0
0
0
0
0
0
0
0
0
0
0
0
0
0
0
0
0
0
0
0
0
0
0
0
0
0
0
0
0
0
0
0
0
0
0
0
0
0
0
0
0
0
0
0
0
0
0
0
0
0
0
0
0
0
0
0
0
0
0
0
0
0
0
0
0
0
0
0
0
0
0
0
0
0
0
0
0
0
0
0
0
0
0
0
0
0
0
0
0
0
0
0
0
0
0
0
0
0
0
0
0
0
0
0
0
0
0
0
0
0
0
0
0
0
0
0
0
0
0
0
0
0
0
0
0
0
0
0
0
0
0
0
0
0
0
0
0
0
0
0
0
0
0
0
0
0
0
0
0
0
0
0
0
0
0
0
0
0
0
0
0
0
0
0
0
0
0
0
0
0
0
0
0
0
0
0
0
0
0
0
0
0
0
0
0
0
0
0
0
0
0
0
0
0
0
0
0
0
0
0
0
0
0
0
0
0
0
0
0
0
0
0
0
0
0
0
0
0
0
0
0
0
0
0
0
0
0
0
0
0
0
0
0
0
0
0
0
0
0
0
0
0
0
0
0
0
0
0
0
0
0
0
0
0
0
0
0
0
0
0
0
0
0
0
0
0
0
0
0
0
0
0
0
0
0
0
0
0
0
0
0
0
0
0
0
0
0
0
0
0
0
0
0
0
0
0
0
0
0
0
0
0
0
0
0
0
0
0
0
0
0
0
0
0
0
0
0
0
0
0
0
0
0
0
0
0
0
0
0
0
0
0
0
0
0
0
0
0
0
0
0
0
0
0
0
0
0
0
0
0
0
0
0
0
0
0
0
0
0
0
0
0
0
0
0
0
0
0
0
0
0
0
0
0
0
0
0
0
0
0
0
0
0
0
0
0
0
0
0
0
0
0
0
0
0
0
0
0
0
0
0
0
0
0
0
0
0
0
0
0
0
0
0
0
0
0
0
0
0
0
0
0
0
0
0
0
0
0
0
0
0
0
0
0
0
0
0
0
0
0
0
0
0
0
0
0
0
0
0
0
0
0
0
0
0
0
0
0
0
0
0
0
0
0
0
0
0
0
0
0
0
0
0
0
0
0
0
0
0
0
0
0
0
0
0
0
0
0
0
0
0
0
0
0
0
0
0
0
0
0
0
0
0
0
0
0
0
0
0
0
0
0
0
0
0
0
0
0
0
0
0
0
0
0
0
0
0
0
0
0
0
0
0
0
0
0
0
0
0
0
0
0
0
0
0
0
0
0
0
0
0
0
0
0
0
0
0
0
0
0
0
0
0
0
0
0
0
0
0
0
0
0
0
0
0
0
0
0
0
0
0
0
0
0
0
0
0
0
0
0
0
0
0
0
0
0
0
0
0
0
0
0
0
0
0
0
0
0
0
0
0
0
0
0
0
0
0
0
0
0
0
0
0
0
0
0
0
0
0
0
0
0
0
0
0
0
0
0
0
0
0
0
0
0
0
0
0
0
0
0
0
0
0
0
0
0
0
0
0
0
0
0
0
0
0
0
0
0
0
0
0
0
0
0
0
0
0
0
0
0
0
0
0
0
0
0
0
0
0
0
0
0
0
0
0
0
0
0
0
0
0
0
0
0
0
0
0
0
0
0
0
0
0
0
0
0
0
0
0
0
0
0
0
0
0
0
0
0
0
0
0
0
0
0
0
0
0
0
0
0
0
0
0
0
0
0
0
0
0
0
0
0
0
0
0
0
0
0
0
0
0
0
0
0
0
0
0
0
0
0
0
0
0
0
0
0
0
0
0
0
0
0
0
0
0
0
0
0
0
0
0
0
0
0
0
0
0
0
0
0
0
0
0
0
0
0
0
0
0
0
0
0
0
0
0
0
0
0
0
0
0
0
0
0
0
0
0
0
0
0
0
0
0
0
0
0
0
0
0
0
0
0
0
0
0
0
0
0
0
0
0
0
0
0
0
0
0
0
0
0
0
0
0
0
0
0
0
0
0
0
0
0
0
0
0
0
0
0
0
0
0
0
0
0
0
0
0
0
0
0
0
0
0
0
0
0
0
0
0
0
0
0
0
0
0
0
0
0
0
0
0
0
0
0
0
0
0
0
0
0
0
0
0
0
0
0
0
0
0
0
0
0
0
0
0
0
0
0
0
0
0
0
0
0
0
0
0
0
0
0
0
0
0
0
0
0
0
0
0
0
0
0
0
0
0
0
0
0
0
0
0
0
0
0
0
0
0
0
0
0
0
0
0
0
0
0
0
0
0
0
0
0
0
0
0
0
0
0
0
0
0
0
0
0
0
0
0
0
0
0
0
0
0
0
0
0
0
0
0
0
0
0
0
0
0
0
0
0
0
0
0
0
0
0
0
0
0
0
0
0
0
0
0
0
0
0
0
0
0
0
0
0
0
0
0
0
0
0
0
0
0
0
0
0
0
0
0
0
0
0
0
0
0
0
0
0
0
0
0
0
0
0
0
0
0
0
0
0
0
0
0
0
0
0
0
0
0
0
0
0
0
0
0
0
0
0
0
0
0
0
0
0
0
0
0
0
0
0
0
0
0
0
0
0
0
0
0
0
0
0
0
0
0
0
0
0
0
0
0
0
0
0
0
0
0
0
0
0
0
0
0
0
0
0
0
0
0
0
0
0
0
0
0
0
0
0
0
0
0
0
0
0
0
0
0
0
0
0
0
0
0
0
0
0
0
0
0
0
0
0
0
0
0
0
0
0
0
0
0
0
0
0
0
0
0
0
0
0
0
0
0
0
0
0
0
0
0
0
0
0
0
0
0
0
0
0
0
0
0
0
0
0
0
0
0
0
0
0
0
0
0
0
0
0
0
0
0
0
0
0
0
0
0
0
0
0
0
0
0
0
0
0
0
0
0
0
0
0
0
0
0
0
0
0
0
0
0
0
0
0
0
0
0
0
0
0
0
0
0
0
0
0
0
0
0
0
0
0
0
0
0
0
0
0
0
0
0
0
0
0
0
0
0
0
0
0
0
0
0
0
0
0
0
0
0
0
0
0
0
0
0
0
0
0
0
0
0
0
0
0
0
0
0
0
0
0
0
0
0
0
0
0
0
0
0
0
0
0
0
0
0
0
0
0
0
0
0
0
0
0
0
0
0
0
0
0
0
0
0
0
0
0
0
0
0
0
0
0
0
0
0
0
0
0
0
0
0
0
0
0
0
0
0
0
0
0
0
0
0
0
0
0
0
0
0
0
0
0
0
0
0
0
0
0
0
0
0
0
0
0
0
0
0
0
0
0
0
0
0
0
0
0
0
0
0
0
0
0
0
0
0
0
0
0
0
0
0
0
0
0
0
0
0
0
0
0
0
0
0
0
0
0
0
0
0
0
0
0
0
0
0
0
0
0
0
0
0
0
0
0
0
0
0
0
0
0
0
0
0
0
0
0
0
0
0
0
0
0
0
0
0
0
0
0
0
0
0
0
0
0
0
0
0
0
0
0
0
0
0
0
0
0
0
0
0
0
0
0
0
0
0
0
0
0
0
0
0
0
0
0
0
0
0
0
0
0
0
0
0
0
0
0
0
0
0
0
0
0
0
0
0
0
0
0
0
0
0
0
0
0
0
0
0
0
0
0
0
0
0
0
0
0
0
0
0
0
0
0
0
0
0
0
0
0
0
0
0
0
0
0
0
0
0
0
0
0
0
0
0
0
0
0
0
0
0
0
0
0
0
0
0
0
0
0
0
0
0
0
0
0
0
0
0
0
0
0
0
0
0
0
0
0
0
0
0
0
0
0
0
0
0
0
0
0
0
0
0
0
0
0
0
0
0
0
0
0
0
0
0
0
0
0
0
0
0
0
0
0
0
0
0
0
0
0
0
0
0
0
0
0
0
0
0
0
0
0
0
0
0
0
0
0
0
0
0
0
0
0
0
0
0
0
0
0
0
0
0
0
0
0
0
0
0
0
0
0
0
0
0
0
0
0
0
0
0
0
0
0
0
0
0
0
0
0
0
0
0
0
0
0
0
0
0
0
0
0
0
0
0
0
0
0
0
0
0
0
0
0
0
0
0
0
0
0
0
0
0
0
0
0
0
0
0
0
0
0
0
0
0
0
0
0
0
0
0
0
0
0
0
0
0
0
0
0
0
0
0
0
0
0
0
0
0
0
0
0
0
0
0
0
0
0
0
0
0
0
0
0
0
0
0
0
0
0
0
0
0
0
0
0
0
0
0
0
0
0
0
0
0
0
0
0
0
0
0
0
0
0
0
0
0
0
0
0
0
0
0
0
0
0
0
0
0
0
0
0
0
0
0
0
0
0
0
0
0
0
0
0
0
0
0
0
0
0
0
0
0
0
0
0
0
0
0
0
0
0
0
0
0
0
0
0
0
0
0
0
0
0
0
0
0
0
0
0
0
0
0
0
0
0
0
0
0
0
0
0
0
0
0
0
0
0
0
0
0
0
0
0
0
0
0
0
0
0
0
0
0
0
0
0
0
0
0
0
0
0
0
0
0
0
0
0
0
0
0
0
0
0
0
0
0
0
0
0
0
0
0
0
0
0
0
0
0
0
0
0
0
0
0
0
0
0
0
0
0
0
0
0
0
0
0
0
0
0
0
0
0
0
0
0
0
0
0
0
0
0
0
0
0
0
0
0
0
0
0
0
0
0
0
0
0
0
0
0
0
0
0
0
0
0
0
0
0
0
0
0
0
0
0
0
0
0
0
0
0
0
0
0
0
0
0
0
0
0
0
0
0
0
0
0
0
0
0
0
0
0
0
0
0
0
0
0
0
0
0
0
0
0
0
0
0
0
0
0
0
0
0
0
0
0
0
0
0
0
0
0
0
0
0
0
0
0
0
0
0
0
0
0
0
0
0
0
0
0
0
0
0
0
0
0
0
0
0
0
0
0
0
0
0
0
0
0
0
0
0
0
0
0
0
0
0
0
0
0
0
0
0
0
0
0
0
0
0
0
0
0
0
0
0
0
0
0
0
0
0
0
0
0
0
0
0
0
0
0
0
0
0
0
0
0
0
0
0
0
0
0
0
0
0
0
0
0
0
0
0
0
0
0
0
0
0
0
0
0
0
0
0
0
0
0
0
0
0
0
0
0
0
0
0
0
0
0
0
0
0
0
0
0
0
0
0
0
0
0
0
0
0
0
0
0
0
0
0
0
0
0
0
0
0
0
0
0
0
0
0
0
0
0
0
0
0
0
0
0
0
0
0
0
0
0
0
0
0
0
0
0
0
0
0
0
0
0
0
0
0
0
0
0
0
0
0
0
0
0
0
0
0
0
0
0
0
0
0
0
0
0
0
0
0
0
0
0
0
0
0
0
0
0
0
0
0
0
0
0
0
0
0
0
0
0
0
0
0
0
0
0
0
0
0
0
0
0
0
0
0
0
0
0
0
0
0
0
0
0
0
0
0
0
0
0
0
0
0
0
0
0
0
0
0
0
0
0
0
0
0
0
0
0
0
0
0
0
0
0
0
0
0
0
0
0
0
0
0
0
0
0
0
0
0
0
0
0
0
0
0
0
0
0
0
0
0
0
0
0
0
0
0
0
0
0
0
0
0
0
0
0
0
0
0
0
0
0
0
0
0
0
0
0
0
0
0
0
0
0
0
0
0
0
0
0
0
0
0
0
0
0
0
0
0
0
0
0
0
0
0
0
0
0
0
0
0
0
0
0
0
0
0
0
0
0
0
0
0
0
0
0
0
0
0
0
0
0
0
0
0
0
0
0
0
0
0
0
0
0
0
0
0
0
0
0
0
0
0
0
0
0
0
0
0
0
0
0
0
0
0
0
0
0
0
0
0
0
0
0
0
0
0
0
0
0
0
0
0
0
0
0
0
0
0
0
0
0
0
0
0
0
0
0
0
0
0
0
0
0
0
0
0
0
0
0
0
0
0
0
0
0
0
0
0
0
0
0
0
0
0
0
0
0
0
0
0
0
0
0
0
0
0
0
0
0
0
0
0
0
0
0
0
0
0
0
0
0
0
0
0
0
0
0
0
0
0
0
0
0
0
0
0
0
0
0
0
0
0
0
0
0
0
0
0
0
0
0
0
0
0
0
0
0
0
0
0
0
0
0
0
0
0
0
0
0
0
0
0
0
0
0
0
0
0
0
0
0
0
0
0
0
0
0
0
0
0
0
0
0
0
0
0
0
0
0
0
0
0
0
0
0
0
0
0
0
0
0
0
0
0
0
0
0
0
0
0
0
0
0
0
0
0
0
0
0
0
0
0
0
0
0
0
0
0
0
0
0
0
0
0
0
0
0
0
0
0
0
0
0
0
0
0
0
0
0
0
0
0
0
0
0
0
0
0
0
0
0
0
0
0
0
0
0
0
0
0
0
0
0
0
0
0
0
0
0
0
0
0
0
0
0
0
0
0
0
0
0
0
0
0
0
0
0
0
0
0
0
0
0
0
0
0
0
0
0
0
0
0
0
0
0
0
0
0
0
0
0
0
0
0
0
0
0
0
0
0
0
0
0
0
0
0
0
0
0
0
0
0
0
0
0
0
0
0
0
0
0
0
0
0
0
0
0
0
0
0
0
0
0
0
0
0
0
0
0
0
0
0
0
0
0
0
0
0
0
0
0
0
0
0
0
0
0
0
0
0
0
0
0
0
0
0
0
0
0
0
0
0
0
0
0
0
0
0
0
0
0
0
0
0
0
0
0
0
0
0
0
0
0
0
0
0
0
0
0
0
0
0
0
0
0
0
0
0
0
0
0
0
0
0
0
0
0
0
0
0
0
0
0
0
0
0
0
0
0
0
0
0
0
0
0
0
0
0
0
0
0
0
0
0
0
0
0
0
0
0
0
0
0
0
0
0
0
0
0
0
0
0
0
0
0
0
0
0
0
0
0
0
0
0
0
0
0
0
0
0
0
0
0
0
0
0
0
0
0
0
0
0
0
0
0
0
0
0
0
0
0
0
0
0
0
0
0
0
0
0
0
0
0
0
0
0
0
0
0
0
0
0
0
0
0
0
0
0
0
0
0
0
0
0
0
0
0
0
0
0
0
0
0
0
0
0
0
0
0
0
0
0
0
0
0
0
0
0
0
0
0
0
0
0
0
0
0
0
0
0
0
0
0
0
0
0
0
0
0
0
0
0
0
0
0
0
0
0
0
0
0
0
0
0
0
0
0
0
0
0
0
0
0
0
0
0
0
0
0
0
0
0
0
0
0
0
0
0
0
0
0
0
0
0
0
0
0
0
0
0
0
0
0
0
0
0
0
0
0
0
0
0
0
0
0
0
0
0
0
0
0
0
0
0
0
0
0
0
0
0
0
0
0
0
0
0
0
0
0
0
0
0
0
0
0
0
0
0
0
0
0
0
0
0
0
0
0
0
0
0
0
0
0
0
0
0
0
0
0
0
0
0
0
0
0
0
0
0
0
0
0
0
0
0
0
0
0
0
0
0
0
0
0
0
0
0
0
0
0
0
0
0
0
0
0
0
0
0
0
0
0
0
0
0
0
0
0
0
0
0
0
0
0
0
0
0
0
0
0
0
0
0
0
0
0
0
0
0
0
0
0
0
0
0
0
0
0
0
0
0
0
0
0
0
0
0
0
0
0
0
0
0
0
0
0
0
0
0
0
0
0
0
0
0
0
0
0
0
0
0
0
0
0
0
0
0
0
0
0
0
0
0
0
0
0
0
0
0
0
0
0
0
0
0
0
0
0
0
0
0
0
0
0
0
0
0
0
0
0
0
0
0
0
0
0
0
0
0
0
0
0
0
0
0
0
0
0
0
0
0
0
0
0
0
0
0
0
0
0
0
0
0
0
0
0
0
0
0
0
0
0
0
0
0
0
0
0
0
0
0
0
0
0
0
0
0
0
0
0
0
0
0
0
0
0
0
0
0
0
0
0
0
0
0
0
0
0
0
0
0
0
0
0
0
0
0
0
0
0
0
0
0
0
0
0
0
0
0
0
0
0
0
0
0
0
0
0
0
0
0
0
0
0
0
0
0
0
0
0
0
0
0
0
0
0
0
0
0
0
0
0
0
0
0
0
0
0
0
0
0
0
0
0
0
0
0
0
0
0
0
0
0
0
0
0
0
0
0
0
0
0
0
0
0
0
0
0
0
0
0
0
0
0
0
0
0
0
0
0
0
0
0
0
0
0
0
0
0
0
0
0
0
0
0
0
0
0
0
0
0
0
0
0
0
0
0
0
0
0
0
0
0
0
0
0
0
0
0
0
0
0
0
0
0
0
0
0
0
0
0
0
0
0
0
0
0
0
0
0
0
0
0
0
0
0
0
0
0
0
0
0
0
0
0
0
0
0
0
0
0
0
0
0
0
0
0
0
0
0
0
0
0
0
0
0
0
0
0
0
0
0
0
0
0
0
0
0
0
0
0
0
0
0
0
0
0
0
0
0
0
0
0
0
0
0
0
0
0
0
0
0
0
0
0
0
0
0
0
0
0
0
0
0
0
0
0
0
0
0
0
0
0
0
0
0
0
0
0
0
0
0
0
0
0
0
0
0
0
0
0
0
0
0
0
0
0
0
0
0
0
0
0
0
0
0
0
0
0
0
0
0
0
0
0
0
0
0
0
0
0
0
0
0
0
0
0
0
0
0
0
0
0
0
0
0
0
0
0
0
0
0
0
0
0
0
0
0
0
0
0
0
0
0
0
0
0
0
0
0
0
0
0
0
0
0
0
0
0
0
0
0
0
0
0
0
0
0
0
0
0
0
0
0
0
0
0
0
0
0
0
0
0
0
0
0
0
0
0
0
0
0
0
0
0
0
0
0
0
0
0
0
0
0
0
0
0
0
0
0
0
0
0
0
0
0
0
0
0
0
0
0
0
0
0
0
0
0
0
0
0
0
0
0
0
0
0
0
0
0
0
0
0
0
0
0
0
0
0
0
0
0
0
0
0
0
0
0
0
0
0
0
0
0
0
0
0
0
0
0
0
0
0
0
0
0
0
0
0
0
0
0
0
0
0
0
0
0
0
0
0
0
0
0
0
0
0
0
0
0
0
0
0
0
0
0
0
0
0
0
0
0
0
0
0
0
0
0
0
0
0
0
0
0
0
0
0
0
0
0
0
0
0
0
0
0
0
0
0
0
0
0
0
0
0
0
0
0
0
0
0
0
0
0
0
0
0
0
0
0
0
0
0
0
0
0
0
0
0
0
0
0
0
0
0
0
0
0
0
0
0
0
0
0
0
0
0
0
0
0
0
0
0
0
0
0
0
0
0
0
0
0
0
0
0
0
0
0
0
0
0
0
0
0
0
0
0
0
0
0
0
0
0
0
0
0
0
0
0
0
0
0
0
0
0
0
0
0
0
0
0
0
0
0
0
0
0
0
0
0
0
0
0
0
0
0
0
0
0
0
0
0
0
0
0
0
0
0
0
0
0
0
0
0
0
0
0
0
0
0
0
0
0
0
0
0
0
0
0
0
0
0
0
0
0
0
0
0
0
0
0
0
0
0
0
0
0
0
0
0
0
0
0
0
0
0
0
0
0
0
0
0
0
0
0
0
0
0
0
0
0
0
0
0
0
0
0
0
0
0
0
0
0
0
0
0
0
0
0
0
0
0
0
0
0
0
0
0
0
0
0
0
0
0
0
0
0
0
0
0
0
0
0
0
0
0
0
0
0
0
0
0
0
0
0
0
0
0
0
0
0
0
0
0
0
0
0
0
0
0
0
0
0
0
0
0
0
0
0
0
0
0
0
0
0
0
0
0
0
0
0
0
0
0
0
0
0
0
0
0
0
0
0
0
0
0
0
0
0
0
0
0
0
0
0
0
0
0
0
0
0
0
0
0
0
0
0
0
0
0
0
0
0
0
0
0
0
0
0
0
0
0
0
0
0
0
0
0
0
0
0
0
0
0
0
0
0
0
0
0
0
0
0
0
0
0
0
0
0
0
0
0
0
0
0
0
0
0
0
0
0
0
0
0
0
0
0
0
0
0
0
0
0
0
0
0
0
0
0
0
0
0
0
0
0
0
0
0
0
0
0
0
0
0
0
0
0
0
0
0
0
0
0
0
0
0
0
0
0
0
0
0
0
0
0
0
0
0
0
0
0
0
0
0
0
0
0
0
0
0
0
0
0
0
0
0
0
0
0
0
0
0
0
0
0
0
0
0
0
0
0
0
0
0
0
0
0
0
0
0
0
0
0
0
0
0
0
0
0
0
0
0
0
0
0
0
0
0
0
0
0
0
0
0
0
0
0
0
0
0
0
0
0
0
0
0
0
0
0
0
0
0
0
0
0
0
0
0
0
0
0
0
0
0
0
0
0
0
0
0
0
0
0
0
0
0
0
0
0
0
0
0
0
0
0
0
0
0
0
0
0
0
0
0
0
0
0
0
0
0
0
0
0
0
0
0
0
0
0
0
0
0
0
0
0
0
0
0
0
0
0
0
0
0
0
0
0
0
0
0
0
0
0
0
0
0
0
0
0
0
0
0
0
0
0
0
0
0
0
0
0
0
0
0
0
0
0
0
0
0
0
0
0
0
0
0
0
0
0
0
0
0
0
0
0
0
0
0
0
0
0
0
0
0
0
0
0
0
0
0
0
0
0
0
0
0
0
0
0
0
0
0
0
0
0
0
0
0
0
0
0
0
0
0
0
0
0
0
0
0
0
0
0
0
0
0
0
0
0
0
0
0
0
0
0
0
0
0
0
0
0
0
0
0
0
0
0
0
0
0
0
0
0
0
0
0
0
0
0
0
0
0
0
0
0
0
0
0
0
0
0
0
0
0
0
0
0
0
0
0
0
0
0
0
0
0
0
0
0
0
0
0
0
0
0
0
0
0
0
0
0
0
0
0
0
0
0
0
0
0
0
0
0
0
0
0
0
0
0
0
0
0
0
0
0
0
0
0
0
0
0
0
0
0
0
0
0
0
0
0
0
0
0
0
0
0
0
0
0
0
0
0
0
0
0
0
0
0
0
0
0
0
0
0
0
0
0
0
0
0
0
0
0
0
0
0
0
0
0
0
0
0
0
0
0
0
0
0
0
0
0
0
0
0
0
0
0
0
0
0
0
0
0
0
0
0
0
0
0
0
0
0
0
0
0
0
0
0
0
0
0
0
0
0
0
0
0
0
0
0
0
0
0
0
0
0
0
0
0
0
0
0
0
0
0
0
0
0
0
0
0
0
0
0
0
0
0
0
0
0
0
0
0
0
0
0
0
0
0
0
0
0
0
0
0
0
0
0
0
0
0
0
0
0
0
0
0
0
0
0
0
0
0
0
0
0
0
0
0
0
0
0
0
0
0
0
0
0
0
0
0
0
0
0
0
0
0
0
0
0
0
0
0
0
0
0
0
0
0
0
0
0
0
0
0
0
0
0
0
0
0
0
0
0
0
0
0
0
0
0
0
0
0
0
0
0
0
0
0
0
0
0
0
0
0
0
0
0
0
0
0
0
0
0
0
0
0
0
0
0
0
0
0
0
0
0
0
0
0
0
0
0
0
0
0
0
0
0
0
0
0
0
0
0
0
0
0
0
0
0
0
0
0
0
0
0
0
0
0
0
0
0
0
0
0
0
0
0
0
0
0
0
0
0
0
0
0
0
0
0
0
0
0
0
0
0
0
0
0
0
0
0
0
0
0
0
0
0
0
0
0
0
0
0
0
0
0
0
0
0
0
0
0
0
0
0
0
0
0
0
0
0
0
0
0
0
0
0
0
0
0
0
0
0
0
0
0
0
0
0
0
0
0
0
0
0
0
0
0
0
0
0
0
0
0
0
0
0
0
0
0
0
0
0
0
0
0
0
0
0
0
0
0
0
0
0
0
0
0
0
0
0
0
0
0
0
0
0
0
0
0
0
0
0
0
0
0
0
0
0
0
0
0
0
0
0
0
0
0
0
0
0
0
0
0
0
0
0
0
0
0
0
0
0
0
0
0
0
0
0
0
0
0
0
0
0
0
0
0
0
0
0
0
0
0
0
0
0
0
0
0
0
0
0
0
0
0
0
0
0
0
0
0
0
0
0
0
0
0
0
0
0
0
0
0
0
0
0
0
0
0
0
0
0
0
0
0
0
0
0
0
0
0
0
0
0
0
0
0
0
0
0
0
0
0
0
0
0
0
0
0
0
0
0
0
0
0
0
0
0
0
0
0
0
0
0
0
0
0
0
0
0
0
0
0
0
0
0
0
0
0
0
0
0
0
0
0
0
0
0
0
0
0
0
0
0
0
0
0
0
0
0
0
0
0
0
0
0
0
0
0
0
0
0
0
0
0
0
0
0
0
0
0
0
0
0
0
0
0
0
0
0
0
0
0
0
0
0
0
0
0
0
0
0
0
0
0
0
0
0
0
0
0
0
0
0
0
0
0
0
0
0
0
0
0
0
0
0
0
0
0
0
0
0
0
0
0
0
0
0
0
0
0
0
0
0
0
0
0
0
0
0
0
0
0
0
0
0
0
0
0
0
0
0
0
0
0
0
0
0
0
0
0
0
0
0
0
0
0
0
0
0
0
0
0
0
0
0
0
0
0
0
0
0
0
0
0
0
0
0
0
0
0
0
0
0
0
0
0
0
0
0
0
0
0
0
0
0
0
0
0
0
0
0
0
0
0
0
0
0
0
0
0
0
0
0
0
0
0
0
0
0
0
0
0
0
0
0
0
0
0
0
0
0
0
0
0
0
0
0
0
0
0
0
0
0
0
0
0
0
0
0
0
0
0
0
0
0
0
0
0
0
0
0
0
0
0
0
0
0
0
0
0
0
0
0
0
0
0
0
0
0
0
0
0
0
0
0
0
0
0
0
0
0
0
0
0
0
0
0
0
0
0
0
0
0
0
0
0
0
0
0
0
0
0
0
0
0
0
0
0
0
0
0
0
0
0
0
0
0
0
0
0
0
0
0
0
0
0
0
0
0
0
0
0
0
0
0
0
0
0
0
0
0
0
0
0
0
0
0
0
0
0
0
0
0
0
0
0
0
0
0
0
0
0
0
0
0
0
0
0
0
0
0
0
0
0
0
0
0
0
0
0
0
0
0
0
0
0
0
0
0
0
0
0
0
0
0
0
0
0
0
0
0
0
0
0
0
0
0
0
0
0
0
0
0
0
0
0
0
0
0
0
0
0
0
0
0
0
0
0
0
0
0
0
0
0
0
0
0
0
0
0
0
0
0
0
0
0
0
0
0
0
0
0
0
0
0
0
0
0
0
0
0
0
0
0
0
0
0
0
0
0
0
0
0
0
0
0
0
0
0
0
0
0
0
0
0
0
0
0
0
0
0
0
0
0
0
0
0
0
0
0
0
0
0
0
0
0
0
0
0
0
0
0
0
0
0
0
0
0
0
0
0
0
0
0
0
0
0
0
0
0
0
0
0
0
0
0
0
0
0
0
0
0
0
0
0
0
0
0
0
0
0
0
0
0
0
0
0
0
0
0
0
0
0
0
0
0
0
0
0
0
0
0
0
0
0
0
0
0
0
0
0
0
0
0
0
0
0
0
0
0
0
0
0
0
0
0
0
0
0
0
0
0
0
0
0
0
0
0
0
0
0
0
0
0
0
0
0
0
0
0
0
0
0
0
0
0
0
0
0
0
0
0
0
0
0
0
0
0
0
0
0
0
0
0
0
0
0
0
0
0
0
0
0
0
0
0
0
0
0
0
0
0
0
0
0
0
0
0
0
0
0
0
0
0
0
0
0
0
0
0
0
0
0
0
0
0
0
0
0
0
0
0
0
0
0
0
0
0
0
0
0
0
0
0
0
0
0
0
0
0
0
0
0
0
0
0
0
0
0
0
0
0
0
0
0
0
0
0
0
0
0
0
0
0
0
0
0
0
0
0
0
0
0
0
0
0
0
0
0
0
0
0
0
0
0
0
0
0
0
0
0
0
0
0
0
0
0
0
0
0
0
0
0
0
0
0
0
0
0
0
0
0
0
0
0
0
0
0
0
0
0
0
0
0
0
0
0
0
0
0
0
0
0
0
0
0
0
0
0
0
0
0
0
0
0
0
0
0
0
0
0
0
0
0
0
0
0
0
0
0
0
0
0
0
0
0
0
0
0
0
0
0
0
0
0
0
0
0
0
0
0
0
0
0
0
0
0
0
0
0
0
0
0
0
0
0
0
0
0
0
0
0
0
0
0
0
0
0
0
0
0
0
0
0
0
0
0
0
0
0
0
0
0
0
0
0
0
0
0
0
0
0
0
0
0
0
0
0
0
0
0
0
0
0
0
0
0
0
0
0
0
0
0
0
0
0
0
0
0
0
0
0
0
0
0
0
0
0
0
0
0
0
0
0
0
0
0
0
0
0
0
0
0
0
0
0
0
0
0
0
0
0
0
0
0
0
0
0
0
0
0
0
0
0
0
0
0
0
0
0
0
0
0
0
0
0
0
0
0
0
0
0
0
0
0
0
0
0
0
0
0
0
0
0
0
0
0
0
0
0
0
0
0
0
0
0
0
0
0
0
0
0
0
0
0
0
0
0
0
0
0
0
0
0
0
0
0
0
0
0
0
0
0
0
0
0
0
0
0
0
0
0
0
0
0
0
0
0
0
0
0
0
0
0
0
0
0
0
0
0
0
0
0
0
0
0
0
0
0
0
0
0
0
0
0
0
0
0
0
0
0
0
0
0
0
0
0
0
0
0
0
0
0
0
0
0
0
0
0
0
0
0
0
0
0
0
0
0
0
0
0
0
0
0
0
0
0
0
0
0
0
0
0
0
0
0
0
0
0
0
0
0
0
0
0
0
0
0
0
0
0
0
0
0
0
0
0
0
0
0
0
0
0
0
0
0
0
0
0
0
0
0
0
0
0
0
0
0
0
0
0
0
0
0
0
0
0
0
0
0
0
0
0
0
0
0
0
0
0
0
0
0
0
0
0
0
0
0
0
0
0
0
0
0
0
0
0
0
0
0
0
0
0
0
0
0
0
0
0
0
0
0
0
0
0
0
0
0
0
0
0
0
0
0
0
0
0
0
0
0
0
0
0
0
0
0
0
0
0
0
0
0
0
0
0
0
0
0
0
0
0
0
0
0
0
0
0
0
0
0
0
0
0
0
0
0
0
0
0
0
0
0
0
0
0
0
0
0
0
0
0
0
0
0
0
0
0
0
0
0
0
0
0
0
0
0
0
0
0
0
0
0
0
0
0
0
0
0
0
0
0
0
0
0
0
0
0
0
0
0
0
0
0
0
0
0
0
0
0
0
0
0
0
0
0
0
0
0
0
0
0
0
0
0
0
0
0
0
0
0
0
0
0
0
0
0
0
0
0
0
0
0
0
0
0
0
0
0
0
0
0
0
0
0
0
0
0
0
0
0
0
0
0
0
0
0
0
0
0
0
0
0
0
0
0
0
0
0
0
0
0
0
0
0
0
0
0
0
0
0
0
0
0
0
0
0
0
0
0
0
0
0
0
0
0
0
0
0
0
0
0
0
0
0
0
0
0
0
0
0
0
0
0
0
0
0
0
0
0
0
0
0
0
0
0
0
0
0
0
0
0
0
0
0
0
0
0
0
0
0
0
0
0
0
0
0
0
0
0
0
0
0
0
0
0
0
0
0
0
0
0
0
0
0
0
0
0
0
0
0
0
0
0
0
0
0
0
0
0
0
0
0
0
0
0
0
0
0
0
0
0
0
0
0
0
0
0
0
0
0
0
0
0
0
0
0
0
0
0
0
0
0
0
0
0
0
0
0
0
0
0
0
0
0
0
0
0
0
0
0
0
0
0
0
0
0
0
0
0
0
0
0
0
0
0
0
0
0
0
0
0
0
0
0
0
0
0
0
0
0
0
0
0
0
0
0
0
0
0
0
0
0
0
0
0
0
0
0
0
0
0
0
0
0
0
0
0
0
0
0
0
0
0
0
0
0
0
0
0
0
0
0
0
0
0
0
0
0
0
0
0
0
0
0
0
0
0
0
0
0
0
0
0
0
0
0
0
0
0
0
0
0
0
0
0
0
0
0
0
0
0
0
0
0
0
0
0
0
0
0
0
0
0
0
0
0
0
0
0
0
0
0
0
0
0
0
0
0
0
0
0
0
0
0
0
0
0
0
0
0
0
0
0
0
0
0
0
0
0
0
0
0
0
0
0
0
0
0
0
0
0
0
0
0
0
0
0
0
0
0
0
0
0
0
0
0
0
0
0
0
0
0
0
0
0
0
0
0
0
0
0
0
0
0
0
0
0
0
0
0
0
0
0
0
0
0
0
0
0
0
0
0
0
0
0
0
0
0
0
0
0
0
0
0
0
0
0
0
0
0
0
0
0
0
0
0
0
0
0
0
0
0
0
0
0
0
0
0
0
0
0
0
0
0
0
0
0
0
0
0
0
0
0
0
0
0
0
0
0
0
0
0
0
0
0
0
0
0
0
0
0
0
0
0
0
0
0
0
0
0
0
0
0
0
0
0
0
0
0
0
0
0
0
0
0
0
0
0
0
0
0
0
0
0
0
0
0
0
0
0
0
0
0
0
0
0
0
0
0
0
0
0
0
0
0
0
0
0
0
0
0
0
0
0
0
0
0
0
0
0
0
0
0
0
0
0
0
0
0
0
0
0
0
0
0
0
0
0
0
0
0
0
0
0
0
0
0
0
0
0
0
0
0
0
0
0
0
0
0
0
0
0
0
0
0
0
0
0
0
0
0
0
0
0
0
0
0
0
0
0
0
0
0
0
0
0
0
0
0
0
0
0
0
0
0
0
0
0
0
0
0
0
0
0
0
0
0
0
0
0
0
0
0
0
0
0
0
0
0
0
0
0
0
0
0
0
0
0
0
0
0
0
0
0
0
0
0
0
0
0
0
0
0
0
0
0
0
0
0
0
0
0
0
0
0
0
0
0
0
0
0
0
0
0
0
0
0
0
0
0
0
0
0
0
0
0
0
0
0
0
0
0
0
0
0
0
0
0
0
0
0
0
0
0
0
0
0
0
0
0
0
0
0
0
0
0
0
0
0
0
0
0
0
0
0
0
0
0
0
0
0
0
0
0
0
0
0
0
0
0
0
0
0
0
0
0
0
0
0
0
0
0
0
0
0
0
0
0
0
0
0
0
0
0
0
0
0
0
0
0
0
0
0
0
0
0
0
0
0
0
0
0
0
0
0
0
0
0
0
0
0
0
0
0
0
0
0
0
0
0
0
0
0
0
0
0
0
0
0
0
0
0
0
0
0
0
0
0
0
0
0
0
0
0
0
0
0
0
0
0
0
0
0
0
0
0
0
0
0
0
0
0
0
0
0
0
0
0
0
0
0
0
0
0
0
0
0
0
0
0
0
0
0
0
0
0
0
0
0
0
0
0
0
0
0
0
0
0
0
0
0
0
0
0
0
0
0
0
0
0
0
0
0
0
0
0
0
0
0
0
0
0
0
0
0
0
0
0
0
0
0
0
0
0
0
0
0
0
0
0
0
0
0
0
0
0
0
0
0
0
0
0
0
0
0
0
0
0
0
0
0
0
0
0
0
0
0
0
0
0
0
0
0
0
0
0
0
0
0
0
0
0
0
0
0
0
0
0
0
0
0
0
0
0
0
0
0
0
0
0
0
0
0
0
0
0
0
0
0
0
0
0
0
0
0
0
0
0
0
0
0
0
0
0
0
0
0
0
0
0
0
0
0
0
0
0
0
0
0
0
0
0
0
0
0
0
0
0
0
0
0
0
0
0
0
0
0
0
0
0
0
0
0
0
0
0
0
0
0
0
0
0
0
0
0
0
0
0
0
0
0
0
0
0
0
0
0
0
0
0
0
0
0
0
0
0
0
0
0
0
0
0
0
0
0
0
0
0
0
0
0
0
0
0
0
0
0
0
0
0
0
0
0
0
0
0
0
0
0
0
0
0
0
0
0
0
0
0
0
0
0
0
0
0
0
0
0
0
0
0
0
0
0
0
0
0
0
0
0
0
0
0
0
0
0
0
0
0
0
0
0
0
0
0
0
0
0
0
0
0
0
0
0
0
0
0
0
0
0
0
0
0
0
0
0
0
0
0
0
0
0
0
0
0
0
0
0
0
0
0
0
0
0
0
0
0
0
0
0
0
0
0
0
0
0
0
0
0
0
0
0
0
0
0
0
0
0
0
0
0
0
0
0
0
0
0
0
0
0
0
0
0
0
0
0
0
0
0
0
0
0
0
0
0
0
0
0
0
0
0
0
0
0
0
0
0
0
0
0
0
0
0
0
0
0
0
0
0
0
0
0
0
0
0
0
0
0
0
0
0
0
0
0
0
0
0
0
0
0
0
0
0
0
0
0
0
0
0
0
0
0
0
0
0
0
0
0
0
0
0
0
0
0
0
0
0
0
0
0
0
0
0
0
0
0
0
0
0
0
0
0
0
0
0
0
0
0
0
0
0
0
0
0
0
0
0
0
0
0
0
0
0
0
0
0
0
0
0
0
0
0
0
0
0
0
0
0
0
0
0
0
0
0
0
0
0
0
0
0
0
0
0
0
0
0
0
0
0
0
0
0
0
0
0
0
0
0
0
0
0
0
0
0
0
0
0
0
0
0
0
0
0
0
0
0
0
0
0
0
0
0
0
0
0
0
0
0
0
0
0
0
0
0
0
0
0
0
0
0
0
0
0
0
0
0
0
0
0
0
0
0
0
0
0
0
0
0
0
0
0
0
0
0
0
0
0
0
0
0
0
0
0
0
0
0
0
0
0
0
0
0
0
0
0
0
0
0
0
0
0
0
0
0
0
0
0
0
0
0
0
0
0
0
0
0
0
0
0
0
0
0
0
0
0
0
0
0
0
0
0
0
0
0
0
0
0
0
0
0
0
0
0
0
0
0
0
0
0
0
0
0
0
0
0
0
0
0
0
0
0
0
0
0
0
0
0
0
0
0
0
0
0
0
0
0
0
0
0
0
0
0
0
0
0
0
0
0
0
0
0
0
0
0
0
0
0
0
0
0
0
0
0
0
0
0
0
0
0
0
0
0
0
0
0
0
0
0
0
0
0
0
0
0
0
0
0
0
0
0
0
0
0
0
0
0
0
0
0
0
0
0
0
0
0
0
0
0
0
0
0
0
0
0
0
0
0
0
0
0
0
0
0
0
0
0
0
0
0
0
0
0
0
0
0
0
0
0
0
0
0
0
0
0
0
0
0
0
0
0
0
0
0
0
0
0
0
0
0
0
0
0
0
0
0
0
0
0
0
0
0
0
0
0
0
0
0
0
0
0
0
0
0
0
0
0
0
0
0
0
0
0
0
0
0
0
0
0
0
0
0
0
0
0
0
0
0
0
0
0
0
0
0
0
0
0
0
0
0
0
0
0
0
0
0
0
0
0
0
0
0
0
0
0
0
0
0
0
0
0
0
0
0
0
0
0
0
0
0
0
0
0
0
0
0
0
0
0
0
0
0
0
0
0
0
0
0
0
0
0
0
0
0
0
0
0
0
0
0
0
0
0
0
0
0
0
0
0
0
0
0
0
0
0
0
0
0
0
0
0
0
0
0
0
0
0
0
0
0
0
0
0
0
0
0
0
0
0
0
0
0
0
0
0
0
0
0
0
0
0
0
0
0
0
0
0
0
0
0
0
0
0
0
0
0
0
0
0
0
0
0
0
0
0
0
0
0
0
0
0
0
0
0
0
0
0
0
0
0
0
0
0
0
0
0
0
0
0
0
0
0
0
0
0
0
0
0
0
0
0
0
0
0
0
0
0
0
0
0
0
0
0
0
0
0
0
0
0
0
0
0
0
0
0
0
0
0
0
0
0
0
0
0
0
0
0
0
0
0
0
0
0
0
0
0
0
0
0
0
0
0
0
0
0
0
0
0
0
0
0
0
0
0
0
0
0
0
0
0
0
0
0
0
0
0
0
0
0
0
0
0
0
0
0
0
0
0
0
0
0
0
0
0
0
0
0
0
0
0
0
0
0
0
0
0
0
0
0
0
0
0
0
0
0
0
0
0
0
0
0
0
0
0
0
0
0
0
0
0
0
0
0
0
0
0
0
0
0
0
0
0
0
0
0
0
0
0
0
0
0
0
0
0
0
0
0
0
0
0
0
0
0
0
0
0
0
0
0
0
0
0
0
0
0
0
0
0
0
0
0
0
0
0
0
0
0
0
0
0
0
0
0
0
0
0
0
0
0
0
0
0
0
0
0
0
0
0
0
0
0
0
0
0
0
0
0
0
0
0
0
0
0
0
0
0
0
0
0
0
0
0
0
0
0
0
0
0
0
0
0
0
0
0
0
0
0
0
0
0
0
0
0
0
0
0
0
0
0
0
0
0
0
0
0
0
0
0
0
0
0
0
0
0
0
0
0
0
0
0
0
0
0
0
0
0
0
0
0
0
0
0
0
0
0
0
0
0
0
0
0
0
0
0
0
0
0
0
0
0
0
0
0
0
0
0
0
0
0
0
0
0
0
0
0
0
0
0
0
0
0
0
0
0
0
0
0
0
0
0
0
0
0
0
0
0
0
0
0
0
0
0
0
0
0
0
0
0
0
0
0
0
0
0
0
0
0
0
0
0
0
0
0
0
0
0
0
0
0
0
0
0
0
0
0
0
0
0
0
0
0
0
0
0
0
0
0
0
0
0
0
0
0
0
0
0
0
0
0
0
0
0
0
0
0
0
0
0
0
0
0
0
0
0
0
0
0
0
0
0
0
0
0
0
0
0
0
0
0
0
0
0
0
0
0
0
0
0
0
0
0
0
0
0
0
0
0
0
0
0
0
0
0
0
0
0
0
0
0
0
0
0
0
0
0
0
0
0
0
0
0
0
0
0
0
0
0
0
0
0
0
0
0
0
0
0
0
0
0
0
0
0
0
0
0
0
0
0
0
0
0
0
0
0
0
0
0
0
0
0
0
0
0
0
0
0
0
0
0
0
0
0
0
0
0
0
0
0
0
0
0
0
0
0
0
0
0
0
0
0
0
0
0
0
0
0
0
0
0
0
0
0
0
0
0
0
0
0
0
0
0
0
0
0
0
0
0
0
0
0
0
0
0
0
0
0
0
0
0
0
0
0
0
0
0
0
0
0
0
0
0
0
0
0
0
0
0
0
0
0
0
0
0
0
0
0
0
0
0
0
0
0
0
0
0
0
0
0
0
0
0
0
0
0
0
0
0
0
0
0
0
0
0
0
0
0
0
0
0
0
0
0
0
0
0
0
0
0
0
0
0
0
0
0
0
0
0
0
0
0
0
0
0
0
0
0
0
0
0
0
0
0
0
0
0
0
0
0
0
0
0
0
0
0
0
0
0
0
0
0
0
0
0
0
0
0
0
0
0
0
0
0
0
0
0
0
0
0
0
0
0
0
0
0
0
0
0
0
0
0
0
0
0
0
0
0
0
0
0
0
0
0
0
0
0
0
0
0
0
0
0
0
0
0
0
0
0
0
0
0
0
0
0
0
0
0
0
0
0
0
0
0
0
0
0
0
0
0
0
0
0
0
0
0
0
0
0
0
0
0
0
0
0
0
0
0
0
0
0
0
0
0
0
0
0
0
0
0
0
0
0
0
0
0
0
0
0
0
0
0
0
0
0
0
0
0
0
0
0
0
0
0
0
0
0
0
0
0
0
0
0
0
0
0
0
0
0
0
0
0
0
0
0
0
0
0
0
0
0
0
0
0
0
0
0
0
0
0
0
0
0
0
0
0
0
0
0
0
0
0
0
0
0
0
0
0
0
0
0
0
0
0
0
0
0
0
0
0
0
0
0
0
0
0
0
0
0
0
0
0
0
0
0
0
0
0
0
0
0
0
0
0
0
0
0
0
0
0
0
0
0
0
0
0
0
0
0
0
0
0
0
0
0
0
0
0
0
0
0
0
0
0
0
0
0
0
0
0
0
0
0
0
0
0
0
0
0
0
0
0
0
0
0
0
0
0
0
0
0
0
0
0
0
0
0
0
0
0
0
0
0
0
0
0
0
0
0
0
0
0
0
0
0
0
0
0
0
0
0
0
0
0
0
0
0
0
0
0
0
0
0
0
0
0
0
0
0
0
0
0
0
0
0
0
0
0
0
0
0
0
0
0
0
0
0
0
0
0
0
0
0
0
0
0
0
0
0
0
0
0
0
0
0
0
0
0
0
0
0
0
0
0
0
0
0
0
0
0
0
0
0
0
0
0
0
0
0
0
0
0
0
0
0
0
0
0
0
0
0
0
0
0
0
0
0
0
0
0
0
0
0
0
0
0
0
0
0
0
0
0
0
0
0
0
0
0
0
0
0
0
0
0
0
0
0
0
0
0
0
0
0
0
0
0
0
0
0
0
0
0
0
0
0
0
0
0
0
0
0
0
0
0
0
0
0
0
0
0
0
0
0
0
0
0
0
0
0
0
0
0
0
0
0
0
0
0
0
0
0
0
0
0
0
0
0
0
0
0
0
0
0
0
0
0
0
0
0
0
0
0
0
0
0
0
0
0
0
0
0
0
0
0
0
0
0
0
0
0
0
0
0
0
0
0
0
0
0
0
0
0
0
0
0
0
0
0
0
0
0
0
0
0
0
0
0
0
0
0
0
0
0
0
0
0
0
0
0
0
0
0
0
0
0
0
0
0
0
0
0
0
0
0
0
0
0
0
0
0
0
0
0
0
0
0
0
0
0
0
0
0
0
0
0
0
0
0
0
0
0
0
0
0
0
0
0
0
0
0
0
0
0
0
0
0
0
0
0
0
0
0
0
0
0
0
0
0
0
0
0
0
0
0
0
0
0
0
0
0
0
0
0
0
0
0
0
0
0
0
0
0
0
0
0
0
0
0
0
0
0
0
0
0
0
0
0
0
0
0
0
0
0
0
0
0
0
0
0
0
0
0
0
0
0
0
0
0
0
0
0
0
0
0
0
0
0
0
0
0
0
0
0
0
0
0
0
0
0
0
0
0
0
0
0
0
0
0
0
0
0
0
0
0
0
0
0
0
0
0
0
0
0
0
0
0
0
0
0
0
0
0
0
0
0
0
0
0
0
0
0
0
0
0
0
0
0
0
0
0
0
0
0
0
0
0
0
0
0
0
0
0
0
0
0
0
0
0
0
0
0
0
0
0
0
0
0
0
0
0
0
0
0
0
0
0
0
0
0
0
0
0
0
0
0
0
0
0
0
0
0
0
0
0
0
0
0
0
0
0
0
0
0
0
0
0
0
0
0
0
0
0
0
0
0
0
0
0
0
0
0
0
0
0
0
0
0
0
0
0
0
0
0
0
0
0
0
0
0
0
0
0
0
0
0
0
0
0
0
0
0
0
0
0
0
0
0
0
0
0
0
0
0
0
0
0
0
0
0
0
0
0
0
0
0
0
0
0
0
0
0
0
0
0
0
0
0
0
0
0
0
0
0
0
0
0
0
0
0
0
0
0
0
0
0
0
0
0
0
0
0
0
0
0
0
0
0
0
0
0
0
0
0
0
0
0
0
0
0
0
0
0
0
0
0
0
0
0
0
0
0
0
0
0
0
0
0
0
0
0
0
0
0
0
0
0
0
0
0
0
0
0
0
0
0
0
0
0
0
0
0
0
0
0
0
0
0
0
0
0
0
0
0
0
0
0
0
0
0
0
0
0
0
0
0
0
0
0
0
0
0
0
0
0
0
0
0
0
0
0
0
0
0
0
0
0
0
0
0
0
0
0
0
0
0
0
0
0
0
0
0
0
0
0
0
0
0
0
0
0
0
0
0
0
0
0
0
0
0
0
0
0
0
0
0
0
0
0
0
0
0
0
0
0
0
0
0
0
0
0
0
0
0
0
0
0
0
0
0
0
0
0
0
0
0
0
0
0
0
0
0
0
0
0
0
0
0
0
0
0
0
0
0
0
0
0
0
0
0
0
0
0
0
0
0
0
0
0
0
0
0
0
0
0
0
0
0
0
0
0
0
0
0
0
0
0
0
0
0
0
0
0
0
0
0
0
0
0
0
0
0
0
0
0
0
0
0
0
0
0
0
0
0
0
0
0
0
0
0
0
0
0
0
0
0
0
0
0
0
0
0
0
0
0
0
0
0
0
0
0
0
0
0
0
0
0
0
0
0
0
0
0
0
0
0
0
0
0
0
0
0
0
0
0
0
0
0
0
0
0
0
0
0
0
0
0
0
0
0
0
0
0
0
0
0
0
0
0
0
0
0
0
0
0
0
0
0
0
0
0
0
0
0
0
0
0
0
0
0
0
0
0
0
0
0
0
0
0
0
0
0
0
0
0
0
0
0
0
0
0
0
0
0
0
0
0
0
0
0
0
0
0
0
0
0
0
0
0
0
0
0
0
0
0
0
0
0
0
0
0
0
0
0
0
0
0
0
0
0
0
0
0
0
0
0
0
0
0
0
0
0
0
0
0
0
0
0
0
0
0
0
0
0
0
0
0
0
0
0
0
0
0
0
0
0
0
0
0
0
0
0
0
0
0
0
0
0
0
0
0
0
0
0
0
0
0
0
0
0
0
0
0
0
0
0
0
0
0
0
0
0
0
0
0
0
0
0
0
0
0
0
0
0
0
0
0
0
0
0
0
0
0
0
0
0
0
0
0
0
0
0
0
0
0
0
0
0
0
0
0
0
0
0
0
0
0
0
0
0
0
0
0
0
0
0
0
0
0
0
0
0
0
0
0
0
0
0
0
0
0
0
0
0
0
0
0
0
0
0
0
0
0
0
0
0
0
0
0
0
0
0
0
0
0
0
0
0
0
0
0
0
0
0
0
0
0
0
0
0
0
0
0
0
0
0
0
0
0
0
0
0
0
0
0
0
0
0
0
0
0
0
0
0
0
0
0
0
0
0
0
0
0
0
0
0
0
0
0
0
0
0
0
0
0
0
0
0
0
0
0
0
0
0
0
0
0
0
0
0
0
0
0
0
0
0
0
0
0
0
0
0
0
0
0
0
0
0
0
0
0
0
0
0
0
0
0
0
0
0
0
0
0
0
0
0
0
0
0
0
0
0
0
0
0
0
0
0
0
0
0
0
0
0
0
0
0
0
0
0
0
0
0
0
0
0
0
0
0
0
0
0
0
0
0
0
0
0
0
0
0
0
0
0
0
0
0
0
0
0
0
0
0
0
0
0
0
0
0
0
0
0
0
0
0
0
0
0
0
0
0
0
0
0
0
0
0
0
0
0
0
0
0
0
0
0
0
0
0
0
0
0
0
0
0
0
0
0
0
0
0
0
0
0
0
0
0
0
0
0
0
0
0
0
0
0
0
0
0
0
0
0
0
0
0
0
0
0
0
0
0
0
0
0
0
0
0
0
0
0
0
0
0
0
0
0
0
0
0
0
0
0
0
0
0
0
0
0
0
0
0
0
0
0
0
0
0
0
0
0
0
0
0
0
0
0
0
0
0
0
0
0
0
0
0
0
0
0
0
0
0
0
0
0
0
0
0
0
0
0
0
0
0
0
0
0
0
0
0
0
0
0
0
0
0
0
0
0
0
0
0
0
0
0
0
0
0
0
0
0
0
0
0
0
0
0
0
0
0
0
0
0
0
0
0
0
0
0
0
0
0
0
0
0
0
0
0
0
0
0
0
0
0
0
0
0
0
0
0
0
0
0
0
0
0
0
0
0
0
0
0
0
0
0
0
0
0
0
0
0
0
0
0
0
0
0
0
0
0
0
0
0
0
0
0
0
0
0
0
0
0
0
0
0
0
0
0
0
0
0
0
0
0
0
0
0
0
0
0
0
0
0
0
0
0
0
0
0
0
0
0
0
0
0
0
0
0
0
0
0
0
0
0
0
0
0
0
0
0
0
0
0
0
0
0
0
0
0
0
0
0
0
0
0
0
0
0
0
0
0
0
0
0
0
0
0
0
0
0
0
0
0
0
0
0
0
0
0
0
0
0
0
0
0
0
0
0
0
0
0
0
0
0
0
0
0
0
0
0
0
0
0
0
0
0
0
0
0
0
0
0
0
0
0
0
0
0
0
0
0
0
0
0
0
0
0
0
0
0
0
0
0
0
0
0
0
0
0
0
0
0
0
0
0
0
0
0
0
0
0
0
0
0
0
0
0
0
0
0
0
0
0
0
0
0
0
0
0
0
0
0
0
0
0
0
0
0
0
0
0
0
0
0
0
0
0
0
0
0
0
0
0
0
0
0
0
0
0
0
0
0
0
0
0
0
0
0
0
0
0
0
0
0
0
0
0
0
0
0
0
0
0
0
0
0
0
0
0
0
0
0
0
0
0
0
0
0
0
0
0
0
0
0
0
0
0
0
0
0
0
0
0
0
0
0
0
0
0
0
0
0
0
0
0
0
0
0
0
0
0
0
0
0
0
0
0
0
0
0
0
0
0
0
0
0
0
0
0
0
0
0
0
0
0
0
0
0
0
0
0
0
0
0
0
0
0
0
0
0
0
0
0
0
0
0
0
0
0
0
0
0
0
0
0
0
0
0
0
0
0
0
0
0
0
0
0
0
0
0
0
0
0
0
0
0
0
0
0
0
0
0
0
0
0
0
0
0
0
0
0
0
0
0
0
0
0
0
0
0
0
0
0
0
0
0
0
0
0
0
0
0
0
0
0
0
0
0
0
0
0
0
0
0
0
0
0
0
0
0
0
0
0
0
0
0
0
0
0
0
0
0
0
0
0
0
0
0
0
0
0
0
0
0
0
0
0
0
0
0
0
0
0
0
0
0
0
0
0
0
0
0
0
0
0
0
0
0
0
0
0
0
0
0
0
0
0
0
0
0
0
0
0
0
0
0
0
0
0
0
0
0
0
0
0
0
0
0
0
0
0
0
0
0
0
0
0
0
0
0
0
0
0
0
0
0
0
0
0
0
0
0
0
0
0
0
0
0
0
0
0
0
0
0
0
0
0
0
0
0
0
0
0
0
0
0
0
0
0
0
0
0
0
0
0
0
0
0
0
0
0
0
0
0
0
0
0
0
0
0
0
0
0
0
0
0
0
0
0
0
0
0
0
0
0
0
0
0
0
0
0
0
0
0
0
0
0
0
0
0
0
0
0
0
0
0
0
0
0
0
0
0
0
0
0
0
0
0
0
0
0
0
0
0
0
0
0
0
0
0
0
0
0
0
0
0
0
0
0
0
0
0
0
0
0
0
0
0
0
0
0
0
0
0
0
0
0
0
0
0
0
0
0
0
0
0
0
0
0
0
0
0
0
0
0
0
0
0
0
0
0
0
0
0
0
0
0
0
0
0
0
0
0
0
0
0
0
0
0
0
0
0
0
0
0
0
0
0
0
0
0
0
0
0
0
0
0
0
0
0
0
0
0
0
0
0
0
0
0
0
0
0
0
0
0
0
0
0
0
0
0
0
0
0
0
0
0
0
0
0
0
0
0
0
0
0
0
0
0
0
0
0
0
0
0
0
0
0
0
0
0
0
0
0
0
0
0
0
0
0
0
0
0
0
0
0
0
0
0
0
0
0
0
0
0
0
0
0
0
0
0
0
0
0
0
0
0
0
0
0
0
0
0
0
0
0
0
0
0
0
0
0
0
0
0
0
0
0
0
0
0
0
0
0
0
0
0
0
0
0
0
0
0
0
0
0
0
0
0
0
0
0
0
0
0
0
0
0
0
0
0
0
0
0
0
0
0
0
0
0
0
0
0
0
0
0
0
0
0
0
0
0
0
0
0
0
0
0
0
0
0
0
0
0
0
0
0
0
0
0
0
0
0
0
0
0
0
0
0
0
0
0
0
0
0
0
0
0
0
0
0
0
0
0
0
0
0
0
0
0
0
0
0
0
0
0
0
0
0
0
0
0
0
0
0
0
0
0
0
0
0
0
0
0
0
0
0
0
0
0
0
0
0
0
0
0
0
0
0
0
0
0
0
0
0
0
0
0
0
0
0
0
0
0
0
0
0
0
0
0
0
0
0
0
0
0
0
0
0
0
0
0
0
0
0
0
0
0
0
0
0
0
0
0
0
0
0
0
0
0
0
0
0
0
0
0
0
0
0
0
0
0
0
0
0
0
0
0
0
0
0
0
0
0
0
0
0
0
0
0
0
0
0
0
0
0
0
0
0
0
0
0
0
0
0
0
0
0
0
0
0
0
0
0
0
0
0
0
0
0
0
0
0
0
0
0
0
0
0
0
0
0
0
0
0
0
0
0
0
0
0
0
0
0
0
0
0
0
0
0
0
0
0
0
0
0
0
0
0
0
0
0
0
0
0
0
0
0
0
0
0
0
0
0
0
0
0
0
0
0
0
0
0
0
0
0
0
0
0
0
0
0
0
0
0
0
0
0
0
0
0
0
0
0
0
0
0
0
0
0
0
0
0
0
0
0
0
0
0
0
0
0
0
0
0
0
0
0
0
0
0
0
0
0
0
0
0
0
0
0
0
0
0
0
0
0
0
0
0
0
0
0
0
0
0
0
0
0
0
0
0
0
0
0
0
0
0
0
0
0
0
0
0
0
0
0
0
0
0
0
0
0
0
0
0
0
0
0
0
0
0
0
0
0
0
0
0
0
0
0
0
0
0
0
0
0
0
0
0
0
0
0
0
0
0
0
0
0
0
0
0
0
0
0
0
0
0
0
0
0
0
0
0
0
0
0
0
0
0
0
0
0
0
0
0
0
0
0
0
0
0
0
0
0
0
0
0
0
0
0
0
0
0
0
0
0
0
0
0
0
0
0
0
0
0
0
0
0
0
0
0
0
0
0
0
0
0
0
0
0
0
0
0
0
0
0
0
0
0
0
0
0
0
0
0
0
0
0
0
0
0
0
0
0
0
0
0
0
0
0
0
0
0
0
0
0
0
0
0
0
0
0
0
0
0
0
0
0
0
0
0
0
0
0
0
0
0
0
0
0
0
0
0
0
0
0
0
0
0
0
0
0
0
0
0
0
0
0
0
0
0
0
0
0
0
0
0
0
0
0
0
0
0
0
0
0
0
0
0
0
0
0
0
0
0
0
0
0
0
0
0
0
0
0
0
0
0
0
0
0
0
0
0
0
0
0
0
0
0
0
0
0
0
0
0
0
0
0
0
0
0
0
0
0
0
0
0
0
0
0
0
0
0
0
0
0
0
0
0
0
0
0
0
0
0
0
0
0
0
0
0
0
0
0
0
0
0
0
0
0
0
0
0
0
0
0
0
0
0
0
0
0
0
0
0
0
0
0
0
0
0
0
0
0
0
0
0
0
0
0
0
0
0
0
0
0
0
0
0
0
0
0
0
0
0
0
0
0
0
0
0
0
0
0
0
0
0
0
0
0
0
0
0
0
0
0
0
0
0
0
0
0
0
0
0
0
0
0
0
0
0
0
0
0
0
0
0
0
0
0
0
0
0
0
0
0
0
0
0
0
0
0
0
0
0
0
0
0
0
0
0
0
0
0
0
0
0
0
0
0
0
0
0
0
0
0
0
0
0
0
0
0
0
0
0
0
0
0
0
0
0
0
0
0
0
0
0
0
0
0
0
0
0
0
0
0
0
0
0
0
0
0
0
0
0
0
0
0
0
0
0
0
0
0
0
0
0
0
0
0
0
0
0
0
0
0
0
0
0
0
0
0
0
0
0
0
0
0
0
0
0
0
0
0
0
0
0
0
0
0
0
0
0
0
0
0
0
0
0
0
0
0
0
0
0
0
0
0
0
0
0
0
0
0
0
0
0
0
0
0
0
0
0
0
0
0
0
0
0
0
0
0
0
0
0
0
0
0
0
0
0
0
0
0
0
0
0
0
0
0
0
0
0
0
0
0
0
0
0
0
0
0
0
0
0
0
0
0
0
0
0
0
0
0
0
0
0
0
0
0
0
0
0
0
0
0
0
0
0
0
0
0
0
0
0
0
0
0
0
0
0
0
0
0
0
0
0
0
0
0
0
0
0
0
0
0
0
0
0
0
0
0
0
0
0
0
0
0
0
0
0
0
0
0
0
0
0
0
0
0
0
0
0
0
0
0
0
0
0
0
0
0
0
0
0
0
0
0
0
0
0
0
0
0
0
0
0
0
0
0
0
0
0
0
0
0
0
0
0
0
0
0
0
0
0
0
0
0
0
0
0
0
0
0
0
0
0
0
0
0
0
0
0
0
0
0
0
0
0
0
0
0
0
0
0
0
0
0
0
0
0
0
0
0
0
0
0
0
0
0
0
0
0
0
0
0
0
0
0
0
0
0
0
0
0
0
0
0
0
0
0
0
0
0
0
0
0
0
0
0
0
0
0
0
0
0
0
0
0
0
0
0
0
0
0
0
0
0
0
0
0
0
0
0
0
0
0
0
0
0
0
0
0
0
0
0
0
0
0
0
0
0
0
0
0
0
0
0
0
0
0
0
0
0
0
0
0
0
0
0
0
0
0
0
0
0
0
0
0
0
0
0
0
0
0
0
0
0
0
0
0
0
0
0
0
0
0
0
0
0
0
0
0
0
0
0
0
0
0
0
0
0
0
0
0
0
0
0
0
0
0
0
0
0
0
0
0
0
0
0
0
0
0
0
0
0
0
0
0
0
0
0
0
0
0
0
0
0
0
0
0
0
0
0
0
0
0
0
0
0
0
0
0
0
0
0
0
0
0
0
0
0
0
0
0
0
0
0
0
0
0
0
0
0
0
0
0
0
0
0
0
0
0
0
0
0
0
0
0
0
0
0
0
0
0
0
0
0
0
0
0
0
0
0
0
0
0
0
0
0
0
0
0
0
0
0
0
0
0
0
0
0
0
0
0
0
0
0
0
0
0
0
0
0
0
0
0
0
0
0
0
0
0
0
0
0
0
0
0
0
0
0
0
0
0
0
0
0
0
0
0
0
0
0
0
0
0
0
0
0
0
0
0
0
0
0
0
0
0
0
0
0
0
0
0
0
0
0
0
0
0
0
0
0
0
0
0
0
0
0
0
0
0
0
0
0
0
0
0
0
0
0
0
0
0
0
0
0
0
0
0
0
0
0
0
0
0
0
0
0
0
0
0
0
0
0
0
0
0
0
0
0
0
0
0
0
0
0
0
0
0
0
0
0
0
0
0
0
0
0
0
0
0
0
0
0
0
0
0
0
0
0
0
0
0
0
0
0
0
0
0
0
0
0
0
0
0
0
0
0
0
0
0
0
0
0
0
0
0
0
0
0
0
0
0
0
0
0
0
0
0
0
0
0
0
0
0
0
0
0
0
0
0
0
0
0
0
0
0
0
0
0
0
0
0
0
0
0
0
0
0
0
0
0
0
0
0
0
0
0
0
0
0
0
0
0
0
0
0
0
0
0
0
0
0
0
0
0
0
0
0
0
0
0
0
0
0
0
0
0
0
0
0
0
0
0
0
0
0
0
0
0
0
0
0
0
0
0
0
0
0
0
0
0
0
0
0
0
0
0
0
0
0
0
0
0
0
0
0
0
0
0
0
0
0
0
0
0
0
0
0
0
0
0
0
0
0
0
0
0
0
0
0
0
0
0
0
0
0
0
0
0
0
0
0
0
0
0
0
0
0
0
0
0
0
0
0
0
0
0
0
0
0
0
0
0
0
0
0
0
0
0
0
0
0
0
0
0
0
0
0
0
0
0
0
0
0
0
0
0
0
0
0
0
0
0
0
0
0
0
0
0
0
0
0
0
0
0
0
0
0
0
0
0
0
0
0
0
0
0
0
0
0
0
0
0
0
0
0
0
0
0
0
0
0
0
0
0
0
0
0
0
0
0
0
0
0
0
0
0
0
0
0
0
0
0
0
0
0
0
0
0
0
0
0
0
0
0
0
0
0
0
0
0
0
0
0
0
0
0
0
0
0
0
0
0
0
0
0
0
0
0
0
0
0
0
0
0
0
0
0
0
0
0
0
0
0
0
0
0
0
0
0
0
0
0
0
0
0
0
0
0
0
0
0
0
0
0
0
0
0
0
0
0
0
0
0
0
0
0
0
0
0
0
0
0
0
0
0
0
0
0
0
0
0
0
0
0
0
0
0
0
0
0
0
0
0
0
0
0
0
0
0
0
0
0
0
0
0
0
0
0
0
0
0
0
0
0
0
0
0
0
0
0
0
0
0
0
0
0
0
0
0
0
0
0
0
0
0
0
0
0
0
0
0
0
0
0
0
0
0
0
0
0
0
0
0
0
0
0
0
0
0
0
0
0
0
0
0
0
0
0
0
0
0
0
0
0
0
0
0
0
0
0
0
0
0
0
0
0
0
0
0
0
0
0
0
0
0
0
0
0
0
0
0
0
0
0
0
0
0
0
0
0
0
0
0
0
0
0
0
0
0
0
0
0
0
0
0
0
0
0
0
0
0
0
0
0
0
0
0
0
0
0
0
0
0
0
0
0
0
0
0
0
0
0
0
0
0
0
0
0
0
0
0
0
0
0
0
0
0
0
0
0
0
0
0
0
0
0
0
0
0
0
0
0
0
0
0
0
0
0
0
0
0
0
0
0
0
0
0
0
0
0
0
0
0
0
0
0
0
0
0
0
0
0
0
0
0
0
0
0
0
0
0
0
0
0
0
0
0
0
0
0
0
0
0
0
0
0
0
0
0
0
0
0
0
0
0
0
0
0
0
0
0
0
0
0
0
0
0
0
0
0
0
0
0
0
0
0
0
0
0
0
0
0
0
0
0
0
0
0
0
0
0
0
0
0
0
0
0
0
0
0
0
0
0
0
0
0
0
0
0
0
0
0
0
0
0
0
0
0
0
0
0
0
0
0
0
0
0
0
0
0
0
0
0
0
0
0
0
0
0
0
0
0
0
0
0
0
0
0
0
0
0
0
0
0
0
0
0
0
0
0
0
0
0
0
0
0
0
0
0
0
0
0
0
0
0
0
0
0
0
0
0
0
0
0
0
0
0
0
0
0
0
0
0
0
0
0
0
0
0
0
0
0
0
0
0
0
0
0
0
0
0
0
0
0
0
0
0
0
0
0
0
0
0
0
0
0
0
0
0
0
0
0
0
0
0
0
0
0
0
0
0
0
0
0
0
0
0
0
0
0
0
0
0
0
0
0
0
0
0
0
0
0
0
0
0
0
0
0
0
0
0
0
0
0
0
0
0
0
0
0
0
0
0
0
0
0
0
0
0
0
0
0
0
0
0
0
0
0
0
0
0
0
0
0
0
0
0
0
0
0
0
0
0
0
0
0
0
0
0
0
0
0
0
0
0
0
0
0
0
0
0
0
0
0
0
0
0
0
0
0
0
0
0
0
0
0
0
0
0
0
0
0
0
0
0
0
0
0
0
0
0
0
0
0
0
0
0
0
0
0
0
0
0
0
0
0
0
0
0
0
0
0
0
0
0
0
0
0
0
0
0
0
0
0
0
0
0
0
0
0
0
0
0
0
0
0
0
0
0
0
0
0
0
0
0
0
0
0
0
0
0
0
0
0
0
0
0
0
0
0
0
0
0
0
0
0
0
0
0
0
0
0
0
0
0
0
0
0
0
0
0
0
0
0
0
0
0
0
0
0
0
0
0
0
0
0
0
0
0
0
0
0
0
0
0
0
0
0
0
0
0
0
0
0
0
0
0
0
0
0
0
0
0
0
0
0
0
0
0
0
0
0
0
0
0
0
0
0
0
0
0
0
0
0
0
0
0
0
0
0
0
0
0
0
0
0
0
0
0
0
0
0
0
0
0
0
0
0
0
0
0
0
0
0
0
0
0
0
0
0
0
0
0
0
0
0
0
0
0
0
0
0
0
0
0
0
0
0
0
0
0
0
0
0
0
0
0
0
0
0
0
0
0
0
0
0
0
0
0
0
0
0
0
0
0
0
0
0
0
0
0
0
0
0
0
0
0
0
0
0
0
0
0
0
0
0
0
0
0
0
0
0
0
0
0
0
0
0
0
0
0
0
0
0
0
0
0
0
0
0
0
0
0
0
0
0
0
0
0
0
0
0
0
0
0
0
0
0
0
0
0
0
0
0
0
0
0
0
0
0
0
0
0
0
0
0
0
0
0
0
0
0
0
0
0
0
0
0
0
0
0
0
0
0
0
0
0
0
0
0
0
0
0
0
0
0
0
0
0
0
0
0
0
0
0
0
0
0
0
0
0
0
0
0
0
0
0
0
0
0
0
0
0
0
0
0
0
0
0
0
0
0
0
0
0
0
0
0
0
0
0
0
0
0
0
0
0
0
0
0
0
0
0
0
0
0
0
0
0
0
0
0
0
0
0
0
0
0
0
0
0
0
0
0
0
0
0
0
0
0
0
0
0
0
0
0
0
0
0
0
0
0
0
0
0
0
0
0
0
0
0
0
0
0
0
0
0
0
0
0
0
0
0
0
0
0
0
0
0
0
0
0
0
0
0
0
0
0
0
0
0
0
0
0
0
0
0
0
0
0
0
0
0
0
0
0
0
0
0
0
0
0
0
0
0
0
0
0
0
0
0
0
0
0
0
0
0
0
0
0
0
0
0
0
0
0
0
0
0
0
0
0
0
0
0
0
0
0
0
0
0
0
0
0
0
0
0
0
0
0
0
0
0
0
0
0
0
0
0
0
0
0
0
0
0
0
0
0
0
0
0
0
0
0
0
0
0
0
0
0
0
0
0
0
0
0
0
0
0
0
0
0
0
0
0
0
0
0
0
0
0
0
0
0
0
0
0
0
0
0
0
0
0
0
0
0
0
0
0
0
0
0
0
0
0
0
0
0
0
0
0
0
0
0
0
0
0
0
0
0
0
0
0
0
0
0
0
0
0
0
0
0
0
0
0
0
0
0
0
0
0
0
0
0
0
0
0
0
0
0
0
0
0
0
0
0
0
0
0
0
0
0
0
0
0
0
0
0
0
0
0
0
0
0
0
0
0
0
0
0
0
0
0
0
0
0
0
0
0
0
0
0
0
0
0
0
0
0
0
0
0
0
0
0
0
0
0
0
0
0
0
0
0
0
0
0
0
0
0
0
0
0
0
0
0
0
0
0
0
0
0
0
0
0
0
0
0
0
0
0
0
0
0
0
0
0
0
0
0
0
0
0
0
0
0
0
0
0
0
0
0
0
0
0
0
0
0
0
0
0
0
0
0
0
0
0
0
0
0
0
0
0
0
0
0
0
0
0
0
0
0
0
0
0
0
0
0
0
0
0
0
0
0
0
0
0
0
0
0
0
0
0
0
0
0
0
0
0
0
0
0
0
0
0
0
0
0
0
0
0
0
0
0
0
0
0
0
0
0
0
0
0
0
0
0
0
0
0
0
0
0
0
0
0
0
0
0
0
0
0
0
0
0
0
0
0
0
0
0
0
0
0
0
0
0
0
0
0
0
0
0
0
0
0
0
0
0
0
0
0
0
0
0
0
0
0
0
0
0
0
0
0
0
0
0
0
0
0
0
0
0
0
0
0
0
0
0
0
0
0
0
0
0
0
0
0
0
0
0
0
0
0
0
0
0
0
0
0
0
0
0
0
0
0
0
0
0
0
0
0
0
0
0
0
0
0
0
0
0
0
0
0
0
0
0
0
0
0
0
0
0
0
0
0
0
0
0
0
0
0
0
0
0
0
0
0
0
0
0
0
0
0
0
0
0
0
0
0
0
0
0
0
0
0
0
0
0
0
0
0
0
0
0
0
0
0
0
0
0
0
0
0
0
0
0
0
0
0
0
0
0
0
0
0
0
0
0
0
0
0
0
0
0
0
0
0
0
0
0
0
0
0
0
0
0
0
0
0
0
0
0
0
0
0
0
0
0
0
0
0
0
0
0
0
0
0
0
0
0
0
0
0
0
0
0
0
0
0
0
0
0
0
0
0
0
0
0
0
0
0
0
0
0
0
0
0
0
0
0
0
0
0
0
0
0
0
0
0
0
0
0
0
0
0
0
0
0
0
0
0
0
0
0
0
0
0
0
0
0
0
0
0
0
0
0
0
0
0
0
0
0
0
0
0
0
0
0
0
0
0
0
0
0
0
0
0
0
0
0
0
0
0
0
0
0
0
0
0
0
0
0
0
0
0
0
0
0
0
0
0
0
0
0
0
0
0
0
0
0
0
0
0
0
0
0
0
0
0
0
0
0
0
0
0
0
0
0
0
0
0
0
0
0
0
0
0
0
0
0
0
0
0
0
0
0
0
0
0
0
0
0
0
0
0
0
0
0
0
0
0
0
0
0
0
0
0
0
0
0
0
0
0
0
0
0
0
0
0
0
0
0
0
0
0
0
0
0
0
0
0
0
0
0
0
0
0
0
0
0
0
0
0
0
0
0
0
0
0
0
0
0
0
0
0
0
0
0
0
0
0
0
0
0
0
0
0
0
0
0
0
0
0
0
0
0
0
0
0
0
0
0
0
0
0
0
0
0
0
0
0
0
0
0
0
0
0
0
0
0
0
0
0
0
0
0
0
0
0
0
0
0
0
0
0
0
0
0
0
0
0
0
0
0
0
0
0
0
0
0
0
0
0
0
0
0
0
0
0
0
0
0
0
0
0
0
0
0
0
0
0
0
0
0
0
0
0
0
0
0
0
0
0
0
0
0
0
0
0
0
0
0
0
0
0
0
0
0
0
0
0
0
0
0
0
0
0
0
0
0
0
0
0
0
0
0
0
0
0
0
0
0
0
0
0
0
0
0
0
0
0
0
0
0
0
0
0
0
0
0
0
0
0
0
0
0
0
0
0
0
0
0
0
0
0
0
0
0
0
0
0
0
0
0
0
0
0
0
0
0
0
0
0
0
0
0
0
0
0
0
0
0
0
0
0
0
0
0
0
0
0
0
0
0
0
0
0
0
0
0
0
0
0
0
0
0
0
0
0
0
0
0
0
0
0
0
0
0
0
0
0
0
0
0
0
0
0
0
0
0
0
0
0
0
0
0
0
0
0
0
0
0
0
0
0
0
0
0
0
0
0
0
0
0
0
0
0
0
0
0
0
0
0
0
0
0
0
0
0
0
0
0
0
0
0
0
0
0
0
0
0
0
0
0
0
0
0
0
0
0
0
0
0
0
0
0
0
0
0
0
0
0
0
0
0
0
0
0
0
0
0
0
0
0
0
0
0
0
0
0
0
0
0
0
0
0
0
0
0
0
0
0
0
0
0
0
0
0
0
0
0
0
0
0
0
0
0
0
0
0
0
0
0
0
0
0
0
0
0
0
0
0
0
0
0
0
0
0
0
0
0
0
0
0
0
0
0
0
0
0
0
0
0
0
0
0
0
0
0
0
0
0
0
0
0
0
0
0
0
0
0
0
0
0
0
0
0
0
0
0
0
0
0
0
0
0
0
0
0
0
0
0
0
0
0
0
0
0
0
0
0
0
0
0
0
0
0
0
0
0
0
0
0
0
0
0
0
0
0
0
0
0
0
0
0
0
0
0
0
0
0
0
0
0
0
0
0
0
0
0
0
0
0
0
0
0
0
0
0
0
0
0
0
0
0
0
0
0
0
0
0
0
0
0
0
0
0
0
0
0
0
0
0
0
0
0
0
0
0
0
0
0
0
0
0
0
0
0
0
0
0
0
0
0
0
0
0
0
0
0
0
0
0
0
0
0
0
0
0
0
0
0
0
0
0
0
0
0
0
0
0
0
0
0
0
0
0
0
0
0
0
0
0
0
0
0
0
0
0
0
0
0
0
0
0
0
0
0
0
0
0
0
0
0
0
0
0
0
0
0
0
0
0
0
0
0
0
0
0
0
0
0
0
0
0
0
0
0
0
0
0
0
0
0
0
0
0
0
0
0
0
0
0
0
0
0
0
0
0
0
0
0
0
0
0
0
0
0
0
0
0
0
0
0
0
0
0
0
0
0
0
0
0
0
0
0
0
0
0
0
0
0
0
0
0
0
0
0
0
0
0
0
0
0
0
0
0
0
0
0
0
0
0
0
0
0
0
0
0
0
0
0
0
0
0
0
0
0
0
0
0
0
0
0
0
0
0
0
0
0
0
0
0
0
0
0
0
0
0
0
0
0
0
0
0
0
0
0
0
0
0
0
0
0
0
0
0
0
0
0
0
0
0
0
0
0
0
0
0
0
0
0
0
0
0
0
0
0
0
0
0
0
0
0
0
0
0
0
0
0
0
0
0
0
0
0
0
0
0
0
0
0
0
0
0
0
0
0
0
0
0
0
0
0
0
0
0
0
0
0
0
0
0
0
0
0
0
0
0
0
0
0
0
0
0
0
0
0
0
0
0
0
0
0
0
0
0
0
0
0
0
0
0
0
0
0
0
0
0
0
0
0
0
0
0
0
0
0
0
0
0
0
0
0
0
0
0
0
0
0
0
0
0
0
0
0
0
0
0
0
0
0
0
0
0
0
0
0
0
0
0
0
0
0
0
0
0
0
0
0
0
0
0
0
0
0
0
0
0
0
0
0
0
0
0
0
0
0
0
0
0
0
0
0
0
0
0
0
0
0
0
0
0
0
0
0
0
0
0
0
0
0
0
0
0
0
0
0
0
0
0
0
0
0
0
0
0
0
0
0
0
0
0
0
0
0
0
0
0
0
0
0
0
0
0
0
0
0
0
0
0
0
0
0
0
0
0
0
0
0
0
0
0
0
0
0
0
0
0
0
0
0
0
0
0
0
0
0
0
0
0
0
0
0
0
0
0
0
0
0
0
0
0
0
0
0
0
0
0
0
0
0
0
0
0
0
0
0
0
0
0
0
0
0
0
0
0
0
0
0
0
0
0
0
0
0
0
0
0
0
0
0
0
0
0
0
0
0
0
0
0
0
0
0
0
0
0
0
0
0
0
0
0
0
0
0
0
0
0
0
0
0
0
0
0
0
0
0
0
0
0
0
0
0
0
0
0
0
0
0
0
0
0
0
0
0
0
0
0
0
0
0
0
0
0
0
0
0
0
0
0
0
0
0
0
0
0
0
0
0
0
0
0
0
0
0
0
0
0
0
0
0
0
0
0
0
0
0
0
0
0
0
0
0
0
0
0
0
0
0
0
0
0
0
0
0
0
0
0
0
0
0
0
0
0
0
0
0
0
0
0
0
0
0
0
0
0
0
0
0
0
0
0
0
0
0
0
0
0
0
0
0
0
0
0
0
0
0
0
0
0
0
0
0
0
0
0
0
0
0
0
0
0
0
0
0
0
0
0
0
0
0
0
0
0
0
0
0
0
0
0
0
0
0
0
0
0
0
0
0
0
0
0
0
0
0
0
0
0
0
0
0
0
0
0
0
0
0
0
0
0
0
0
0
0
0
0
0
0
0
0
0
0
0
0
0
0
0
0
0
0
0
0
0
0
0
0
0
0
0
0
0
0
0
0
0
0
0
0
0
0
0
0
0
0
0
0
0
0
0
0
0
0
0
0
0
0
0
0
0
0
0
0
0
0
0
0
0
0
0
0
0
0
0
0
0
0
0
0
0
0
0
0
0
0
0
0
0
0
0
0
0
0
0
0
0
0
0
0
0
0
0
0
0
0
0
0
0
0
0
0
0
0
0
0
0
0
0
0
0
0
0
0
0
0
0
0
0
0
0
0
0
0
0
0
0
0
0
0
0
0
0
0
0
0
0
0
0
0
0
0
0
0
0
0
0
0
0
0
0
0
0
0
0
0
0
0
0
0
0
0
0
0
0
0
0
0
0
0
0
0
0
0
0
0
0
0
0
0
0
0
0
0
0
0
0
0
0
0
0
0
0
0
0
0
0
0
0
0
0
0
0
0
0
0
0
0
0
0
0
0
0
0
0
0
0
0
0
0
0
0
0
0
0
0
0
0
0
0
0
0
0
0
0
0
0
0
0
0
0
0
0
0
0
0
0
0
0
0
0
0
0
0
0
0
0
0
0
0
0
0
0
0
0
0
0
0
0
0
0
0
0
0
0
0
0
0
0
0
0
0
0
0
0
0
0
0
0
0
0
0
0
0
0
0
0
0
0
0
0
0
0
0
0
0
0
0
0
0
0
0
0
0
0
0
0
0
0
0
0
0
0
0
0
0
0
0
0
0
0
0
0
0
0
0
0
0
0
0
0
0
0
0
0
0
0
0
0
0
0
0
0
0
0
0
0
0
0
0
0
0
0
0
0
0
0
0
0
0
0
0
0
0
0
0
0
0
0
0
0
0
0
0
0
0
0
0
0
0
0
0
0
0
0
0
0
0
0
0
0
0
0
0
0
0
0
0
0
0
0
0
0
0
0
0
0
0
0
0
0
0
0
0
0
0
0
0
0
0
0
0
0
0
0
0
0
0
0
0
0
0
0
0
0
0
0
0
0
0
0
0
0
0
0
0
0
0
0
0
0
0
0
0
0
0
0
0
0
0
0
0
0
0
0
0
0
0
0
0
0
0
0
0
0
0
0
0
0
0
0
0
0
0
0
0
0
0
0
0
0
0
0
0
0
0
0
0
0
0
0
0
0
0
0
0
0
0
0
0
0
0
0
0
0
0
0
0
0
0
0
0
0
0
0
0
0
0
0
0
0
0
0
0
0
0
0
0
0
0
0
0
0
0
0
0
0
0
0
0
0
0
0
0
0
0
0
0
0
0
0
0
0
0
0
0
0
0
0
0
0
0
0
0
0
0
0
0
0
0
0
0
0
0
0
0
0
0
0
0
0
0
0
0
0
0
0
0
0
0
0
0
0
0
0
0
0
0
0
0
0
0
0
0
0
0
0
0
0
0
0
0
0
0
0
0
0
0
0
0
0
0
0
0
0
0
0
0
0
0
0
0
0
0
0
0
0
0
0
0
0
0
0
0
0
0
0
0
0
0
0
0
0
0
0
0
0
0
0
0
0
0
0
0
0
0
0
0
0
0
0
0
0
0
0
0
0
0
0
0
0
0
0
0
0
0
0
0
0
0
0
0
0
0
0
0
0
0
0
0
0
0
0
0
0
0
0
0
0
0
0
0
0
0
0
0
0
0
0
0
0
0
0
0
0
0
0
0
0
0
0
0
0
0
0
0
0
0
0
0
0
0
0
0
0
0
0
0
0
0
0
0
0
0
0
0
0
0
0
0
0
0
0
0
0
0
0
0
0
0
0
0
0
0
0
0
0
0
0
0
0
0
0
0
0
0
0
0
0
0
0
0
0
0
0
0
0
0
0
0
0
0
0
0
0
0
0
0
0
0
0
0
0
0
0
0
0
0
0
0
0
0
0
0
0
0
0
0
0
0
0
0
0
0
0
0
0
0
0
0
0
0
0
0
0
0
0
0
0
0
0
0
0
0
0
0
0
0
0
0
0
0
0
0
0
0
0
0
0
0
0
0
0
0
0
0
0
0
0
0
0
0
0
0
0
0
0
0
0
0
0
0
0
0
0
0
0
0
0
0
0
0
0
0
0
0
0
0
0
0
0
0
0
0
0
0
0
0
0
0
0
0
0
0
0
0
0
0
0
0
0
0
0
0
0
0
0
0
0
0
0
0
0
0
0
0
0
0
0
0
0
0
0
0
0
0
0
0
0
0
0
0
0
0
0
0
0
0
0
0
0
0
0
0
0
0
0
0
0
0
0
0
0
0
0
0
0
0
0
0
0
0
0
0
0
0
0
0
0
0
0
0
0
0
0
0
0
0
0
0
0
0
0
0
0
0
0
0
0
0
0
0
0
0
0
0
0
0
0
0
0
0
0
0
0
0
0
0
0
0
0
0
0
0
0
0
0
0
0
0
0
0
0
0
0
0
0
0
0
0
0
0
0
0
0
0
0
0
0
0
0
0
0
0
0
0
0
0
0
0
0
0
0
0
0
0
0
0
0
0
0
0
0
0
0
0
0
0
0
0
0
0
0
0
0
0
0
0
0
0
0
0
0
0
0
0
0
0
0
0
0
0
0
0
0
0
0
0
0
0
0
0
0
0
0
0
0
0
0
0
0
0
0
0
0
0
0
0
0
0
0
0
0
0
0
0
0
0
0
0
0
0
0
0
0
0
0
0
0
0
0
0
0
0
0
0
0
0
0
0
0
0
0
0
0
0
0
0
0
0
0
0
0
0
0
0
0
0
0
0
0
0
0
0
0
0
0
0
0
0
0
0
0
0
0
0
0
0
0
0
0
0
0
0
0
0
0
0
0
0
0
0
0
0
0
0
0
0
0
0
0
0
0
0
0
0
0
0
0
0
0
0
0
0
0
0
0
0
0
0
0
0
0
0
0
0
0
0
0
0
0
0
0
0
0
0
0
0
0
0
0
0
0
0
0
0
0
0
0
0
0
0
0
0
0
0
0
0
0
0
0
0
0
0
0
0
0
0
0
0
0
0
0
0
0
0
0
0
0
0
0
0
0
0
0
0
0
0
0
0
0
0
0
0
0
0
0
0
0
0
0
0
0
0
0
0
0
0
0
0
0
0
0
0
0
0
0
0
0
0
0
0
0
0
0
0
0
0
0
0
0
0
0
0
0
0
0
0
0
0
0
0
0
0
0
0
0
0
0
0
0
0
0
0
0
0
0
0
0
0
0
0
0
0
0
0
0
0
0
0
0
0
0
0
0
0
0
0
0
0
0
0
0
0
0
0
0
0
0
0
0
0
0
0
0
0
0
0
0
0
0
0
0
0
0
0
0
0
0
0
0
0
0
0
0
0
0
0
0
0
0
0
0
0
0
0
0
0
0
0
0
0
0
0
0
0
0
0
0
0
0
0
0
0
0
0
0
0
0
0
0
0
0
0
0
0
0
0
0
0
0
0
0
0
0
0
0
0
0
0
0
0
0
0
0
0
0
0
0
0
0
0
0
0
0
0
0
0
0
0
0
0
0
0
0
0
0
0
0
0
0
0
0
0
0
0
0
0
0
0
0
0
0
0
0
0
0
0
0
0
0
0
0
0
0
0
0
0
0
0
0
0
0
0
0
0
0
0
0
0
0
0
0
0
0
0
0
0
0
0
0
0
0
0
0
0
0
0
0
0
0
0
0
0
0
0
0
0
0
0
0
0
0
0
0
0
0
0
0
0
0
0
0
0
0
0
0
0
0
0
0
0
0
0
0
0
0
0
0
0
0
0
0
0
0
0
0
0
0
0
0
0
0
0
0
0
0
0
0
0
0
0
0
0
0
0
0
0
0
0
0
0
0
0
0
0
0
0
0
0
0
0
0
0
0
0
0
0
0
0
0
0
0
0
0
0
0
0
0
0
0
0
0
0
0
0
0
0
0
0
0
0
0
0
0
0
0
0
0
0
0
0
0
0
0
0
0
0
0
0
0
0
0
0
0
0
0
0
0
0
0
0
0
0
0
0
0
0
0
0
0
0
0
0
0
0
0
0
0
0
0
0
0
0
0
0
0
0
0
0
0
0
0
0
0
0
0
0
0
0
0
0
0
0
0
0
0
0
0
0
0
0
0
0
0
0
0
0
0
0
0
0
0
0
0
0
0
0
0
0
0
0
0
0
0
0
0
0
0
0
0
0
0
0
0
0
0
0
0
0
0
0
0
0
0
0
0
0
0
0
0
0
0
0
0
0
0
0
0
0
0
0
0
0
0
0
0
0
0
0
0
0
0
0
0
0
0
0
0
0
0
0
0
0
0
0
0
0
0
0
0
0
0
0
0
0
0
0
0
0
0
0
0
0
0
0
0
0
0
0
0
0
0
0
0
0
0
0
0
0
0
0
0
0
0
0
0
0
0
0
0
0
0
0
0
0
0
0
0
0
0
0
0
0
0
0
0
0
0
0
0
0
0
0
0
0
0
0
0
0
0
0
0
0
0
0
0
0
0
0
0
0
0
0
0
0
0
0
0
0
0
0
0
0
0
0
0
0
0
0
0
0
0
0
0
0
0
0
0
0
0
0
0
0
0
0
0
0
0
0
0
0
0
0
0
0
0
0
0
0
0
0
0
0
0
0
0
0
0
0
0
0
0
0
0
0
0
0
0
0
0
0
0
0
0
0
0
0
0
0
0
0
0
0
0
0
0
0
0
0
0
0
0
0
0
0
0
0
0
0
0
0
0
0
0
0
0
0
0
0
0
0
0
0
0
0
0
0
0
0
0
0
0
0
0
0
0
0
0
0
0
0
0
0
0
0
0
0
0
0
0
0
0
0
0
0
0
0
0
0
0
0
0
0
0
0
0
0
0
0
0
0
0
0
0
0
0
0
0
0
0
0
0
0
0
0
0
0
0
0
0
0
0
0
0
0
0
0
0
0
0
0
0
0
0
0
0
0
0
0
0
0
0
0
0
0
0
0
0
0
0
0
0
0
0
0
0
0
0
0
0
0
0
0
0
0
0
0
0
0
0
0
0
0
0
0
0
0
0
0
0
0
0
0
0
0
0
0
0
0
0
0
0
0
0
0
0
0
0
0
0
0
0
0
0
0
0
0
0
0
0
0
0
0
0
0
0
0
0
0
0
0
0
0
0
0
0
0
0
0
0
0
0
0
0
0
0
0
0
0
0
0
0
0
0
0
0
0
0
0
0
0
0
0
0
0
0
0
0
0
0
0
0
0
0
0
0
0
0
0
0
0
0
0
0
0
0
0
0
0
0
0
0
0
0
0
0
0
0
0
0
0
0
0
0
0
0
0
0
0
0
0
0
0
0
0
0
0
0
0
0
0
0
0
0
0
0
0
0
0
0
0
0
0
0
0
0
0
0
0
0
0
0
0
0
0
0
0
0
0
0
0
0
0
0
0
0
0
0
0
0
0
0
0
0
0
0
0
0
0
0
0
0
0
0
0
0
0
0
0
0
0
0
0
0
0
0
0
0
0
0
0
0
0
0
0
0
0
0
0
0
0
0
0
0
0
0
0
0
0
0
0
0
0
0
0
0
0
0
0
0
0
0
0
0
0
0
0
0
0
0
0
0
0
0
0
0
0
0
0
0
0
0
0
0
0
0
0
0
0
0
0
0
0
0
0
0
0
0
0
0
0
0
0
0
0
0
0
0
0
0
0
0
0
0
0
0
0
0
0
0
0
0
0
0
0
0
0
0
0
0
0
0
0
0
0
0
0
0
0
0
0
0
0
0
0
0
0
0
0
0
0
0
0
0
0
0
0
0
0
0
0
0
0
0
0
0
0
0
0
0
0
0
0
0
0
0
0
0
0
0
0
0
0
0
0
0
0
0
0
0
0
0
0
0
0
0
0
0
0
0
0
0
0
0
0
0
0
0
0
0
0
0
0
0
0
0
0
0
0
0
0
0
0
0
0
0
0
0
0
0
0
0
0
0
0
0
0
0
0
0
0
0
0
0
0
0
0
0
0
0
0
0
0
0
0
0
0
0
0
0
0
0
0
0
0
0
0
0
0
0
0
0
0
0
0
0
0
0
0
0
0
0
0
0
0
0
0
0
0
0
0
0
0
0
0
0
0
0
0
0
0
0
0
0
0
0
0
0
0
0
0
0
0
0
0
0
0
0
0
0
0
0
0
0
0
0
0
0
0
0
0
0
0
0
0
0
0
0
0
0
0
0
0
0
0
0
0
0
0
0
0
0
0
0
0
0
0
0
0
0
0
0
0
0
0
0
0
0
0
0
0
0
0
0
0
0
0
0
0
0
0
0
0
0
0
0
0
0
0
0
0
0
0
0
0
0
0
0
0
0
0
0
0
0
0
0
0
0
0
0
0
0
0
0
0
0
0
0
0
0
0
0
0
0
0
0
0
0
0
0
0
0
0
0
0
0
0
0
0
0
0
0
0
0
0
0
0
0
0
0
0
0
0
0
0
0
0
0
0
0
0
0
0
0
0
0
0
0
0
0
0
0
0
0
0
0
0
0
0
0
0
0
0
0
0
0
0
0
0
0
0
0
0
0
0
0
0
0
0
0
0
0
0
0
0
0
0
0
0
0
0
0
0
0
0
0
0
0
0
0
0
0
0
0
0
0
0
0
0
0
0
0
0
0
0
0
0
0
0
0
0
0
0
0
0
0
0
0
0
0
0
0
0
0
0
0
0
0
0
0
0
0
0
0
0
0
0
0
0
0
0
0
0
0
0
0
0
0
0
0
0
0
0
0
0
0
0
0
0
0
0
0
0
0
0
0
0
0
0
0
0
0
0
0
0
0
0
0
0
0
0
0
0
0
0
0
0
0
0
0
0
0
0
0
0
0
0
0
0
0
0
0
0
0
0
0
0
0
0
0
0
0
0
0
0
0
0
0
0
0
0
0
0
0
0
0
0
0
0
0
0
0
0
0
0
0
0
0
0
0
0
0
0
0
0
0
0
0
0
0
0
0
0
0
0
0
0
0
0
0
0
0
0
0
0
0
0
0
0
0
0
0
0
0
0
0
0
0
0
0
0
0
0
0
0
0
0
0
0
0
0
0
0
0
0
0
0
0
0
0
0
0
0
0
0
0
0
0
0
0
0
0
0
0
0
0
0
0
0
0
0
0
0
0
0
0
0
0
0
0
0
0
0
0
0
0
0
0
0
0
0
0
0
0
0
0
0
0
0
0
0
0
0
0
0
0
0
0
0
0
0
0
0
0
0
0
0
0
0
0
0
0
0
0
0
0
0
0
0
0
0
0
0
0
0
0
0
0
0
0
0
0
0
0
0
0
0
0
0
0
0
0
0
0
0
0
0
0
0
0
0
0
0
0
0
0
0
0
0
0
0
0
0
0
0
0
0
0
0
0
0
0
0
0
0
0
0
0
0
0
0
0
0
0
0
0
0
0
0
0
0
0
0
0
0
0
0
0
0
0
0
0
0
0
0
0
0
0
0
0
0
0
0
0
0
0
0
0
0
0
0
0
0
0
0
0
0
0
0
0
0
0
0
0
0
0
0
0
0
0
0
0
0
0
0
0
0
0
0
0
0
0
0
0
0
0
0
0
0
0
0
0
0
0
0
0
0
0
0
0
0
0
0
0
0
0
0
0
0
0
0
0
0
0
0
0
0
0
0
0
0
0
0
0
0
0
0
0
0
0
0
0
0
0
0
0
0
0
0
0
0
0
0
0
0
0
0
0
0
0
0
0
0
0
0
0
0
0
0
0
0
0
0
0
0
0
0
0
0
0
0
0
0
0
0
0
0
0
0
0
0
0
0
0
0
0
0
0
0
0
0
0
0
0
0
0
0
0
0
0
0
0
0
0
0
0
0
0
0
0
0
0
0
0
0
0
0
0
0
0
0
0
0
0
0
0
0
0
0
0
0
0
0
0
0
0
0
0
0
0
0
0
0
0
0
0
0
0
0
0
0
0
0
0
0
0
0
0
0
0
0
0
0
0
0
0
0
0
0
0
0
0
0
0
0
0
0
0
0
0
0
0
0
0
0
0
0
0
0
0
0
0
0
0
0
0
0
0
0
0
0
0
0
0
0
0
0
0
0
0
0
0
0
0
0
0
0
0
0
0
0
0
0
0
0
0
0
0
0
0
0
0
0
0
0
0
0
0
0
0
0
0
0
0
0
0
0
0
0
0
0
0
0
0
0
0
0
0
0
0
0
0
0
0
0
0
0
0
0
0
0
0
0
0
0
0
0
0
0
0
0
0
0
0
0
0
0
0
0
0
0
0
0
0
0
0
0
0
0
0
0
0
0
0
0
0
0
0
0
0
0
0
0
0
0
0
0
0
0
0
0
0
0
0
0
0
0
0
0
0
0
0
0
0
0
0
0
0
0
0
0
0
0
0
0
0
0
0
0
0
0
0
0
0
0
0
0
0
0
0
0
0
0
0
0
0
0
0
0
0
0
0
0
0
0
0
0
0
0
0
0
0
0
0
0
0
0
0
0
0
0
0
0
0
0
0
0
0
0
0
0
0
0
0
0
0
0
0
0
0
0
0
0
0
0
0
0
0
0
0
0
0
0
0
0
0
0
0
0
0
0
0
0
0
0
0
0
0
0
0
0
0
0
0
0
0
0
0
0
0
0
0
0
0
0
0
0
0
0
0
0
0
0
0
0
0
0
0
0
0
0
0
0
0
0
0
0
0
0
0
0
0
0
0
0
0
0
0
0
0
0
0
0
0
0
0
0
0
0
0
0
0
0
0
0
0
0
0
0
0
0
0
0
0
0
0
0
0
0
0
0
0
0
0
0
0
0
0
0
0
0
0
0
0
0
0
0
0
0
0
0
0
0
0
0
0
0
0
0
0
0
0
0
0
0
0
0
0
0
0
0
0
0
0
0
0
0
0
0
0
0
0
0
0
0
0
0
0
0
0
0
0
0
0
0
0
0
0
0
0
0
0
0
0
0
0
0
0
0
0
0
0
0
0
0
0
0
0
0
0
0
0
0
0
0
0
0
0
0
0
0
0
0
0
0
0
0
0
0
0
0
0
0
0
0
0
0
0
0
0
0
0
0
0
0
0
0
0
0
0
0
0
0
0
0
0
0
0
0
0
0
0
0
0
0
0
0
0
0
0
0
0
0
0
0
0
0
0
0
0
0
0
0
0
0
0
0
0
0
0
0
0
0
0
0
0
0
0
0
0
0
0
0
0
0
0
0
0
0
0
0
0
0
0
0
0
0
0
0
0
0
0
0
0
0
0
0
0
0
0
0
0
0
0
0
0
0
0
0
0
0
0
0
0
0
0
0
0
0
0
0
0
0
0
0
0
0
0
0
0
0
0
0
0
0
0
0
0
0
0
0
0
0
0
0
0
0
0
0
0
0
0
0
0
0
0
0
0
0
0
0
0
0
0
0
0
0
0
0
0
0
0
0
0
0
0
0
0
0
0
0
0
0
0
0
0
0
0
0
0
0
0
0
0
0
0
0
0
0
0
0
0
0
0
0
0
0
0
0
0
0
0
0
0
0
0
0
0
0
0
0
0
0
0
0
0
0
0
0
0
0
0
0
0
0
0
0
0
0
0
0
0
0
0
0
0
0
0
0
0
0
0
0
0
0
0
0
0
0
0
0
0
0
0
0
0
0
0
0
0
0
0
0
0
0
0
0
0
0
0
0
0
0
0
0
0
0
0
0
0
0
0
0
0
0
0
0
0
0
0
0
0
0
0
0
0
0
0
0
0
0
0
0
0
0
0
0
0
0
0
0
0
0
0
0
0
0
0
0
0
0
0
0
0
0
0
0
0
0
0
0
0
0
0
0
0
0
0
0
0
0
0
0
0
0
0
0
0
0
0
0
0
0
0
0
0
0
0
0
0
0
0
0
0
0
0
0
0
0
0
0
0
0
0
0
0
0
0
0
0
0
0
0
0
0
0
0
0
0
0
0
0
0
0
0
0
0
0
0
0
0
0
0
0
0
0
0
0
0
0
0
0
0
0
0
0
0
0
0
0
0
0
0
0
0
0
0
0
0
0
0
0
0
0
0
0
0
0
0
0
0
0
0
0
0
0
0
0
0
0
0
0
0
0
0
0
0
0
0
0
0
0
0
0
0
0
0
0
0
0
0
0
0
0
0
0
0
0
0
0
0
0
0
0
0
0
0
0
0
0
0
0
0
0
0
0
0
0
0
0
0
0
0
0
0
0
0
0
0
0
0
0
0
0
0
0
0
0
0
0
0
0
0
0
0
0
0
0
0
0
0
0
0
0
0
0
0
0
0
0
0
0
0
0
0
0
0
0
0
0
0
0
0
0
0
0
0
0
0
0
0
0
0
0
0
0
0
0
0
0
0
0
0
0
0
0
0
0
0
0
0
0
0
0
0
0
0
0
0
0
0
0
0
0
0
0
0
0
0
0
0
0
0
0
0
0
0
0
0
0
0
0
0
0
0
0
0
0
0
0
0
0
0
0
0
0
0
0
0
0
0
0
0
0
0
0
0
0
0
0
0
0
0
0
0
0
0
0
0
0
0
0
0
0
0
0
0
0
0
0
0
0
0
0
0
0
0
0
0
0
0
0
0
0
0
0
0
0
0
0
0
0
0
0
0
0
0
0
0
0
0
0
0
0
0
0
0
0
0
0
0
0
0
0
0
0
0
0
0
0
0
0
0
0
0
0
0
0
0
0
0
0
0
0
0
0
0
0
0
0
0
0
0
0
0
0
0
0
0
0
0
0
0
0
0
0
0
0
0
0
0
0
0
0
0
0
0
0
0
0
0
0
0
0
0
0
0
0
0
0
0
0
0
0
0
0
0
0
0
0
0
0
0
0
0
0
0
0
0
0
0
0
0
0
0
0
0
0
0
0
0
0
0
0
0
0
0
0
0
0
0
0
0
0
0
0
0
0
0
0
0
0
0
0
0
0
0
0
0
0
0
0
0
0
0
0
0
0
0
0
0
0
0
0
0
0
0
0
0
0
0
0
0
0
0
0
0
0
0
0
0
0
0
0
0
0
0
0
0
0
0
0
0
0
0
0
0
0
0
0
0
0
0
0
0
0
0
0
0
0
0
0
0
0
0
0
0
0
0
0
0
0
0
0
0
0
0
0
0
0
0
0
0
0
0
0
0
0
0
0
0
0
0
0
0
0
0
0
0
0
0
0
0
0
0
0
0
0
0
0
0
0
0
0
0
0
0
0
0
0
0
0
0
0
0
0
0
0
0
0
0
0
0
0
0
0
0
0
0
0
0
0
0
0
0
0
0
0
0
0
0
0
0
0
0
0
0
0
0
0
0
0
0
0
0
0
0
0
0
0
0
0
0
0
0
0
0
0
0
0
0
0
0
0
0
0
0
0
0
0
0
0
0
0
0
0
0
0
0
0
0
0
0
0
0
0
0
0
0
0
0
0
0
0
0
0
0
0
0
0
0
0
0
0
0
0
0
0
0
0
0
0
0
0
0
0
0
0
0
0
0
0
0
0
0
0
0
0
0
0
0
0
0
0
0
0
0
0
0
0
0
0
0
0
0
0
0
0
0
0
0
0
0
0
0
0
0
0
0
0
0
0
0
0
0
0
0
0
0
0
0
0
0
0
0
0
0
0
0
0
0
0
0
0
0
0
0
0
0
0
0
0
0
0
0
0
0
0
0
0
0
0
0
0
0
0
0
0
0
0
0
0
0
0
0
0
0
0
0
0
0
0
0
0
0
0
0
0
0
0
0
0
0
0
0
0
0
0
0
0
0
0
0
0
0
0
0
0
0
0
0
0
0
0
0
0
0
0
0
0
0
0
0
0
0
0
0
0
0
0
0
0
0
0
0
0
0
0
0
0
0
0
0
0
0
0
0
0
0
0
0
0
0
0
0
0
0
0
0
0
0
0
0
0
0
0
0
0
0
0
0
0
0
0
0
0
0
0
0
0
0
0
0
0
0
0
0
0
0
0
0
0
0
0
0
0
0
0
0
0
0
0
0
0
0
0
0
0
0
0
0
0
0
0
0
0
0
0
0
0
0
0
0
0
0
0
0
0
0
0
0
0
0
0
0
0
0
0
0
0
0
0
0
0
0
0
0
0
0
0
0
0
0
0
0
0
0
0
0
0
0
0
0
0
0
0
0
0
0
0
0
0
0
0
0
0
0
0
0
0
0
0
0
0
0
0
0
0
0
0
0
0
0
0
0
0
0
0
0
0
0
0
0
0
0
0
0
0
0
0
0
0
0
0
0
0
0
0
0
0
0
0
0
0
0
0
0
0
0
0
0
0
0
0
0
0
0
0
0
0
0
0
0
0
0
0
0
0
0
0
0
0
0
0
0
0
0
0
0
0
0
0
0
0
0
0
0
0
0
0
0
0
0
0
0
0
0
0
0
0
0
0
0
0
0
0
0
0
0
0
0
0
0
0
0
0
0
0
0
0
0
0
0
0
0
0
0
0
0
0
0
0
0
0
0
0
0
0
0
0
0
0
0
0
0
0
0
0
0
0
0
0
0
0
0
0
0
0
0
0
0
0
0
0
0
0
0
0
0
0
0
0
0
0
0
0
0
0
0
0
0
0
0
0
0
0
0
0
0
0
0
0
0
0
0
0
0
0
0
0
0
0
0
0
0
0
0
0
0
0
0
0
0
0
0
0
0
0
0
0
0
0
0
0
0
0
0
0
0
0
0
0
0
0
0
0
0
0
0
0
0
0
0
0
0
0
0
0
0
0
0
0
0
0
0
0
0
0
0
0
0
0
0
0
0
0
0
0
0
0
0
0
0
0
0
0
0
0
0
0
0
0
0
0
0
0
0
0
0
0
0
0
0
0
0
0
0
0
0
0
0
0
0
0
0
0
0
0
0
0
0
0
0
0
0
0
0
0
0
0
0
0
0
0
0
0
0
0
0
0
0
0
0
0
0
0
0
0
0
0
0
0
0
0
0
0
0
0
0
0
0
0
0
0
0
0
0
0
0
0
0
0
0
0
0
0
0
0
0
0
0
0
0
0
0
0
0
0
0
0
0
0
0
0
0
0
0
0
0
0
0
0
0
0
0
0
0
0
0
0
0
0
0
0
0
0
0
0
0
0
0
0
0
0
0
0
0
0
0
0
0
0
0
0
0
0
0
0
0
0
0
0
0
0
0
0
0
0
0
0
0
0
0
0
0
0
0
0
0
0
0
0
0
0
0
0
0
0
0
0
0
0
0
0
0
0
0
0
0
0
0
0
0
0
0
0
0
0
0
0
0
0
0
0
0
0
0
0
0
0
0
0
0
0
0
0
0
0
0
0
0
0
0
0
0
0
0
0
0
0
0
0
0
0
0
0
0
0
0
0
0
0
0
0
0
0
0
0
0
0
0
0
0
0
0
0
0
0
0
0
0
0
0
0
0
0
0
0
0
0
0
0
0
0
0
0
0
0
0
0
0
0
0
0
0
0
0
0
0
0
0
0
0
0
0
0
0
0
0
0
0
0
0
0
0
0
0
0
0
0
0
0
0
0
0
0
0
0
0
0
0
0
0
0
0
0
0
0
0
0
0
0
0
0
0
0
0
0
0
0
0
0
0
0
0
0
0
0
0
0
0
0
0
0
0
0
0
0
0
0
0
0
0
0
0
0
0
0
0
0
0
0
0
0
0
0
0
0
0
0
0
0
0
0
0
0
0
0
0
0
0
0
0
0
0
0
0
0
0
0
0
0
0
0
0
0
0
0
0
0
0
0
0
0
0
0
0
0
0
0
0
0
0
0
0
0
0
0
0
0
0
0
0
0
0
0
0
0
0
0
0
0
0
0
0
0
0
0
0
0
0
0
0
0
0
0
0
0
0
0
0
0
0
0
0
0
0
0
0
0
0
0
0
0
0
0
0
0
0
0
0
0
0
0
0
0
0
0
0
0
0
0
0
0
0
0
0
0
0
0
0
0
0
0
0
0
0
0
0
0
0
0
0
0
0
0
0
0
0
0
0
0
0
0
0
0
0
0
0
0
0
0
0
0
0
0
0
0
0
0
0
0
0
0
0
0
0
0
0
0
0
0
0
0
0
0
0
0
0
0
0
0
0
0
0
0
0
0
0
0
0
0
0
0
0
0
0
0
0
0
0
0
0
0
0
0
0
0
0
0
0
0
0
0
0
0
0
0
0
0
0
0
0
0
0
0
0
0
0
0
0
0
0
0
0
0
0
0
0
0
0
0
0
0
0
0
0
0
0
0
0
0
0
0
0
0
0
0
0
0
0
0
0
0
0
0
0
0
0
0
0
0
0
0
0
0
0
0
0
0
0
0
0
0
0
0
0
0
0
0
0
0
0
0
0
0
0
0
0
0
0
0
0
0
0
0
0
0
0
0
0
0
0
0
0
0
0
0
0
0
0
0
0
0
0
0
0
0
0
0
0
0
0
0
0
0
0
0
0
0
0
0
0
0
0
0
0
0
0
0
0
0
0
0
0
0
0
0
0
0
0
0
0
0
0
0
0
0
0
0
0
0
0
0
0
0
0
0
0
0
0
0
0
0
0
0
0
0
0
0
0
0
0
0
0
0
0
0
0
0
0
0
0
0
0
0
0
0
0
0
0
0
0
0
0
0
0
0
0
0
0
0
0
0
0
0
0
0
0
0
0
0
0
0
0
0
0
0
0
0
0
0
0
0
0
0
0
0
0
0
0
0
0
0
0
0
0
0
0
0
0
0
0
0
0
0
0
0
0
0
0
0
0
0
0
0
0
0
0
0
0
0
0
0
0
0
0
0
0
0
0
0
0
0
0
0
0
0
0
0
0
0
0
0
0
0
0
0
0
0
0
0
0
0
0
0
0
0
0
0
0
0
0
0
0
0
0
0
0
0
0
0
0
0
0
0
0
0
0
0
0
0
0
0
0
0
0
0
0
0
0
0
0
0
0
0
0
0
0
0
0
0
0
0
0
0
0
0
0
0
0
0
0
0
0
0
0
0
0
0
0
0
0
0
0
0
0
0
0
0
0
0
0
0
0
0
0
0
0
0
0
0
0
0
0
0
0
0
0
0
0
0
0
0
0
0
0
0
0
0
0
0
0
0
0
0
0
0
0
0
0
0
0
0
0
0
0
0
0
0
0
0
0
0
0
0
0
0
0
0
0
0
0
0
0
0
0
0
0
0
0
0
0
0
0
0
0
0
0
0
0
0
0
0
0
0
0
0
0
0
0
0
0
0
0
0
0
0
0
0
0
0
0
0
0
0
0
0
0
0
0
0
0
0
0
0
0
0
0
0
0
0
0
0
0
0
0
0
0
0
0
0
0
0
0
0
0
0
0
0
0
0
0
0
0
0
0
0
0
0
0
0
0
0
0
0
0
0
0
0
0
0
0
0
0
0
0
0
0
0
0
0
0
0
0
0
0
0
0
0
0
0
0
0
0
0
0
0
0
0
0
0
0
0
0
0
0
0
0
0
0
0
0
0
0
0
0
0
0
0
0
0
0
0
0
0
0
0
0
0
0
0
0
0
0
0
0
0
0
0
0
0
0
0
0
0
0
0
0
0
0
0
0
0
0
0
0
0
0
0
0
0
0
0
0
0
0
0
0
0
0
0
0
0
0
0
0
0
0
0
0
0
0
0
0
0
0
0
0
0
0
0
0
0
0
0
0
0
0
0
0
0
0
0
0
0
0
0
0
0
0
0
0
0
0
0
0
0
0
0
0
0
0
0
0
0
0
0
0
0
0
0
0
0
0
0
0
0
0
0
0
0
0
0
0
0
0
0
0
0
0
0
0
0
0
0
0
0
0
0
0
0
0
0
0
0
0
0
0
0
0
0
0
0
0
0
0
0
0
0
0
0
0
0
0
0
0
0
0
0
0
0
0
0
0
0
0
0
0
0
0
0
0
0
0
0
0
0
0
0
0
0
0
0
0
0
0
0
0
0
0
0
0
0
0
0
0
0
0
0
0
0
0
0
0
0
0
0
0
0
0
0
0
0
0
0
0
0
0
0
0
0
0
0
0
0
0
0
0
0
0
0
0
0
0
0
0
0
0
0
0
0
0
0
0
0
0
0
0
0
0
0
0
0
0
0
0
0
0
0
0
0
0
0
0
0
0
0
0
0
0
0
0
0
0
0
0
0
0
0
0
0
0
0
0
0
0
0
0
0
0
0
0
0
0
0
0
0
0
0
0
0
0
0
0
0
0
0
0
0
0
0
0
0
0
0
0
0
0
0
0
0
0
0
0
0
0
0
0
0
0
0
0
0
0
0
0
0
0
0
0
0
0
0
0
0
0
0
0
0
0
0
0
0
0
0
0
0
0
0
0
0
0
0
0
0
0
0
0
0
0
0
0
0
0
0
0
0
0
0
0
0
0
0
0
0
0
0
0
0
0
0
0
0
0
0
0
0
0
0
0
0
0
0
0
0
0
0
0
0
0
0
0
0
0
0
0
0
0
0
0
0
0
0
0
0
0
0
0
0
0
0
0
0
0
0
0
0
0
0
0
0
0
0
0
0
0
0
0
0
0
0
0
0
0
0
0
0
0
0
0
0
0
0
0
0
0
0
0
0
0
0
0
0
0
0
0
0
0
0
0
0
0
0
0
0
0
0
0
0
0
0
0
0
0
0
0
0
0
0
0
0
0
0
0
0
0
0
0
0
0
0
0
0
0
0
0
0
0
0
0
0
0
0
0
0
0
0
0
0
0
0
0
0
0
0
0
0
0
0
0
0
0
0
0
0
0
0
0
0
0
0
0
0
0
0
0
0
0
0
0
0
0
0
0
0
0
0
0
0
0
0
0
0
0
0
0
0
0
0
0
0
0
0
0
0
0
0
0
0
0
0
0
0
0
0
0
0
0
0
0
0
0
0
0
0
0
0
0
0
0
0
0
0
0
0
0
0
0
0
0
0
0
0
0
0
0
0
0
0
0
0
0
0
0
0
0
0
0
0
0
0
0
0
0
0
0
0
0
0
0
0
0
0
0
0
0
0
0
0
0
0
0
0
0
0
0
0
0
0
0
0
0
0
0
0
0
0
0
0
0
0
0
0
0
0
0
0
0
0
0
0
0
0
0
0
0
0
0
0
0
0
0
0
0
0
0
0
0
0
0
0
0
0
0
0
0
0
0
0
0
0
0
0
0
0
0
0
0
0
0
0
0
0
0
0
0
0
0
0
0
0
0
0
0
0
0
0
0
0
0
0
0
0
0
0
0
0
0
0
0
0
0
0
0
0
0
0
0
0
0
0
0
0
0
0
0
0
0
0
0
0
0
0
0
0
0
0
0
0
0
0
0
0
0
0
0
0
0
0
0
0
0
0
0
0
0
0
0
0
0
0
0
0
0
0
0
0
0
0
0
0
0
0
0
0
0
0
0
0
0
0
0
0
0
0
0
0
0
0
0
0
0
0
0
0
0
0
0
0
0
0
0
0
0
0
0
0
0
0
0
0
0
0
0
0
0
0
0
0
0
0
0
0
0
0
0
0
0
0
0
0
0
0
0
0
0
0
0
0
0
0
0
0
0
0
0
0
0
0
0
0
0
0
0
0
0
0
0
0
0
0
0
0
0
0
0
0
0
0
0
0
0
0
0
0
0
0
0
0
0
0
0
0
0
0
0
0
0
0
0
0
0
0
0
0
0
0
0
0
0
0
0
0
0
0
0
0
0
0
0
0
0
0
0
0
0
0
0
0
0
0
0
0
0
0
0
0
0
0
0
0
0
0
0
0
0
0
0
0
0
0
0
0
0
0
0
0
0
0
0
0
0
0
0
0
0
0
0
0
0
0
0
0
0
0
0
0
0
0
0
0
0
0
0
0
0
0
0
0
0
0
0
0
0
0
0
0
0
0
0
0
0
0
0
0
0
0
0
0
0
0
0
0
0
0
0
0
0
0
0
0
0
0
0
0
0
0
0
0
0
0
0
0
0
0
0
0
0
0
0
0
0
0
0
0
0
0
0
0
0
0
0
0
0
0
0
0
0
0
0
0
0
0
0
0
0
0
0
0
0
0
0
0
0
0
0
0
0
0
0
0
0
0
0
0
0
0
0
0
0
0
0
0
0
0
0
0
0
0
0
0
0
0
0
0
0
0
0
0
0
0
0
0
0
0
0
0
0
0
0
0
0
0
0
0
0
0
0
0
0
0
0
0
0
0
0
0
0
0
0
0
0
0
0
0
0
0
0
0
0
0
0
0
0
0
0
0
0
0
0
0
0
0
0
0
0
0
0
0
0
0
0
0
0
0
0
0
0
0
0
0
0
0
0
0
0
0
0
0
0
0
0
0
0
0
0
0
0
0
0
0
0
0
0
0
0
0
0
0
0
0
0
0
0
0
0
0
0
0
0
0
0
0
0
0
0
0
0
0
0
0
0
0
0
0
0
0
0
0
0
0
0
0
0
0
0
0
0
0
0
0
0
0
0
0
0
0
0
0
0
0
0
0
0
0
0
0
0
0
0
0
0
0
0
0
0
0
0
0
0
0
0
0
0
0
0
0
0
0
0
0
0
0
0
0
0
0
0
0
0
0
0
0
0
0
0
0
0
0
0
0
0
0
0
0
0
0
0
0
0
0
0
0
0
0
0
0
0
0
0
0
0
0
0
0
0
0
0
0
0
0
0
0
0
0
0
0
0
0
0
0
0
0
0
0
0
0
0
0
0
0
0
0
0
0
0
0
0
0
0
0
0
0
0
0
0
0
0
0
0
0
0
0
0
0
0
0
0
0
0
0
0
0
0
0
0
0
0
0
0
0
0
0
0
0
0
0
0
0
0
0
0
0
0
0
0
0
0
0
0
0
0
0
0
0
0
0
0
0
0
0
0
0
0
0
0
0
0
0
0
0
0
0
0
0
0
0
0
0
0
0
0
0
0
0
0
0
0
0
0
0
0
0
0
0
0
0
0
0
0
0
0
0
0
0
0
0
0
0
0
0
0
0
0
0
0
0
0
0
0
0
0
0
0
0
0
0
0
0
0
0
0
0
0
0
0
0
0
0
0
0
0
0
0
0
0
0
0
0
0
0
0
0
0
0
0
0
0
0
0
0
0
0
0
0
0
0
0
0
0
0
0
0
0
0
0
0
0
0
0
0
0
0
0
0
0
0
0
0
0
0
0
0
0
0
0
0
0
0
0
0
0
0
0
0
0
0
0
0
0
0
0
0
0
0
0
0
0
0
0
0
0
0
0
0
0
0
0
0
0
0
0
0
0
0
0
0
0
0
0
0
0
0
0
0
0
0
0
0
0
0
0
0
0
0
0
0
0
0
0
0
0
0
0
0
0
0
0
0
0
0
0
0
0
0
0
0
0
0
0
0
0
0
0
0
0
0
0
0
0
0
0
0
0
0
0
0
0
0
0
0
0
0
0
0
0
0
0
0
0
0
0
0
0
0
0
0
0
0
0
0
0
0
0
0
0
0
0
0
0
0
0
0
0
0
0
0
0
0
0
0
0
0
0
0
0
0
0
0
0
0
0
0
0
0
0
0
0
0
0
0
0
0
0
0
0
0
0
0
0
0
0
0
0
0
0
0
0
0
0
0
0
0
0
0
0
0
0
0
0
0
0
0
0
0
0
0
0
0
0
0
0
0
0
0
0
0
0
0
0
0
0
0
0
0
0
0
0
0
0
0
0
0
0
0
0
0
0
0
0
0
0
0
0
0
0
0
0
0
0
0
0
0
0
0
0
0
0
0
0
0
0
0
0
0
0
0
0
0
0
0
0
0
0
0
0
0
0
0
0
0
0
0
0
0
0
0
0
0
0
0
0
0
0
0
0
0
0
0
0
0
0
0
0
0
0
0
0
0
0
0
0
0
0
0
0
0
0
0
0
0
0
0
0
0
0
0
0
0
0
0
0
0
0
0
0
0
0
0
0
0
0
0
0
0
0
0
0
0
0
0
0
0
0
0
0
0
0
0
0
0
0
0
0
0
0
0
0
0
0
0
0
0
0
0
0
0
0
0
0
0
0
0
0
0
0
0
0
0
0
0
0
0
0
0
0
0
0
0
0
0
0
0
0
0
0
0
0
0
0
0
0
0
0
0
0
0
0
0
0
0
0
0
0
0
0
0
0
0
0
0
0
0
0
0
0
0
0
0
0
0
0
0
0
0
0
0
0
0
0
0
0
0
0
0
0
0
0
0
0
0
0
0
0
0
0
0
0
0
0
0
0
0
0
0
0
0
0
0
0
0
0
0
0
0
0
0
0
0
0
0
0
0
0
0
0
0
0
0
0
0
0
0
0
0
0
0
0
0
0
0
0
0
0
0
0
0
0
0
0
0
0
0
0
0
0
0
0
0
0
0
0
0
0
0
0
0
0
0
0
0
0
0
0
0
0
0
0
0
0
0
0
0
0
0
0
0
0
0
0
0
0
0
0
0
0
0
0
0
0
0
0
0
0
0
0
0
0
0
0
0
0
0
0
0
0
0
0
0
0
0
0
0
0
0
0
0
0
0
0
0
0
0
0
0
0
0
0
0
0
0
0
0
0
0
0
0
0
0
0
0
0
0
0
0
0
0
0
0
0
0
0
0
0
0
0
0
0
0
0
0
0
0
0
0
0
0
0
0
0
0
0
0
0
0
0
0
0
0
0
0
0
0
0
0
0
0
0
0
0
0
0
0
0
0
0
0
0
0
0
0
0
0
0
0
0
0
0
0
0
0
0
0
0
0
0
0
0
0
0
0
0
0
0
0
0
0
0
0
0
0
0
0
0
0
0
0
0
0
0
0
0
0
0
0
0
0
0
0
0
0
0
0
0
0
0
0
0
0
0
0
0
0
0
0
0
0
0
0
0
0
0
0
0
0
0
0
0
0
0
0
0
0
0
0
0
0
0
0
0
0
0
0
0
0
0
0
0
0
0
0
0
0
0
0
0
0
0
0
0
0
0
0
0
0
0
0
0
0
0
0
0
0
0
0
0
0
0
0
0
0
0
0
0
0
0
0
0
0
0
0
0
0
0
0
0
0
0
0
0
0
0
0
0
0
0
0
0
0
0
0
0
0
0
0
0
0
0
0
0
0
0
0
0
0
0
0
0
0
0
0
0
0
0
0
0
0
0
0
0
0
0
0
0
0
0
0
0
0
0
0
0
0
0
0
0
0
0
0
0
0
0
0
0
0
0
0
0
0
0
0
0
0
0
0
0
0
0
0
0
0
0
0
0
0
0
0
0
0
0
0
0
0
0
0
0
0
0
0
0
0
0
0
0
0
0
0
0
0
0
0
0
0
0
0
0
0
0
0
0
0
0
0
0
0
0
0
0
0
0
0
0
0
0
0
0
0
0
0
0
0
0
0
0
0
0
0
0
0
0
0
0
0
0
0
0
0
0
0
0
0
0
0
0
0
0
0
0
0
0
0
0
0
0
0
0
0
0
0
0
0
0
0
0
0
0
0
0
0
0
0
0
0
0
0
0
0
0
0
0
0
0
0
0
0
0
0
0
0
0
0
0
0
0
0
0
0
0
0
0
0
0
0
0
0
0
0
0
0
0
0
0
0
0
0
0
0
0
0
0
0
0
0
0
0
0
0
0
0
0
0
0
0
0
0
0
0
0
0
0
0
0
0
0
0
0
0
0
0
0
0
0
0
0
0
0
0
0
0
0
0
0
0
0
0
0
0
0
0
0
0
0
0
0
0
0
0
0
0
0
0
0
0
0
0
0
0
0
0
0
0
0
0
0
0
0
0
0
0
0
0
0
0
0
0
0
0
0
0
0
0
0
0
0
0
0
0
0
0
0
0
0
0
0
0
0
0
0
0
0
0
0
0
0
0
0
0
0
0
0
0
0
0
0
0
0
0
0
0
0
0
0
0
0
0
0
0
0
0
0
0
0
0
0
0
0
0
0
0
0
0
0
0
0
0
0
0
0
0
0
0
0
0
0
0
0
0
0
0
0
0
0
0
0
0
0
0
0
0
0
0
0
0
0
0
0
0
0
0
0
0
0
0
0
0
0
0
0
0
0
0
0
0
0
0
0
0
0
0
0
0
0
0
0
0
0
0
0
0
0
0
0
0
0
0
0
0
0
0
0
0
0
0
0
0
0
0
0
0
0
0
0
0
0
0
0
0
0
0
0
0
0
0
0
0
0
0
0
0
0
0
0
0
0
0
0
0
0
0
0
0
0
0
0
0
0
0
0
0
0
0
0
0
0
0
0
0
0
0
0
0
0
0
0
0
0
0
0
0
0
0
0
0
0
0
0
0
0
0
0
0
0
0
0
0
0
0
0
0
0
0
0
0
0
0
0
0
0
0
0
0
0
0
0
0
0
0
0
0
0
0
0
0
0
0
0
0
0
0
0
0
0
0
0
0
0
0
0
0
0
0
0
0
0
0
0
0
0
0
0
0
0
0
0
0
0
0
0
0
0
0
0
0
0
0
0
0
0
0
0
0
0
0
0
0
0
0
0
0
0
0
0
0
0
0
0
0
0
0
0
0
0
0
0
0
0
0
0
0
0
0
0
0
0
0
0
0
0
0
0
0
0
0
0
0
0
0
0
0
0
0
0
0
0
0
0
0
0
0
0
0
0
0
0
0
0
0
0
0
0
0
0
0
0
0
0
0
0
0
0
0
0
0
0
0
0
0
0
0
0
0
0
0
0
0
0
0
0
0
0
0
0
0
0
0
0
0
0
0
0
0
0
0
0
0
0
0
0
0
0
0
0
0
0
0
0
0
0
0
0
0
0
0
0
0
0
0
0
0
0
0
0
0
0
0
0
0
0
0
0
0
0
0
0
0
0
0
0
0
0
0
0
0
0
0
0
0
0
0
0
0
0
0
0
0
0
0
0
0
0
0
0
0
0
0
0
0
0
0
0
0
0
0
0
0
0
0
0
0
0
0
0
0
0
0
0
0
0
0
0
0
0
0
0
0
0
0
0
0
0
0
0
0
0
0
0
0
0
0
0
0
0
0
0
0
0
0
0
0
0
0
0
0
0
0
0
0
0
0
0
0
0
0
0
0
0
0
0
0
0
0
0
0
0
0
0
0
0
0
0
0
0
0
0
0
0
0
0
0
0
0
0
0
0
0
0
0
0
0
0
0
0
0
0
0
0
0
0
0
0
0
0
0
0
0
0
0
0
0
0
0
0
0
0
0
0
0
0
0
0
0
0
0
0
0
0
0
0
0
0
0
0
0
0
0
0
0
0
0
0
0
0
0
0
0
0
0
0
0
0
0
0
0
0
0
0
0
0
0
0
0
0
0
0
0
0
0
0
0
0
0
0
0
0
0
0
0
0
0
0
0
0
0
0
0
0
0
0
0
0
0
0
0
0
0
0
0
0
0
0
0
0
0
0
0
0
0
0
0
0
0
0
0
0
0
0
0
0
0
0
0
0
0
0
0
0
0
0
0
0
0
0
0
0
0
0
0
0
0
0
0
0
0
0
0
0
0
0
0
0
0
0
0
0
0
0
0
0
0
0
0
0
0
0
0
0
0
0
0
0
0
0
0
0
0
0
0
0
0
0
0
0
0
0
0
0
0
0
0
0
0
0
0
0
0
0
0
0
0
0
0
0
0
0
0
0
0
0
0
0
0
0
0
0
0
0
0
0
0
0
0
0
0
0
0
0
0
0
0
0
0
0
0
0
0
0
0
0
0
0
0
0
0
0
0
0
0
0
0
0
0
0
0
0
0
0
0
0
0
0
0
0
0
0
0
0
0
0
0
0
0
0
0
0
0
0
0
0
0
0
0
0
0
0
0
0
0
0
0
0
0
0
0
0
0
0
0
0
0
0
0
0
0
0
0
0
0
0
0
0
0
0
0
0
0
0
0
0
0
0
0
0
0
0
0
0
0
0
0
0
0
0
0
0
0
0
0
0
0
0
0
0
0
0
0
0
0
0
0
0
0
0
0
0
0
0
0
0
0
0
0
0
0
0
0
0
0
0
0
0
0
0
0
0
0
0
0
0
0
0
0
0
0
0
0
0
0
0
0
0
0
0
0
0
0
0
0
0
0
0
0
0
0
0
0
0
0
0
0
0
0
0
0
0
0
0
0
0
0
0
0
0
0
0
0
0
0
0
0
0
0
0
0
0
0
0
0
0
0
0
0
0
0
0
0
0
0
0
0
0
0
0
0
0
0
0
0
0
0
0
0
0
0
0
0
0
0
0
0
0
0
0
0
0
0
0
0
0
0
0
0
0
0
0
0
0
0
0
0
0
0
0
0
0
0
0
0
0
0
0
0
0
0
0
0
0
0
0
0
0
0
0
0
0
0
0
0
0
0
0
0
0
0
0
0
0
0
0
0
0
0
0
0
0
0
0
0
0
0
0
0
0
0
0
0
0
0
0
0
0
0
0
0
0
0
0
0
0
0
0
0
0
0
0
0
0
0
0
0
0
0
0
0
0
0
0
0
0
0
0
0
0
0
0
0
0
0
0
0
0
0
0
0
0
0
0
0
0
0
0
0
0
0
0
0
0
0
0
0
0
0
0
0
0
0
0
0
0
0
0
0
0
0
0
0
0
0
0
0
0
0
0
0
0
0
0
0
0
0
0
0
0
0
0
0
0
0
0
0
0
0
0
0
0
0
0
0
0
0
0
0
0
0
0
0
0
0
0
0
0
0
0
0
0
0
0
0
0
0
0
0
0
0
0
0
0
0
0
0
0
0
0
0
0
0
0
0
0
0
0
0
0
0
0
0
0
0
0
0
0
0
0
0
0
0
0
0
0
0
0
0
0
0
0
0
0
0
0
0
0
0
0
0
0
0
0
0
0
0
0
0
0
0
0
0
0
0
0
0
0
0
0
0
0
0
0
0
0
0
0
0
0
0
0
0
0
0
0
0
0
0
0
0
0
0
0
0
0
0
0
0
0
0
0
0
0
0
0
0
0
0
0
0
0
0
0
0
0
0
0
0
0
0
0
0
0
0
0
0
0
0
0
0
0
0
0
0
0
0
0
0
0
0
0
0
0
0
0
0
0
0
0
0
0
0
0
0
0
0
0
0
0
0
0
0
0
0
0
0
0
0
0
0
0
0
0
0
0
0
0
0
0
0
0
0
0
0
0
0
0
0
0
0
0
0
0
0
0
0
0
0
0
0
0
0
0
0
0
0
0
0
0
0
0
0
0
0
0
0
0
0
0
0
0
0
0
0
0
0
0
0
0
0
0
0
0
0
0
0
0
0
0
0
0
0
0
0
0
0
0
0
0
0
0
0
0
0
0
0
0
0
0
0
0
0
0
0
0
0
0
0
0
0
0
0
0
0
0
0
0
0
0
0
0
0
0
0
0
0
0
0
0
0
0
0
0
0
0
0
0
0
0
0
0
0
0
0
0
0
0
0
0
0
0
0
0
0
0
0
0
0
0
0
0
0
0
0
0
0
0
0
0
0
0
0
0
0
0
0
0
0
0
0
0
0
0
0
0
0
0
0
0
0
0
0
0
0
0
0
0
0
0
0
0
0
0
0
0
0
0
0
0
0
0
0
0
0
0
0
0
0
0
0
0
0
0
0
0
0
0
0
0
0
0
0
0
0
0
0
0
0
0
0
0
0
0
0
0
0
0
0
0
0
0
0
0
0
0
0
0
0
0
0
0
0
0
0
0
0
0
0
0
0
0
0
0
0
0
0
0
0
0
0
0
0
0
0
0
0
0
0
0
0
0
0
0
0
0
0
0
0
0
0
0
0
0
0
0
0
0
0
0
0
0
0
0
0
0
0
0
0
0
0
0
0
0
0
0
0
0
0
0
0
0
0
0
0
0
0
0
0
0
0
0
0
0
0
0
0
0
0
0
0
0
0
0
0
0
0
0
0
0
0
0
0
0
0
0
0
0
0
0
0
0
0
0
0
0
0
0
0
0
0
0
0
0
0
0
0
0
0
0
0
0
0
0
0
0
0
0
0
0
0
0
0
0
0
0
0
0
0
0
0
0
0
0
0
0
0
0
0
0
0
0
0
0
0
0
0
0
0
0
0
0
0
0
0
0
0
0
0
0
0
0
0
0
0
0
0
0
0
0
0
0
0
0
0
0
0
0
0
0
0
0
0
0
0
0
0
0
0
0
0
0
0
0
0
0
0
0
0
0
0
0
0
0
0
0
0
0
0
0
0
0
0
0
0
0
0
0
0
0
0
0
0
0
0
0
0
0
0
0
0
0
0
0
0
0
0
0
0
0
0
0
0
0
0
0
0
0
0
0
0
0
0
0
0
0
0
0
0
0
0
0
0
0
0
0
0
0
0
0
0
0
0
0
0
0
0
0
0
0
0
0
0
0
0
0
0
0
0
0
0
0
0
0
0
0
0
0
0
0
0
0
0
0
0
0
0
0
0
0
0
0
0
0
0
0
0
0
0
0
0
0
0
0
0
0
0
0
0
0
0
0
0
0
0
0
0
0
0
0
0
0
0
0
0
0
0
0
0
0
0
0
0
0
0
0
0
0
0
0
0
0
0
0
0
0
0
0
0
0
0
0
0
0
0
0
0
0
0
0
0
0
0
0
0
0
0
0
0
0
0
0
0
0
0
0
0
0
0
0
0
0
0
0
0
0
0
0
0
0
0
0
0
0
0
0
0
0
0
0
0
0
0
0
0
0
0
0
0
0
0
0
0
0
0
0
0
0
0
0
0
0
0
0
0
0
0
0
0
0
0
0
0
0
0
0
0
0
0
0
0
0
0
0
0
0
0
0
0
0
0
0
0
0
0
0
0
0
0
0
0
0
0
0
0
0
0
0
0
0
0
0
0
0
0
0
0
0
0
0
0
0
0
0
0
0
0
0
0
0
0
0
0
0
0
0
0
0
0
0
0
0
0
0
0
0
0
0
0
0
0
0
0
0
0
0
0
0
0
0
0
0
0
0
0
0
0
0
0
0
0
0
0
0
0
0
0
0
0
0
0
0
0
0
0
0
0
0
0
0
0
0
0
0
0
0
0
0
0
0
0
0
0
0
0
0
0
0
0
0
0
0
0
0
0
0
0
0
0
0
0
0
0
0
0
0
0
0
0
0
0
0
0
0
0
0
0
0
0
0
0
0
0
0
0
0
0
0
0
0
0
0
0
0
0
0
0
0
0
0
0
0
0
0
0
0
0
0
0
0
0
0
0
0
0
0
0
0
0
0
0
0
0
0
0
0
0
0
0
0
0
0
0
0
0
0
0
0
0
0
0
0
0
0
0
0
0
0
0
0
0
0
0
0
0
0
0
0
0
0
0
0
0
0
0
0
0
0
0
0
0
0
0
0
0
0
0
0
0
0
0
0
0
0
0
0
0
0
0
0
0
0
0
0
0
0
0
0
0
0
0
0
0
0
0
0
0
0
0
0
0
0
0
0
0
0
0
0
0
0
0
0
0
0
0
0
0
0
0
0
0
0
0
0
0
0
0
0
0
0
0
0
0
0
0
0
0
0
0
0
0
0
0
0
0
0
0
0
0
0
0
0
0
0
0
0
0
0
0
0
0
0
0
0
0
0
0
0
0
0
0
0
0
0
0
0
0
0
0
0
0
0
0
0
0
0
0
0
0
0
0
0
0
0
0
0
0
0
0
0
0
0
0
0
0
0
0
0
0
0
0
0
0
0
0
0
0
0
0
0
0
0
0
0
0
0
0
0
0
0
0
0
0
0
0
0
0
0
0
0
0
0
0
0
0
0
0
0
0
0
0
0
0
0
0
0
0
0
0
0
0
0
0
0
0
0
0
0
0
0
0
0
0
0
0
0
0
0
0
0
0
0
0
0
0
0
0
0
0
0
0
0
0
0
0
0
0
0
0
0
0
0
0
0
0
0
0
0
0
0
0
0
0
0
0
0
0
0
0
0
0
0
0
0
0
0
0
0
0
0
0
0
0
0
0
0
0
0
0
0
0
0
0
0
0
0
0
0
0
0
0
0
0
0
0
0
0
0
0
0
0
0
0
0
0
0
0
0
0
0
0
0
0
0
0
0
0
0
0
0
0
0
0
0
0
0
0
0
0
0
0
0
0
0
0
0
0
0
0
0
0
0
0
0
0
0
0
0
0
0
0
0
0
0
0
0
0
0
0
0
0
0
0
0
0
0
0
0
0
0
0
0
0
0
0
0
0
0
0
0
0
0
0
0
0
0
0
0
0
0
0
0
0
0
0
0
0
0
0
0
0
0
0
0
0
0
0
0
0
0
0
0
0
0
0
0
0
0
0
0
0
0
0
0
0
0
0
0
0
0
0
0
0
0
0
0
0
0
0
0
0
0
0
0
0
0
0
0
0
0
0
0
0
0
0
0
0
0
0
0
0
0
0
0
0
0
0
0
0
0
0
0
0
0
0
0
0
0
0
0
0
0
0
0
0
0
0
0
0
0
0
0
0
0
0
0
0
0
0
0
0
0
0
0
0
0
0
0
0
0
0
0
0
0
0
0
0
0
0
0
0
0
0
0
0
0
0
0
0
0
0
0
0
0
0
0
0
0
0
0
0
0
0
0
0
0
0
0
0
0
0
0
0
0
0
0
0
0
0
0
0
0
0
0
0
0
0
0
0
0
0
0
0
0
0
0
0
0
0
0
0
0
0
0
0
0
0
0
0
0
0
0
0
0
0
0
0
0
0
0
0
0
0
0
0
0
0
0
0
0
0
0
0
0
0
0
0
0
0
0
0
0
0
0
0
0
0
0
0
0
0
0
0
0
0
0
0
0
0
0
0
0
0
0
0
0
0
0
0
0
0
0
0
0
0
0
0
0
0
0
0
0
0
0
0
0
0
0
0
0
0
0
0
0
0
0
0
0
0
0
0
0
0
0
0
0
0
0
0
0
0
0
0
0
0
0
0
0
0
0
0
0
0
0
0
0
0
0
0
0
0
0
0
0
0
0
0
0
0
0
0
0
0
0
0
0
0
0
0
0
0
0
0
0
0
0
0
0
0
0
0
0
0
0
0
0
0
0
0
0
0
0
0
0
0
0
0
0
0
0
0
0
0
0
0
0
0
0
0
0
0
0
0
0
0
0
0
0
0
0
0
0
0
0
0
0
0
0
0
0
0
0
0
0
0
0
0
0
0
0
0
0
0
0
0
0
0
0
0
0
0
0
0
0
0
0
0
0
0
0
0
0
0
0
0
0
0
0
0
0
0
0
0
0
0
0
0
0
0
0
0
0
0
0
0
0
0
0
0
0
0
0
0
0
0
0
0
0
0
0
0
0
0
0
0
0
0
0
0
0
0
0
0
0
0
0
0
0
0
0
0
0
0
0
0
0
0
0
0
0
0
0
0
0
0
0
0
0
0
0
0
0
0
0
0
0
0
0
0
0
0
0
0
0
0
0
0
0
0
0
0
0
0
0
0
0
0
0
0
0
0
0
0
0
0
0
0
0
0
0
0
0
0
0
0
0
0
0
0
0
0
0
0
0
0
0
0
0
0
0
0
0
0
0
0
0
0
0
0
0
0
0
0
0
0
0
0
0
0
0
0
0
0
0
0
0
0
0
0
0
0
0
0
0
0
0
0
0
0
0
0
0
0
0
0
0
0
0
0
0
0
0
0
0
0
0
0
0
0
0
0
0
0
0
0
0
0
0
0
0
0
0
0
0
0
0
0
0
0
0
0
0
0
0
0
0
0
0
0
0
0
0
0
0
0
0
0
0
0
0
0
0
0
0
0
0
0
0
0
0
0
0
0
0
0
0
0
0
0
0
0
0
0
0
0
0
0
0
0
0
0
0
0
0
0
0
0
0
0
0
0
0
0
0
0
0
0
0
0
0
0
0
0
0
0
0
0
0
0
0
0
0
0
0
0
0
0
0
0
0
0
0
0
0
0
0
0
0
0
0
0
0
0
0
0
0
0
0
0
0
0
0
0
0
0
0
0
0
0
0
0
0
0
0
0
0
0
0
0
0
0
0
0
0
0
0
0
0
0
0
0
0
0
0
0
0
0
0
0
0
0
0
0
0
0
0
0
0
0
0
0
0
0
0
0
0
0
0
0
0
0
0
0
0
0
0
0
0
0
0
0
0
0
0
0
0
0
0
0
0
0
0
0
0
0
0
0
0
0
0
0
0
0
0
0
0
0
0
0
0
0
0
0
0
0
0
0
0
0
0
0
0
0
0
0
0
0
0
0
0
0
0
0
0
0
0
0
0
0
0
0
0
0
0
0
0
0
0
0
0
0
0
0
0
0
0
0
0
0
0
0
0
0
0
0
0
0
0
0
0
0
0
0
0
0
0
0
0
0
0
0
0
0
0
0
0
0
0
0
0
0
0
0
0
0
0
0
0
0
0
0
0
0
0
0
0
0
0
0
0
0
0
0
0
0
0
0
0
0
0
0
0
0
0
0
0
0
0
0
0
0
0
0
0
0
0
0
0
0
0
0
0
0
0
0
0
0
0
0
0
0
0
0
0
0
0
0
0
0
0
0
0
0
0
0
0
0
0
0
0
0
0
0
0
0
0
0
0
0
0
0
0
0
0
0
0
0
0
0
0
0
0
0
0
0
0
0
0
0
0
0
0
0
0
0
0
0
0
0
0
0
0
0
0
0
0
0
0
0
0
0
0
0
0
0
0
0
0
0
0
0
0
0
0
0
0
0
0
0
0
0
0
0
0
0
0
0
0
0
0
0
0
0
0
0
0
0
0
0
0
0
0
0
0
0
0
0
0
0
0
0
0
0
0
0
0
0
0
0
0
0
0
0
0
0
0
0
0
0
0
0
0
0
0
0
0
0
0
0
0
0
0
0
0
0
0
0
0
0
0
0
0
0
0
0
0
0
0
0
0
0
0
0
0
0
0
0
0
0
0
0
0
0
0
0
0
0
0
0
0
0
0
0
0
0
0
0
0
0
0
0
0
0
0
0
0
0
0
0
0
0
0
0
0
0
0
0
0
0
0
0
0
0
0
0
0
0
0
0
0
0
0
0
0
0
0
0
0
0
0
0
0
0
0
0
0
0
0
0
0
0
0
0
0
0
0
0
0
0
0
0
0
0
0
0
0
0
0
0
0
0
0
0
0
0
0
0
0
0
0
0
0
0
0
0
0
0
0
0
0
0
0
0
0
0
0
0
0
0
0
0
0
0
0
0
0
0
0
0
0
0
0
0
0
0
0
0
0
0
0
0
0
0
0
0
0
0
0
0
0
0
0
0
0
0
0
0
0
0
0
0
0
0
0
0
0
0
0
0
0
0
0
0
0
0
0
0
0
0
0
0
0
0
0
0
0
0
0
0
0
0
0
0
0
0
0
0
0
0
0
0
0
0
0
0
0
0
0
0
0
0
0
0
0
0
0
0
0
0
0
0
0
0
0
0
0
0
0
0
0
0
0
0
0
0
0
0
0
0
0
0
0
0
0
0
0
0
0
0
0
0
0
0
0
0
0
0
0
0
0
0
0
0
0
0
0
0
0
0
0
0
0
0
0
0
0
0
0
0
0
0
0
0
0
0
0
0
0
0
0
0
0
0
0
0
0
0
0
0
0
0
0
0
0
0
0
0
0
0
0
0
0
0
0
0
0
0
0
0
0
0
0
0
0
0
0
0
0
0
0
0
0
0
0
0
0
0
0
0
0
0
0
0
0
0
0
0
0
0
0
0
0
0
0
0
0
0
0
0
0
0
0
0
0
0
0
0
0
0
0
0
0
0
0
0
0
0
0
0
0
0
0
0
0
0
0
0
0
0
0
0
0
0
0
0
0
0
0
0
0
0
0
0
0
0
0
0
0
0
0
0
0
0
0
0
0
0
0
0
0
0
0
0
0
0
0
0
0
0
0
0
0
0
0
0
0
0
0
0
0
0
0
0
0
0
0
0
0
0
0
0
0
0
0
0
0
0
0
0
0
0
0
0
0
0
0
0
0
0
0
0
0
0
0
0
0
0
0
0
0
0
0
0
0
0
0
0
0
0
0
0
0
0
0
0
0
0
0
0
0
0
0
0
0
0
0
0
0
0
0
0
0
0
0
0
0
0
0
0
0
0
0
0
0
0
0
0
0
0
0
0
0
0
0
0
0
0
0
0
0
0
0
0
0
0
0
0
0
0
0
0
0
0
0
0
0
0
0
0
0
0
0
0
0
0
0
0
0
0
0
0
0
0
0
0
0
0
0
0
0
0
0
0
0
0
0
0
0
0
0
0
0
0
0
0
0
0
0
0
0
0
0
0
0
0
0
0
0
0
0
0
0
0
0
0
0
0
0
0
0
0
0
0
0
0
0
0
0
0
0
0
0
0
0
0
0
0
0
0
0
0
0
0
0
0
0
0
0
0
0
0
0
0
0
0
0
0
0
0
0
0
0
0
0
0
0
0
0
0
0
0
0
0
0
0
0
0
0
0
0
0
0
0
0
0
0
0
0
0
0
0
0
0
0
0
0
0
0
0
0
0
0
0
0
0
0
0
0
0
0
0
0
0
0
0
0
0
0
0
0
0
0
0
0
0
0
0
0
0
0
0
0
0
0
0
0
0
0
0
0
0
0
0
0
0
0
0
0
0
0
0
0
0
0
0
0
0
0
0
0
0
0
0
0
0
0
0
0
0
0
0
0
0
0
0
0
0
0
0
0
0
0
0
0
0
0
0
0
0
0
0
0
0
0
0
0
0
0
0
0
0
0
0
0
0
0
0
0
0
0
0
0
0
0
0
0
0
0
0
0
0
0
0
0
0
0
0
0
0
0
0
0
0
0
0
0
0
0
0
0
0
0
0
0
0
0
0
0
0
0
0
0
0
0
0
0
0
0
0
0
0
0
0
0
0
0
0
0
0
0
0
0
0
0
0
0
0
0
0
0
0
0
0
0
0
0
0
0
0
0
0
0
0
0
0
0
0
0
0
0
0
0
0
0
0
0
0
0
0
0
0
0
0
0
0
0
0
0
0
0
0
0
0
0
0
0
0
0
0
0
0
0
0
0
0
0
0
0
0
0
0
0
0
0
0
0
0
0
0
0
0
0
0
0
0
0
0
0
0
0
0
0
0
0
0
0
0
0
0
0
0
0
0
0
0
0
0
0
0
0
0
0
0
0
0
0
0
0
0
0
0
0
0
0
0
0
0
0
0
0
0
0
0
0
0
0
0
0
0
0
0
0
0
0
0
0
0
0
0
0
0
0
0
0
0
0
0
0
0
0
0
0
0
0
0
0
0
0
0
0
0
0
0
0
0
0
0
0
0
0
0
0
0
0
0
0
0
0
0
0
0
0
0
0
0
0
0
0
0
0
0
0
0
0
0
0
0
0
0
0
0
0
0
0
0
0
0
0
0
0
0
0
0
0
0
0
0
0
0
0
0
0
0
0
0
0
0
0
0
0
0
0
0
0
0
0
0
0
0
0
0
0
0
0
0
0
0
0
0
0
0
0
0
0
0
0
0
0
0
0
0
0
0
0
0
0
0
0
0
0
0
0
0
0
0
0
0
0
0
0
0
0
0
0
0
0
0
0
0
0
0
0
0
0
0
0
0
0
0
0
0
0
0
0
0
0
0
0
0
0
0
0
0
0
0
0
0
0
0
0
0
0
0
0
0
0
0
0
0
0
0
0
0
0
0
0
0
0
0
0
0
0
0
0
0
0
0
0
0
0
0
0
0
0
0
0
0
0
0
0
0
0
0
0
0
0
0
0
0
0
0
0
0
0
0
0
0
0
0
0
0
0
0
0
0
0
0
0
0
0
0
0
0
0
0
0
0
0
0
0
0
0
0
0
0
0
0
0
0
0
0
0
0
0
0
0
0
0
0
0
0
0
0
0
0
0
0
0
0
0
0
0
0
0
0
0
0
0
0
0
0
0
0
0
0
0
0
0
0
0
0
0
0
0
0
0
0
0
0
0
0
0
0
0
0
0
0
0
0
0
0
0
0
0
0
0
0
0
0
0
0
0
0
0
0
0
0
0
0
0
0
0
0
0
0
0
0
0
0
0
0
0
0
0
0
0
0
0
0
0
0
0
0
0
0
0
0
0
0
0
0
0
0
0
0
0
0
0
0
0
0
0
0
0
0
0
0
0
0
0
0
0
0
0
0
0
0
0
0
0
0
0
0
0
0
0
0
0
0
0
0
0
0
0
0
0
0
0
0
0
0
0
0
0
0
0
0
0
0
0
0
0
0
0
0
0
0
0
0
0
0
0
0
0
0
0
0
0
0
0
0
0
0
0
0
0
0
0
0
0
0
0
0
0
0
0
0
0
0
0
0
0
0
0
0
0
0
0
0
0
0
0
0
0
0
0
0
0
0
0
0
0
0
0
0
0
0
0
0
0
0
0
0
0
0
0
0
0
0
0
0
0
0
0
0
0
0
0
0
0
0
0
0
0
0
0
0
0
0
0
0
0
0
0
0
0
0
0
0
0
0
0
0
0
0
0
0
0
0
0
0
0
0
0
0
0
0
0
0
0
0
0
0
0
0
0
0
0
0
0
0
0
0
0
0
0
0
0
0
0
0
0
0
0
0
0
0
0
0
0
0
0
0
0
0
0
0
0
0
0
0
0
0
0
0
0
0
0
0
0
0
0
0
0
0
0
0
0
0
0
0
0
0
0
0
0
0
0
0
0
0
0
0
0
0
0
0
0
0
0
0
0
0
0
0
0
0
0
0
0
0
0
0
0
0
0
0
0
0
0
0
0
0
0
0
0
0
0
0
0
0
0
0
0
0
0
0
0
0
0
0
0
0
0
0
0
0
0
0
0
0
0
0
0
0
0
0
0
0
0
0
0
0
0
0
0
0
0
0
0
0
0
0
0
0
0
0
0
0
0
0
0
0
0
0
0
0
0
0
0
0
0
0
0
0
0
0
0
0
0
0
0
0
0
0
0
0
0
0
0
0
0
0
0
0
0
0
0
0
0
0
0
0
0
0
0
0
0
0
0
0
0
0
0
0
0
0
0
0
0
0
0
0
0
0
0
0
0
0
0
0
0
0
0
0
0
0
0
0
0
0
0
0
0
0
0
0
0
0
0
0
0
0
0
0
0
0
0
0
0
0
0
0
0
0
0
0
0
0
0
0
0
0
0
0
0
0
0
0
0
0
0
0
0
0
0
0
0
0
0
0
0
0
0
0
0
0
0
0
0
0
0
0
0
0
0
0
0
0
0
0
0
0
0
0
0
0
0
0
0
0
0
0
0
0
0
0
0
0
0
0
0
0
0
0
0
0
0
0
0
0
0
0
0
0
0
0
0
0
0
0
0
0
0
0
0
0
0
0
0
0
0
0
0
0
0
0
0
0
0
0
0
0
0
0
0
0
0
0
0
0
0
0
0
0
0
0
0
0
0
0
0
0
0
0
0
0
0
0
0
0
0
0
0
0
0
0
0
0
0
0
0
0
0
0
0
0
0
0
0
0
0
0
0
0
0
0
0
0
0
0
0
0
0
0
0
0
0
0
0
0
0
0
0
0
0
0
0
0
0
0
0
0
0
0
0
0
0
0
0
0
0
0
0
0
0
0
0
0
0
0
0
0
0
0
0
0
0
0
0
0
0
0
0
0
0
0
0
0
0
0
0
0
0
0
0
0
0
0
0
0
0
0
0
0
0
0
0
0
0
0
0
0
0
0
0
0
0
0
0
0
0
0
0
0
0
0
0
0
0
0
0
0
0
0
0
0
0
0
0
0
0
0
0
0
0
0
0
0
0
0
0
0
0
0
0
0
0
0
0
0
0
0
0
0
0
0
0
0
0
0
0
0
0
0
0
0
0
0
0
0
0
0
0
0
0
0
0
0
0
0
0
0
0
0
0
0
0
0
0
0
0
0
0
0
0
0
0
0
0
0
0
0
0
0
0
0
0
0
0
0
0
0
0
0
0
0
0
0
0
0
0
0
0
0
0
0
0
0
0
0
0
0
0
0
0
0
0
0
0
0
0
0
0
0
0
0
0
0
0
0
0
0
0
0
0
0
0
0
0
0
0
0
0
0
0
0
0
0
0
0
0
0
0
0
0
0
0
0
0
0
0
0
0
0
0
0
0
0
0
0
0
0
0
0
0
0
0
0
0
0
0
0
0
0
0
0
0
0
0
0
0
0
0
0
0
0
0
0
0
0
0
0
0
0
0
0
0
0
0
0
0
0
0
0
0
0
0
0
0
0
0
0
0
0
0
0
0
0
0
0
0
0
0
0
0
0
0
0
0
0
0
0
0
0
0
0
0
0
0
0
0
0
0
0
0
0
0
0
0
0
0
0
0
0
0
0
0
0
0
0
0
0
0
0
0
0
0
0
0
0
0
0
0
0
0
0
0
0
0
0
0
0
0
0
0
0
0
0
0
0
0
0
0
0
0
0
0
0
0
0
0
0
0
0
0
0
0
0
0
0
0
0
0
0
0
0
0
0
0
0
0
0
0
0
0
0
0
0
0
0
0
0
0
0
0
0
0
0
0
0
0
0
0
0
0
0
0
0
0
0
0
0
0
0
0
0
0
0
0
0
0
0
0
0
0
0
0
0
0
0
0
0
0
0
0
0
0
0
0
0
0
0
0
0
0
0
0
0
0
0
0
0
0
0
0
0
0
0
0
0
0
0
0
0
0
0
0
0
0
0
0
0
0
0
0
0
0
0
0
0
0
0
0
0
0
0
0
0
0
0
0
0
0
0
0
0
0
0
0
0
0
0
0
0
0
0
0
0
0
0
0
0
0
0
0
0
0
0
0
0
0
0
0
0
0
0
0
0
0
0
0
0
0
0
0
0
0
0
0
0
0
0
0
0
0
0
0
0
0
0
0
0
0
0
0
0
0
0
0
0
0
0
0
0
0
0
0
0
0
0
0
0
0
0
0
0
0
0
0
0
0
0
0
0
0
0
0
0
0
0
0
0
0
0
0
0
0
0
0
0
0
0
0
0
0
0
0
0
0
0
0
0
0
0
0
0
0
0
0
0
0
0
0
0
0
0
0
0
0
0
0
0
0
0
0
0
0
0
0
0
0
0
0
0
0
0
0
0
0
0
0
0
0
0
0
0
0
0
0
0
0
0
0
0
0
0
0
0
0
0
0
0
0
0
0
0
0
0
0
0
0
0
0
0
0
0
0
0
0
0
0
0
0
0
0
0
0
0
0
0
0
0
0
0
0
0
0
0
0
0
0
0
0
0
0
0
0
0
0
0
0
0
0
0
0
0
0
0
0
0
0
0
0
0
0
0
0
0
0
0
0
0
0
0
0
0
0
0
0
0
0
0
0
0
0
0
0
0
0
0
0
0
0
0
0
0
0
0
0
0
0
0
0
0
0
0
0
0
0
0
0
0
0
0
0
0
0
0
0
0
0
0
0
0
0
0
0
0
0
0
0
0
0
0
0
0
0
0
0
0
0
0
0
0
0
0
0
0
0
0
0
0
0
0
0
0
0
0
0
0
0
0
0
0
0
0
0
0
0
0
0
0
0
0
0
0
0
0
0
0
0
0
0
0
0
0
0
0
0
0
0
0
0
0
0
0
0
0
0
0
0
0
0
0
0
0
0
0
0
0
0
0
0
0
0
0
0
0
0
0
0
0
0
0
0
0
0
0
0
0
0
0
0
0
0
0
0
0
0
0
0
0
0
0
0
0
0
0
0
0
0
0
0
0
0
0
0
0
0
0
0
0
0
0
0
0
0
0
0
0
0
0
0
0
0
0
0
0
0
0
0
0
0
0
0
0
0
0
0
0
0
0
0
0
0
0
0
0
0
0
0
0
0
0
0
0
0
0
0
0
0
0
0
0
0
0
0
0
0
0
0
0
0
0
0
0
0
0
0
0
0
0
0
0
0
0
0
0
0
0
0
0
0
0
0
0
0
0
0
0
0
0
0
0
0
0
0
0
0
0
0
0
0
0
0
0
0
0
0
0
0
0
0
0
0
0
0
0
0
0
0
0
0
0
0
0
0
0
0
0
0
0
0
0
0
0
0
0
0
0
0
0
0
0
0
0
0
0
0
0
0
0
0
0
0
0
0
0
0
0
0
0
0
0
0
0
0
0
0
0
0
0
0
0
0
0
0
0
0
0
0
0
0
0
0
0
0
0
0
0
0
0
0
0
0
0
0
0
0
0
0
0
0
0
0
0
0
0
0
0
0
0
0
0
0
0
0
0
0
0
0
0
0
0
0
0
0
0
0
0
0
0
0
0
0
0
0
0
0
0
0
0
0
0
0
0
0
0
0
0
0
0
0
0
0
0
0
0
0
0
0
0
0
0
0
0
0
0
0
0
0
0
0
0
0
0
0
0
0
0
0
0
0
0
0
0
0
0
0
0
0
0
0
0
0
0
0
0
0
0
0
0
0
0
0
0
0
0
0
0
0
0
0
0
0
0
0
0
0
0
0
0
0
0
0
0
0
0
0
0
0
0
0
0
0
0
0
0
0
0
0
0
0
0
0
0
0
0
0
0
0
0
0
0
0
0
0
0
0
0
0
0
0
0
0
0
0
0
0
0
0
0
0
0
0
0
0
0
0
0
0
0
0
0
0
0
0
0
0
0
0
0
0
0
0
0
0
0
0
0
0
0
0
0
0
0
0
0
0
0
0
0
0
0
0
0
0
0
0
0
0
0
0
0
0
0
0
0
0
0
0
0
0
0
0
0
0
0
0
0
0
0
0
0
0
0
0
0
0
0
0
0
0
0
0
0
0
0
0
0
0
0
0
0
0
0
0
0
0
0
0
0
0
0
0
0
0
0
0
0
0
0
0
0
0
0
0
0
0
0
0
0
0
0
0
0
0
0
0
0
0
0
0
0
0
0
0
0
0
0
0
0
0
0
0
0
0
0
0
0
0
0
0
0
0
0
0
0
0
0
0
0
0
0
0
0
0
0
0
0
0
0
0
0
0
0
0
0
0
0
0
0
0
0
0
0
0
0
0
0
0
0
0
0
0
0
0
0
0
0
0
0
0
0
0
0
0
0
0
0
0
0
0
0
0
0
0
0
0
0
0
0
0
0
0
0
0
0
0
0
0
0
0
0
0
0
0
0
0
0
0
0
0
0
0
0
0
0
0
0
0
0
0
0
0
0
0
0
0
0
0
0
0
0
0
0
0
0
0
0
0
0
0
0
0
0
0
0
0
0
0
0
0
0
0
0
0
0
0
0
0
0
0
0
0
0
0
0
0
0
0
0
0
0
0
0
0
0
0
0
0
0
0
0
0
0
0
0
0
0
0
0
0
0
0
0
0
0
0
0
0
0
0
0
0
0
0
0
0
0
0
0
0
0
0
0
0
0
0
0
0
0
0
0
0
0
0
0
0
0
0
0
0
0
0
0
0
0
0
0
0
0
0
0
0
0
0
0
0
0
0
0
0
0
0
0
0
0
0
0
0
0
0
0
0
0
0
0
0
0
0
0
0
0
0
0
0
0
0
0
0
0
0
0
0
0
0
0
0
0
0
0
0
0
0
0
0
0
0
0
0
0
0
0
0
0
0
0
0
0
0
0
0
0
0
0
0
0
0
0
0
0
0
0
0
0
0
0
0
0
0
0
0
0
0
0
0
0
0
0
0
0
0
0
0
0
0
0
0
0
0
0
0
0
0
0
0
0
0
0
0
0
0
0
0
0
0
0
0
0
0
0
0
0
0
0
0
0
0
0
0
0
0
0
0
0
0
0
0
0
0
0
0
0
0
0
0
0
0
0
0
0
0
0
0
0
0
0
0
0
0
0
0
0
0
0
0
0
0
0
0
0
0
0
0
0
0
0
0
0
0
0
0
0
0
0
0
0
0
0
0
0
0
0
0
0
0
0
0
0
0
0
0
0
0
0
0
0
0
0
0
0
0
0
0
0
0
0
0
0
0
0
0
0
0
0
0
0
0
0
0
0
0
0
0
0
0
0
0
0
0
0
0
0
0
0
0
0
0
0
0
0
0
0
0
0
0
0
0
0
0
0
0
0
0
0
0
0
0
0
0
0
0
0
0
0
0
0
0
0
0
0
0
0
0
0
0
0
0
0
0
0
0
0
0
0
0
0
0
0
0
0
0
0
0
0
0
0
0
0
0
0
0
0
0
0
0
0
0
0
0
0
0
0
0
0
0
0
0
0
0
0
0
0
0
0
0
0
0
0
0
0
0
0
0
0
0
0
0
0
0
0
0
0
0
0
0
0
0
0
0
0
0
0
0
0
0
0
0
0
0
0
0
0
0
0
0
0
0
0
0
0
0
0
0
0
0
0
0
0
0
0
0
0
0
0
0
0
0
0
0
0
0
0
0
0
0
0
0
0
0
0
0
0
0
0
0
0
0
0
0
0
0
0
0
0
0
0
0
0
0
0
0
0
0
0
0
0
0
0
0
0
0
0
0
0
0
0
0
0
0
0
0
0
0
0
0
0
0
0
0
0
0
0
0
0
0
0
0
0
0
0
0
0
0
0
0
0
0
0
0
0
0
0
0
0
0
0
0
0
0
0
0
0
0
0
0
0
0
0
0
0
0
0
0
0
0
0
0
0
0
0
0
0
0
0
0
0
0
0
0
0
0
0
0
0
0
0
0
0
0
0
0
0
0
0
0
0
0
0
0
0
0
0
0
0
0
0
0
0
0
0
0
0
0
0
0
0
0
0
0
0
0
0
0
0
0
0
0
0
0
0
0
0
0
0
0
0
0
0
0
0
0
0
0
0
0
0
0
0
0
0
0
0
0
0
0
0
0
0
0
0
0
0
0
0
0
0
0
0
0
0
0
0
0
0
0
0
0
0
0
0
0
0
0
0
0
0
0
0
0
0
0
0
0
0
0
0
0
0
0
0
0
0
0
0
0
0
0
0
0
0
0
0
0
0
0
0
0
0
0
0
0
0
0
0
0
0
0
0
0
0
0
0
0
0
0
0
0
0
0
0
0
0
0
0
0
0
0
0
0
0
0
0
0
0
0
0
0
0
0
0
0
0
0
0
0
0
0
0
0
0
0
0
0
0
0
0
0
0
0
0
0
0
0
0
0
0
0
0
0
0
0
0
0
0
0
0
0
0
0
0
0
0
0
0
0
0
0
0
0
0
0
0
0
0
0
0
0
0
0
0
0
0
0
0
0
0
0
0
0
0
0
0
0
0
0
0
0
0
0
0
0
0
0
0
0
0
0
0
0
0
0
0
0
0
0
0
0
0
0
0
0
0
0
0
0
0
0
0
0
0
0
0
0
0
0
0
0
0
0
0
0
0
0
0
0
0
0
0
0
0
0
0
0
0
0
0
0
0
0
0
0
0
0
0
0
0
0
0
0
0
0
0
0
0
0
0
0
0
0
0
0
0
0
0
0
0
0
0
0
0
0
0
0
0
0
0
0
0
0
0
0
0
0
0
0
0
0
0
0
0
0
0
0
0
0
0
0
0
0
0
0
0
0
0
0
0
0
0
0
0
0
0
0
0
0
0
0
0
0
0
0
0
0
0
0
0
0
0
0
0
0
0
0
0
0
0
0
0
0
0
0
0
0
0
0
0
0
0
0
0
0
0
0
0
0
0
0
0
0
0
0
0
0
0
0
0
0
0
0
0
0
0
0
0
0
0
0
0
0
0
0
0
0
0
0
0
0
0
0
0
0
0
0
0
0
0
0
0
0
0
0
0
0
0
0
0
0
0
0
0
0
0
0
0
0
0
0
0
0
0
0
0
0
0
0
0
0
0
0
0
0
0
0
0
0
0
0
0
0
0
0
0
0
0
0
0
0
0
0
0
0
0
0
0
0
0
0
0
0
0
0
0
0
0
0
0
0
0
0
0
0
0
0
0
0
0
0
0
0
0
0
0
0
0
0
0
0
0
0
0
0
0
0
0
0
0
0
0
0
0
0
0
0
0
0
0
0
0
0
0
0
0
0
0
0
0
0
0
0
0
0
0
0
0
0
0
0
0
0
0
0
0
0
0
0
0
0
0
0
0
0
0
0
0
0
0
0
0
0
0
0
0
0
0
0
0
0
0
0
0
0
0
0
0
0
0
0
0
0
0
0
0
0
0
0
0
0
0
0
0
0
0
0
0
0
0
0
0
0
0
0
0
0
0
0
0
0
0
0
0
0
0
0
0
0
0
0
0
0
0
0
0
0
0
0
0
0
0
0
0
0
0
0
0
0
0
0
0
0
0
0
0
0
0
0
0
0
0
0
0
0
0
0
0
0
0
0
0
0
0
0
0
0
0
0
0
0
0
0
0
0
0
0
0
0
0
0
0
0
0
0
0
0
0
0
0
0
0
0
0
0
0
0
0
0
0
0
0
0
0
0
0
0
0
0
0
0
0
0
0
0
0
0
0
0
0
0
0
0
0
0
0
0
0
0
0
0
0
0
0
0
0
0
0
0
0
0
0
0
0
0
0
0
0
0
0
0
0
0
0
0
0
0
0
0
0
0
0
0
0
0
0
0
0
0
0
0
0
0
0
0
0
0
0
0
0
0
0
0
0
0
0
0
0
0
0
0
0
0
0
0
0
0
0
0
0
0
0
0
0
0
0
0
0
0
0
0
0
0
0
0
0
0
0
0
0
0
0
0
0
0
0
0
0
0
0
0
0
0
0
0
0
0
0
0
0
0
0
0
0
0
0
0
0
0
0
0
0
0
0
0
0
0
0
0
0
0
0
0
0
0
0
0
0
0
0
0
0
0
0
0
0
0
0
0
0
0
0
0
0
0
0
0
0
0
0
0
0
0
0
0
0
0
0
0
0
0
0
0
0
0
0
0
0
0
0
0
0
0
0
0
0
0
0
0
0
0
0
0
0
0
0
0
0
0
0
0
0
0
0
0
0
0
0
0
0
0
0
0
0
0
0
0
0
0
0
0
0
0
0
0
0
0
0
0
0
0
0
0
0
0
0
0
0
0
0
0
0
0
0
0
0
0
0
0
0
0
0
0
0
0
0
0
0
0
0
0
0
0
0
0
0
0
0
0
0
0
0
0
0
0
0
0
0
0
0
0
0
0
0
0
0
0
0
0
0
0
0
0
0
0
0
0
0
0
0
0
0
0
0
0
0
0
0
0
0
0
0
0
0
0
0
0
0
0
0
0
0
0
0
0
0
0
0
0
0
0
0
0
0
0
0
0
0
0
0
0
0
0
0
0
0
0
0
0
0
0
0
0
0
0
0
0
0
0
0
0
0
0
0
0
0
0
0
0
0
0
0
0
0
0
0
0
0
0
0
0
0
0
0
0
0
0
0
0
0
0
0
0
0
0
0
0
0
0
0
0
0
0
0
0
0
0
0
0
0
0
0
0
0
0
0
0
0
0
0
0
0
0
0
0
0
0
0
0
0
0
0
0
0
0
0
0
0
0
0
0
0
0
0
0
0
0
0
0
0
0
0
0
0
0
0
0
0
0
0
0
0
0
0
0
0
0
0
0
0
0
0
0
0
0
0
0
0
0
0
0
0
0
0
0
0
0
0
0
0
0
0
0
0
0
0
0
0
0
0
0
0
0
0
0
0
0
0
0
0
0
0
0
0
0
0
0
0
0
0
0
0
0
0
0
0
0
0
0
0
0
0
0
0
0
0
0
0
0
0
0
0
0
0
0
0
0
0
0
0
0
0
0
0
0
0
0
0
0
0
0
0
0
0
0
0
0
0
0
0
0
0
0
0
0
0
0
0
0
0
0
0
0
0
0
0
0
0
0
0
0
0
0
0
0
0
0
0
0
0
0
0
0
0
0
0
0
0
0
0
0
0
0
0
0
0
0
0
0
0
0
0
0
0
0
0
0
0
0
0
0
0
0
0
0
0
0
0
0
0
0
0
0
0
0
0
0
0
0
0
0
0
0
0
0
0
0
0
0
0
0
0
0
0
0
0
0
0
0
0
0
0
0
0
0
0
0
0
0
0
0
0
0
0
0
0
0
0
0
0
0
0
0
0
0
0
0
0
0
0
0
0
0
0
0
0
0
0
0
0
0
0
0
0
0
0
0
0
0
0
0
0
0
0
0
0
0
0
0
0
0
0
0
0
0
0
0
0
0
0
0
0
0
0
0
0
0
0
0
0
0
0
0
0
0
0
0
0
0
0
0
0
0
0
0
0
0
0
0
0
0
0
0
0
0
0
0
0
0
0
0
0
0
0
0
0
0
0
0
0
0
0
0
0
0
0
0
0
0
0
0
0
0
0
0
0
0
0
0
0
0
0
0
0
0
0
0
0
0
0
0
0
0
0
0
0
0
0
0
0
0
0
0
0
0
0
0
0
0
0
0
0
0
0
0
0
0
0
0
0
0
0
0
0
0
0
0
0
0
0
0
0
0
0
0
0
0
0
0
0
0
0
0
0
0
0
0
0
0
0
0
0
0
0
0
0
0
0
0
0
0
0
0
0
0
0
0
0
0
0
0
0
0
0
0
0
0
0
0
0
0
0
0
0
0
0
0
0
0
0
0
0
0
0
0
0
0
0
0
0
0
0
0
0
0
0
0
0
0
0
0
0
0
0
0
0
0
0
0
0
0
0
0
0
0
0
0
0
0
0
0
0
0
0
0
0
0
0
0
0
0
0
0
0
0
0
0
0
0
0
0
0
0
0
0
0
0
0
0
0
0
0
0
0
0
0
0
0
0
0
0
0
0
0
0
0
0
0
0
0
0
0
0
0
0
0
0
0
0
0
0
0
0
0
0
0
0
0
0
0
0
0
0
0
0
0
0
0
0
0
0
0
0
0
0
0
0
0
0
0
0
0
0
0
0
0
0
0
0
0
0
0
0
0
0
0
0
0
0
0
0
0
0
0
0
0
0
0
0
0
0
0
0
0
0
0
0
0
0
0
0
0
0
0
0
0
0
0
0
0
0
0
0
0
0
0
0
0
0
0
0
0
0
0
0
0
0
0
0
0
0
0
0
0
0
0
0
0
0
0
0
0
0
0
0
0
0
0
0
0
0
0
0
0
0
0
0
0
0
0
0
0
0
0
0
0
0
0
0
0
0
0
0
0
0
0
0
0
0
0
0
0
0
0
0
0
0
0
0
0
0
0
0
0
0
0
0
0
0
0
0
0
0
0
0
0
0
0
0
0
0
0
0
0
0
0
0
0
0
0
0
0
0
0
0
0
0
0
0
0
0
0
0
0
0
0
0
0
0
0
0
0
0
0
0
0
0
0
0
0
0
0
0
0
0
0
0
0
0
0
0
0
0
0
0
0
0
0
0
0
0
0
0
0
0
0
0
0
0
0
0
0
0
0
0
0
0
0
0
0
0
0
0
0
0
0
0
0
0
0
0
0
0
0
0
0
0
0
0
0
0
0
0
0
0
0
0
0
0
0
0
0
0
0
0
0
0
0
0
0
0
0
0
0
0
0
0
0
0
0
0
0
0
0
0
0
0
0
0
0
0
0
0
0
0
0
0
0
0
0
0
0
0
0
0
0
0
0
0
0
0
0
0
0
0
0
0
0
0
0
0
0
0
0
0
0
0
0
0
0
0
0
0
0
0
0
0
0
0
0
0
0
0
0
0
0
0
0
0
0
0
0
0
0
0
0
0
0
0
0
0
0
0
0
0
0
0
0
0
0
0
0
0
0
0
0
0
0
0
0
0
0
0
0
0
0
0
0
0
0
0
0
0
0
0
0
0
0
0
0
0
0
0
0
0
0
0
0
0
0
0
0
0
0
0
0
0
0
0
0
0
0
0
0
0
0
0
0
0
0
0
0
0
0
0
0
0
0
0
0
0
0
0
0
0
0
0
0
0
0
0
0
0
0
0
0
0
0
0
0
0
0
0
0
0
0
0
0
0
0
0
0
0
0
0
0
0
0
0
0
0
0
0
0
0
0
0
0
0
0
0
0
0
0
0
0
0
0
0
0
0
0
0
0
0
0
0
0
0
0
0
0
0
0
0
0
0
0
0
0
0
0
0
0
0
0
0
0
0
0
0
0
0
0
0
0
0
0
0
0
0
0
0
0
0
0
0
0
0
0
0
0
0
0
0
0
0
0
0
0
0
0
0
0
0
0
0
0
0
0
0
0
0
0
0
0
0
0
0
0
0
0
0
0
0
0
0
0
0
0
0
0
0
0
0
0
0
0
0
0
0
0
0
0
0
0
0
0
0
0
0
0
0
0
0
0
0
0
0
0
0
0
0
0
0
0
0
0
0
0
0
0
0
0
0
0
0
0
0
0
0
0
0
0
0
0
0
0
0
0
0
0
0
0
0
0
0
0
0
0
0
0
0
0
0
0
0
0
0
0
0
0
0
0
0
0
0
0
0
0
0
0
0
0
0
0
0
0
0
0
0
0
0
0
0
0
0
0
0
0
0
0
0
0
0
0
0
0
0
0
0
0
0
0
0
0
0
0
0
0
0
0
0
0
0
0
0
0
0
0
0
0
0
0
0
0
0
0
0
0
0
0
0
0
0
0
0
0
0
0
0
0
0
0
0
0
0
0
0
0
0
0
0
0
0
0
0
0
0
0
0
0
0
0
0
0
0
0
0
0
0
0
0
0
0
0
0
0
0
0
0
0
0
0
0
0
0
0
0
0
0
0
0
0
0
0
0
0
0
0
0
0
0
0
0
0
0
0
0
0
0
0
0
0
0
0
0
0
0
0
0
0
0
0
0
0
0
0
0
0
0
0
0
0
0
0
0
0
0
0
0
0
0
0
0
0
0
0
0
0
0
0
0
0
0
0
0
0
0
0
0
0
0
0
0
0
0
0
0
0
0
0
0
0
0
0
0
0
0
0
0
0
0
0
0
0
0
0
0
0
0
0
0
0
0
0
0
0
0
0
0
0
0
0
0
0
0
0
0
0
0
0
0
0
0
0
0
0
0
0
0
0
0
0
0
0
0
0
0
0
0
0
0
0
0
0
0
0
0
0
0
0
0
0
0
0
0
0
0
0
0
0
0
0
0
0
0
0
0
0
0
0
0
0
0
0
0
0
0
0
0
0
0
0
0
0
0
0
0
0
0
0
0
0
0
0
0
0
0
0
0
0
0
0
0
0
0
0
0
0
0
0
0
0
0
0
0
0
0
0
0
0
0
0
0
0
0
0
0
0
0
0
0
0
0
0
0
0
0
0
0
0
0
0
0
0
0
0
0
0
0
0
0
0
0
0
0
0
0
0
0
0
0
0
0
0
0
0
0
0
0
0
0
0
0
0
0
0
0
0
0
0
0
0
0
0
0
0
0
0
0
0
0
0
0
0
0
0
0
0
0
0
0
0
0
0
0
0
0
0
0
0
0
0
0
0
0
0
0
0
0
0
0
0
0
0
0
0
0
0
0
0
0
0
0
0
0
0
0
0
0
0
0
0
0
0
0
0
0
0
0
0
0
0
0
0
0
0
0
0
0
0
0
0
0
0
0
0
0
0
0
0
0
0
0
0
0
0
0
0
0
0
0
0
0
0
0
0
0
0
0
0
0
0
0
0
0
0
0
0
0
0
0
0
0
0
0
0
0
0
0
0
0
0
0
0
0
0
0
0
0
0
0
0
0
0
0
0
0
0
0
0
0
0
0
0
0
0
0
0
0
0
0
0
0
0
0
0
0
0
0
0
0
0
0
0
0
0
0
0
0
0
0
0
0
0
0
0
0
0
0
0
0
0
0
0
0
0
0
0
0
0
0
0
0
0
0
0
0
0
0
0
0
0
0
0
0
0
0
0
0
0
0
0
0
0
0
0
0
0
0
0
0
0
0
0
0
0
0
0
0
0
0
0
0
0
0
0
0
0
0
0
0
0
0
0
0
0
0
0
0
0
0
0
0
0
0
0
0
0
0
0
0
0
0
0
0
0
0
0
0
0
0
0
0
0
0
0
0
0
0
0
0
0
0
0
0
0
0
0
0
0
0
0
0
0
0
0
0
0
0
0
0
0
0
0
0
0
0
0
0
0
0
0
0
0
0
0
0
0
0
0
0
0
0
0
0
0
0
0
0
0
0
0
0
0
0
0
0
0
0
0
0
0
0
0
0
0
0
0
0
0
0
0
0
0
0
0
0
0
0
0
0
0
0
0
0
0
0
0
0
0
0
0
0
0
0
0
0
0
0
0
0
0
0
0
0
0
0
0
0
0
0
0
0
0
0
0
0
0
0
0
0
0
0
0
0
0
0
0
0
0
0
0
0
0
0
0
0
0
0
0
0
0
0
0
0
0
0
0
0
0
0
0
0
0
0
0
0
0
0
0
0
0
0
0
0
0
0
0
0
0
0
0
0
0
0
0
0
0
0
0
0
0
0
0
0
0
0
0
0
0
0
0
0
0
0
0
0
0
0
0
0
0
0
0
0
0
0
0
0
0
0
0
0
0
0
0
0
0
0
0
0
0
0
0
0
0
0
0
0
0
0
0
0
0
0
0
0
0
0
0
0
0
0
0
0
0
0
0
0
0
0
0
0
0
0
0
0
0
0
0
0
0
0
0
0
0
0
0
0
0
0
0
0
0
0
0
0
0
0
0
0
0
0
0
0
0
0
0
0
0
0
0
0
0
0
0
0
0
0
0
0
0
0
0
0
0
0
0
0
0
0
0
0
0
0
0
0
0
0
0
0
0
0
0
0
0
0
0
0
0
0
0
0
0
0
0
0
0
0
0
0
0
0
0
0
0
0
0
0
0
0
0
0
0
0
0
0
0
0
0
0
0
0
0
0
0
0
0
0
0
0
0
0
0
0
0
0
0
0
0
0
0
0
0
0
0
0
0
0
0
0
0
0
0
0
0
0
0
0
0
0
0
0
0
0
0
0
0
0
0
0
0
0
0
0
0
0
0
0
0
0
0
0
0
0
0
0
0
0
0
0
0
0
0
0
0
0
0
0
0
0
0
0
0
0
0
0
0
0
0
0
0
0
0
0
0
0
0
0
0
0
0
0
0
0
0
0
0
0
0
0
0
0
0
0
0
0
0
0
0
0
0
0
0
0
0
0
0
0
0
0
0
0
0
0
0
0
0
0
0
0
0
0
0
0
0
0
0
0
0
0
0
0
0
0
0
0
0
0
0
0
0
0
0
0
0
0
0
0
0
0
0
0
0
0
0
0
0
0
0
0
0
0
0
0
0
0
0
0
0
0
0
0
0
0
0
0
0
0
0
0
0
0
0
0
0
0
0
0
0
0
0
0
0
0
0
0
0
0
0
0
0
0
0
0
0
0
0
0
0
0
0
0
0
0
0
0
0
0
0
0
0
0
0
0
0
0
0
0
0
0
0
0
0
0
0
0
0
0
0
0
0
0
0
0
0
0
0
0
0
0
0
0
0
0
0
0
0
0
0
0
0
0
0
0
0
0
0
0
0
0
0
0
0
0
0
0
0
0
0
0
0
0
0
0
0
0
0
0
0
0
0
0
0
0
0
0
0
0
0
0
0
0
0
0
0
0
0
0
0
0
0
0
0
0
0
0
0
0
0
0
0
0
0
0
0
0
0
0
0
0
0
0
0
0
0
0
0
0
0
0
0
0
0
0
0
0
0
0
0
0
0
0
0
0
0
0
0
0
0
0
0
0
0
0
0
0
0
0
0
0
0
0
0
0
0
0
0
0
0
0
0
0
0
0
0
0
0
0
0
0
0
0
0
0
0
0
0
0
0
0
0
0
0
0
0
0
0
0
0
0
0
0
0
0
0
0
0
0
0
0
0
0
0
0
0
0
0
0
0
0
0
0
0
0
0
0
0
0
0
0
0
0
0
0
0
0
0
0
0
0
0
0
0
0
0
0
0
0
0
0
0
0
0
0
0
0
0
0
0
0
0
0
0
0
0
0
0
0
0
0
0
0
0
0
0
0
0
0
0
0
0
0
0
0
0
0
0
0
0
0
0
0
0
0
0
0
0
0
0
0
0
0
0
0
0
0
0
0
0
0
0
0
0
0
0
0
0
0
0
0
0
0
0
0
0
0
0
0
0
0
0
0
0
0
0
0
0
0
0
0
0
0
0
0
0
0
0
0
0
0
0
0
0
0
0
0
0
0
0
0
0
0
0
0
0
0
0
0
0
0
0
0
0
0
0
0
0
0
0
0
0
0
0
0
0
0
0
0
0
0
0
0
0
0
0
0
0
0
0
0
0
0
0
0
0
0
0
0
0
0
0
0
0
0
0
0
0
0
0
0
0
0
0
0
0
0
0
0
0
0
0
0
0
0
0
0
0
0
0
0
0
0
0
0
0
0
0
0
0
0
0
0
0
0
0
0
0
0
0
0
0
0
0
0
0
0
0
0
0
0
0
0
0
0
0
0
0
0
0
0
0
0
0
0
0
0
0
0
0
0
0
0
0
0
0
0
0
0
0
0
0
0
0
0
0
0
0
0
0
0
0
0
0
0
0
0
0
0
0
0
0
0
0
0
0
0
0
0
0
0
0
0
0
0
0
0
0
0
0
0
0
0
0
0
0
0
0
0
0
0
0
0
0
0
0
0
0
0
0
0
0
0
0
0
0
0
0
0
0
0
0
0
0
0
0
0
0
0
0
0
0
0
0
0
0
0
0
0
0
0
0
0
0
0
0
0
0
0
0
0
0
0
0
0
0
0
0
0
0
0
0
0
0
0
0
0
0
0
0
0
0
0
0
0
0
0
0
0
0
0
0
0
0
0
0
0
0
0
0
0
0
0
0
0
0
0
0
0
0
0
0
0
0
0
0
0
0
0
0
0
0
0
0
0
0
0
0
0
0
0
0
0
0
0
0
0
0
0
0
0
0
0
0
0
0
0
0
0
0
0
0
0
0
0
0
0
0
0
0
0
0
0
0
0
0
0
0
0
0
0
0
0
0
0
0
0
0
0
0
0
0
0
0
0
0
0
0
0
0
0
0
0
0
0
0
0
0
0
0
0
0
0
0
0
0
0
0
0
0
0
0
0
0
0
0
0
0
0
0
0
0
0
0
0
0
0
0
0
0
0
0
0
0
0
0
0
0
0
0
0
0
0
0
0
0
0
0
0
0
0
0
0
0
0
0
0
0
0
0
0
0
0
0
0
0
0
0
0
0
0
0
0
0
0
0
0
0
0
0
0
0
0
0
0
0
0
0
0
0
0
0
0
0
0
0
0
0
0
0
0
0
0
0
0
0
0
0
0
0
0
0
0
0
0
0
0
0
0
0
0
0
0
0
0
0
0
0
0
0
0
0
0
0
0
0
0
0
0
0
0
0
0
0
0
0
0
0
0
0
0
0
0
0
0
0
0
0
0
0
0
0
0
0
0
0
0
0
0
0
0
0
0
0
0
0
0
0
0
0
0
0
0
0
0
0
0
0
0
0
0
0
0
0
0
0
0
0
0
0
0
0
0
0
0
0
0
0
0
0
0
0
0
0
0
0
0
0
0
0
0
0
0
0
0
0
0
0
0
0
0
0
0
0
0
0
0
0
0
0
0
0
0
0
0
0
0
0
0
0
0
0
0
0
0
0
0
0
0
0
0
0
0
0
0
0
0
0
0
0
0
0
0
0
0
0
0
0
0
0
0
0
0
0
0
0
0
0
0
0
0
0
0
0
0
0
0
0
0
0
0
0
0
0
0
0
0
0
0
0
0
0
0
0
0
0
0
0
0
0
0
0
0
0
0
0
0
0
0
0
0
0
0
0
0
0
0
0
0
0
0
0
0
0
0
0
0
0
0
0
0
0
0
0
0
0
0
0
0
0
0
0
0
0
0
0
0
0
0
0
0
0
0
0
0
0
0
0
0
0
0
0
0
0
0
0
0
0
0
0
0
0
0
0
0
0
0
0
0
0
0
0
0
0
0
0
0
0
0
0
0
0
0
0
0
0
0
0
0
0
0
0
0
0
0
0
0
0
0
0
0
0
0
0
0
0
0
0
0
0
0
0
0
0
0
0
0
0
0
0
0
0
0
0
0
0
0
0
0
0
0
0
0
0
0
0
0
0
0
0
0
0
0
0
0
0
0
0
0
0
0
0
0
0
0
0
0
0
0
0
0
0
0
0
0
0
0
0
0
0
0
0
0
0
0
0
0
0
0
0
0
0
0
0
0
0
0
0
0
0
0
0
0
0
0
0
0
0
0
0
0
0
0
0
0
0
0
0
0
0
0
0
0
0
0
0
0
0
0
0
0
0
0
0
0
0
0
0
0
0
0
0
0
0
0
0
0
0
0
0
0
0
0
0
0
0
0
0
0
0
0
0
0
0
0
0
0
0
0
0
0
0
0
0
0
0
0
0
0
0
0
0
0
0
0
0
0
0
0
0
0
0
0
0
0
0
0
0
0
0
0
0
0
0
0
0
0
0
0
0
0
0
0
0
0
0
0
0
0
0
0
0
0
0
0
0
0
0
0
0
0
0
0
0
0
0
0
0
0
0
0
0
0
0
0
0
0
0
0
0
0
0
0
0
0
0
0
0
0
0
0
0
0
0
0
0
0
0
0
0
0
0
0
0
0
0
0
0
0
0
0
0
0
0
0
0
0
0
0
0
0
0
0
0
0
0
0
0
0
0
0
0
0
0
0
0
0
0
0
0
0
0
0
0
0
0
0
0
0
0
0
0
0
0
0
0
0
0
0
0
0
0
0
0
0
0
0
0
0
0
0
0
0
0
0
0
0
0
0
0
0
0
0
0
0
0
0
0
0
0
0
0
0
0
0
0
0
0
0
0
0
0
0
0
0
0
0
0
0
0
0
0
0
0
0
0
0
0
0
0
0
0
0
0
0
0
0
0
0
0
0
0
0
0
0
0
0
0
0
0
0
0
0
0
0
0
0
0
0
0
0
0
0
0
0
0
0
0
0
0
0
0
0
0
0
0
0
0
0
0
0
0
0
0
0
0
0
0
0
0
0
0
0
0
0
0
0
0
0
0
0
0
0
0
0
0
0
0
0
0
0
0
0
0
0
0
0
0
0
0
0
0
0
0
0
0
0
0
0
0
0
0
0
0
0
0
0
0
0
0
0
0
0
0
0
0
0
0
0
0
0
0
0
0
0
0
0
0
0
0
0
0
0
0
0
0
0
0
0
0
0
0
0
0
0
0
0
0
0
0
0
0
0
0
0
0
0
0
0
0
0
0
0
0
0
0
0
0
0
0
0
0
0
0
0
0
0
0
0
0
0
0
0
0
0
0
0
0
0
0
0
0
0
0
0
0
0
0
0
0
0
0
0
0
0
0
0
0
0
0
0
0
0
0
0
0
0
0
0
0
0
0
0
0
0
0
0
0
0
0
0
0
0
0
0
0
0
0
0
0
0
0
0
0
0
0
0
0
0
0
0
0
0
0
0
0
0
0
0
0
0
0
0
0
0
0
0
0
0
0
0
0
0
0
0
0
0
0
0
0
0
0
0
0
0
0
0
0
0
0
0
0
0
0
0
0
0
0
0
0
0
0
0
0
0
0
0
0
0
0
0
0
0
0
0
0
0
0
0
0
0
0
0
0
0
0
0
0
0
0
0
0
0
0
0
0
0
0
0
0
0
0
0
0
0
0
0
0
0
0
0
0
0
0
0
0
0
0
0
0
0
0
0
0
0
0
0
0
0
0
0
0
0
0
0
0
0
0
0
0
0
0
0
0
0
0
0
0
0
0
0
0
0
0
0
0
0
0
0
0
0
0
0
0
0
0
0
0
0
0
0
0
0
0
0
0
0
0
0
0
0
0
0
0
0
0
0
0
0
0
0
0
0
0
0
0
0
0
0
0
0
0
0
0
0
0
0
0
0
0
0
0
0
0
0
0
0
0
0
0
0
0
0
0
0
0
0
0
0
0
0
0
0
0
0
0
0
0
0
0
0
0
0
0
0
0
0
0
0
0
0
0
0
0
0
0
0
0
0
0
0
0
0
0
0
0
0
0
0
0
0
0
0
0
0
0
0
0
0
0
0
0
0
0
0
0
0
0
0
0
0
0
0
0
0
0
0
0
0
0
0
0
0
0
0
0
0
0
0
0
0
0
0
0
0
0
0
0
0
0
0
0
0
0
0
0
0
0
0
0
0
0
0
0
0
0
0
0
0
0
0
0
0
0
0
0
0
0
0
0
0
0
0
0
0
0
0
0
0
0
0
0
0
0
0
0
0
0
0
0
0
0
0
0
0
0
0
0
0
0
0
0
0
0
0
0
0
0
0
0
0
0
0
0
0
0
0
0
0
0
0
0
0
0
0
0
0
0
0
0
0
0
0
0
0
0
0
0
0
0
0
0
0
0
0
0
0
0
0
0
0
0
0
0
0
0
0
0
0
0
0
0
0
0
0
0
0
0
0
0
0
0
0
0
0
0
0
0
0
0
0
0
0
0
0
0
0
0
0
0
0
0
0
0
0
0
0
0
0
0
0
0
0
0
0
0
0
0
0
0
0
0
0
0
0
0
0
0
0
0
0
0
0
0
0
0
0
0
0
0
0
0
0
0
0
0
0
0
0
0
0
0
0
0
0
0
0
0
0
0
0
0
0
0
0
0
0
0
0
0
0
0
0
0
0
0
0
0
0
0
0
0
0
0
0
0
0
0
0
0
0
0
0
0
0
0
0
0
0
0
0
0
0
0
0
0
0
0
0
0
0
0
0
0
0
0
0
0
0
0
0
0
0
0
0
0
0
0
0
0
0
0
0
0
0
0
0
0
0
0
0
0
0
0
0
0
0
0
0
0
0
0
0
0
0
0
0
0
0
0
0
0
0
0
0
0
0
0
0
0
0
0
0
0
0
0
0
0
0
0
0
0
0
0
0
0
0
0
0
0
0
0
0
0
0
0
0
0
0
0
0
0
0
0
0
0
0
0
0
0
0
0
0
0
0
0
0
0
0
0
0
0
0
0
0
0
0
0
0
0
0
0
0
0
0
0
0
0
0
0
0
0
0
0
0
0
0
0
0
0
0
0
0
0
0
0
0
0
0
0
0
0
0
0
0
0
0
0
0
0
0
0
0
0
0
0
0
0
0
0
0
0
0
0
0
0
0
0
0
0
0
0
0
0
0
0
0
0
0
0
0
0
0
0
0
0
0
0
0
0
0
0
0
0
0
0
0
0
0
0
0
0
0
0
0
0
0
0
0
0
0
0
0
0
0
0
0
0
0
0
0
0
0
0
0
0
0
0
0
0
0
0
0
0
0
0
0
0
0
0
0
0
0
0
0
0
0
0
0
0
0
0
0
0
0
0
0
0
0
0
0
0
0
0
0
0
0
0
0
0
0
0
0
0
0
0
0
0
0
0
0
0
0
0
0
0
0
0
0
0
0
0
0
0
0
0
0
0
0
0
0
0
0
0
0
0
0
0
0
0
0
0
0
0
0
0
0
0
0
0
0
0
0
0
0
0
0
0
0
0
0
0
0
0
0
0
0
0
0
0
0
0
0
0
0
0
0
0
0
0
0
0
0
0
0
0
0
0
0
0
0
0
0
0
0
0
0
0
0
0
0
0
0
0
0
0
0
0
0
0
0
0
0
0
0
0
0
0
0
0
0
0
0
0
0
0
0
0
0
0
0
0
0
0
0
0
0
0
0
0
0
0
0
0
0
0
0
0
0
0
0
0
0
0
0
0
0
0
0
0
0
0
0
0
0
0
0
0
0
0
0
0
0
0
0
0
0
0
0
0
0
0
0
0
0
0
0
0
0
0
0
0
0
0
0
0
0
0
0
0
0
0
0
0
0
0
0
0
0
0
0
0
0
0
0
0
0
0
0
0
0
0
0
0
0
0
0
0
0
0
0
0
0
0
0
0
0
0
0
0
0
0
0
0
0
0
0
0
0
0
0
0
0
0
0
0
0
0
0
0
0
0
0
0
0
0
0
0
0
0
0
0
0
0
0
0
0
0
0
0
0
0
0
0
0
0
0
0
0
0
0
0
0
0
0
0
0
0
0
0
0
0
0
0
0
0
0
0
0
0
0
0
0
0
0
0
0
0
0
0
0
0
0
0
0
0
0
0
0
0
0
0
0
0
0
0
0
0
0
0
0
0
0
0
0
0
0
0
0
0
0
0
0
0
0
0
0
0
0
0
0
0
0
0
0
0
0
0
0
0
0
0
0
0
0
0
0
0
0
0
0
0
0
0
0
0
0
0
0
0
0
0
0
0
0
0
0
0
0
0
0
0
0
0
0
0
0
0
0
0
0
0
0
0
0
0
0
0
0
0
0
0
0
0
0
0
0
0
0
0
0
0
0
0
0
0
0
0
0
0
0
0
0
0
0
0
0
0
0
0
0
0
0
0
0
0
0
0
0
0
0
0
0
0
0
0
0
0
0
0
0
0
0
0
0
0
0
0
0
0
0
0
0
0
0
0
0
0
0
0
0
0
0
0
0
0
0
0
0
0
0
0
0
0
0
0
0
0
0
0
0
0
0
0
0
0
0
0
0
0
0
0
0
0
0
0
0
0
0
0
0
0
0
0
0
0
0
0
0
0
0
0
0
0
0
0
0
0
0
0
0
0
0
0
0
0
0
0
0
0
0
0
0
0
0
0
0
0
0
0
0
0
0
0
0
0
0
0
0
0
0
0
0
0
0
0
0
0
0
0
0
0
0
0
0
0
0
0
0
0
0
0
0
0
0
0
0
0
0
0
0
0
0
0
0
0
0
0
0
0
0
0
0
0
0
0
0
0
0
0
0
0
0
0
0
0
0
0
0
0
0
0
0
0
0
0
0
0
0
0
0
0
0
0
0
0
0
0
0
0
0
0
0
0
0
0
0
0
0
0
0
0
0
0
0
0
0
0
0
0
0
0
0
0
0
0
0
0
0
0
0
0
0
0
0
0
0
0
0
0
0
0
0
0
0
0
0
0
0
0
0
0
0
0
0
0
0
0
0
0
0
0
0
0
0
0
0
0
0
0
0
0
0
0
0
0
0
0
0
0
0
0
0
0
0
0
0
0
0
0
0
0
0
0
0
0
0
0
0
0
0
0
0
0
0
0
0
0
0
0
0
0
0
0
0
0
0
0
0
0
0
0
0
0
0
0
0
0
0
0
0
0
0
0
0
0
0
0
0
0
0
0
0
0
0
0
0
0
0
0
0
0
0
0
0
0
0
0
0
0
0
0
0
0
0
0
0
0
0
0
0
0
0
0
0
0
0
0
0
0
0
0
0
0
0
0
0
0
0
0
0
0
0
0
0
0
0
0
0
0
0
0
0
0
0
0
0
0
0
0
0
0
0
0
0
0
0
0
0
0
0
0
0
0
0
0
0
0
0
0
0
0
0
0
0
0
0
0
0
0
0
0
0
0
0
0
0
0
0
0
0
0
0
0
0
0
0
0
0
0
0
0
0
0
0
0
0
0
0
0
0
0
0
0
0
0
0
0
0
0
0
0
0
0
0
0
0
0
0
0
0
0
0
0
0
0
0
0
0
0
0
0
0
0
0
0
0
0
0
0
0
0
0
0
0
0
0
0
0
0
0
0
0
0
0
0
0
0
0
0
0
0
0
0
0
0
0
0
0
0
0
0
0
0
0
0
0
0
0
0
0
0
0
0
0
0
0
0
0
0
0
0
0
0
0
0
0
0
0
0
0
0
0
0
0
0
0
0
0
0
0
0
0
0
0
0
0
0
0
0
0
0
0
0
0
0
0
0
0
0
0
0
0
0
0
0
0
0
0
0
0
0
0
0
0
0
0
0
0
0
0
0
0
0
0
0
0
0
0
0
0
0
0
0
0
0
0
0
0
0
0
0
0
0
0
0
0
0
0
0
0
0
0
0
0
0
0
0
0
0
0
0
0
0
0
0
0
0
0
0
0
0
0
0
0
0
0
0
0
0
0
0
0
0
0
0
0
0
0
0
0
0
0
0
0
0
0
0
0
0
0
0
0
0
0
0
0
0
0
0
0
0
0
0
0
0
0
0
0
0
0
0
0
0
0
0
0
0
0
0
0
0
0
0
0
0
0
0
0
0
0
0
0
0
0
0
0
0
0
0
0
0
0
0
0
0
0
0
0
0
0
0
0
0
0
0
0
0
0
0
0
0
0
0
0
0
0
0
0
0
0
0
0
0
0
0
0
0
0
0
0
0
0
0
0
0
0
0
0
0
0
0
0
0
0
0
0
0
0
0
0
0
0
0
0
0
0
0
0
0
0
0
0
0
0
0
0
0
0
0
0
0
0
0
0
0
0
0
0
0
0
0
0
0
0
0
0
0
0
0
0
0
0
0
0
0
0
0
0
0
0
0
0
0
0
0
0
0
0
0
0
0
0
0
0
0
0
0
0
0
0
0
0
0
0
0
0
0
0
0
0
0
0
0
0
0
0
0
0
0
0
0
0
0
0
0
0
0
0
0
0
0
0
0
0
0
0
0
0
0
0
0
0
0
0
0
0
0
0
0
0
0
0
0
0
0
0
0
0
0
0
0
0
0
0
0
0
0
0
0
0
0
0
0
0
0
0
0
0
0
0
0
0
0
0
0
0
0
0
0
0
0
0
0
0
0
0
0
0
0
0
0
0
0
0
0
0
0
0
0
0
0
0
0
0
0
0
0
0
0
0
0
0
0
0
0
0
0
0
0
0
0
0
0
0
0
0
0
0
0
0
0
0
0
0
0
0
0
0
0
0
0
0
0
0
0
0
0
0
0
0
0
0
0
0
0
0
0
0
0
0
0
0
0
0
0
0
0
0
0
0
0
0
0
0
0
0
0
0
0
0
0
0
0
0
0
0
0
0
0
0
0
0
0
0
0
0
0
0
0
0
0
0
0
0
0
0
0
0
0
0
0
0
0
0
0
0
0
0
0
0
0
0
0
0
0
0
0
0
0
0
0
0
0
0
0
0
0
0
0
0
0
0
0
0
0
0
0
0
0
0
0
0
0
0
0
0
0
0
0
0
0
0
0
0
0
0
0
0
0
0
0
0
0
0
0
0
0
0
0
0
0
0
0
0
0
0
0
0
0
0
0
0
0
0
0
0
0
0
0
0
0
0
0
0
0
0
0
0
0
0
0
0
0
0
0
0
0
0
0
0
0
0
0
0
0
0
0
0
0
0
0
0
0
0
0
0
0
0
0
0
0
0
0
0
0
0
0
0
0
0
0
0
0
0
0
0
0
0
0
0
0
0
0
0
0
0
0
0
0
0
0
0
0
0
0
0
0
0
0
0
0
0
0
0
0
0
0
0
0
0
0
0
0
0
0
0
0
0
0
0
0
0
0
0
0
0
0
0
0
0
0
0
0
0
0
0
0
0
0
0
0
0
0
0
0
0
0
0
0
0
0
0
0
0
0
0
0
0
0
0
0
0
0
0
0
0
0
0
0
0
0
0
0
0
0
0
0
0
0
0
0
0
0
0
0
0
0
0
0
0
0
0
0
0
0
0
0
0
0
0
0
0
0
0
0
0
0
0
0
0
0
0
0
0
0
0
0
0
0
0
0
0
0
0
0
0
0
0
0
0
0
0
0
0
0
0
0
0
0
0
0
0
0
0
0
0
0
0
0
0
0
0
0
0
0
0
0
0
0
0
0
0
0
0
0
0
0
0
0
0
0
0
0
0
0
0
0
0
0
0
0
0
0
0
0
0
0
0
0
0
0
0
0
0
0
0
0
0
0
0
0
0
0
0
0
0
0
0
0
0
0
0
0
0
0
0
0
0
0
0
0
0
0
0
0
0
0
0
0
0
0
0
0
0
0
0
0
0
0
0
0
0
0
0
0
0
0
0
0
0
0
0
0
0
0
0
0
0
0
0
0
0
0
0
0
0
0
0
0
0
0
0
0
0
0
0
0
0
0
0
0
0
0
0
0
0
0
0
0
0
0
0
0
0
0
0
0
0
0
0
0
0
0
0
0
0
0
0
0
0
0
0
0
0
0
0
0
0
0
0
0
0
0
0
0
0
0
0
0
0
0
0
0
0
0
0
0
0
0
0
0
0
0
0
0
0
0
0
0
0
0
0
0
0
0
0
0
0
0
0
0
0
0
0
0
0
0
0
0
0
0
0
0
0
0
0
0
0
0
0
0
0
0
0
0
0
0
0
0
0
0
0
0
0
0
0
0
0
0
0
0
0
0
0
0
0
0
0
0
0
0
0
0
0
0
0
0
0
0
0
0
0
0
0
0
0
0
0
0
0
0
0
0
0
0
0
0
0
0
0
0
0
0
0
0
0
0
0
0
0
0
0
0
0
0
0
0
0
0
0
0
0
0
0
0
0
0
0
0
0
0
0
0
0
0
0
0
0
0
0
0
0
0
0
0
0
0
0
0
0
0
0
0
0
0
0
0
0
0
0
0
0
0
0
0
0
0
0
0
0
0
0
0
0
0
0
0
0
0
0
0
0
0
0
0
0
0
0
0
0
0
0
0
0
0
0
0
0
0
0
0
0
0
0
0
0
0
0
0
0
0
0
0
0
0
0
0
0
0
0
0
0
0
0
0
0
0
0
0
0
0
0
0
0
0
0
0
0
0
0
0
0
0
0
0
0
0
0
0
0
0
0
0
0
0
0
0
0
0
0
0
0
0
0
0
0
0
0
0
0
0
0
0
0
0
0
0
0
0
0
0
0
0
0
0
0
0
0
0
0
0
0
0
0
0
0
0
0
0
0
0
0
0
0
0
0
0
0
0
0
0
0
0
0
0
0
0
0
0
0
0
0
0
0
0
0
0
0
0
0
0
0
0
0
0
0
0
0
0
0
0
0
0
0
0
0
0
0
0
0
0
0
0
0
0
0
0
0
0
0
0
0
0
0
0
0
0
0
0
0
0
0
0
0
0
0
0
0
0
0
0
0
0
0
0
0
0
0
0
0
0
0
0
0
0
0
0
0
0
0
0
0
0
0
0
0
0
0
0
0
0
0
0
0
0
0
0
0
0
0
0
0
0
0
0
0
0
0
0
0
0
0
0
0
0
0
0
0
0
0
0
0
0
0
0
0
0
0
0
0
0
0
0
0
0
0
0
0
0
0
0
0
0
0
0
0
0
0
0
0
0
0
0
0
0
0
0
0
0
0
0
0
0
0
0
0
0
0
0
0
0
0
0
0
0
0
0
0
0
0
0
0
0
0
0
0
0
0
0
0
0
0
0
0
0
0
0
0
0
0
0
0
0
0
0
0
0
0
0
0
0
0
0
0
0
0
0
0
0
0
0
0
0
0
0
0
0
0
0
0
0
0
0
0
0
0
0
0
0
0
0
0
0
0
0
0
0
0
0
0
0
0
0
0
0
0
0
0
0
0
0
0
0
0
0
0
0
0
0
0
0
0
0
0
0
0
0
0
0
0
0
0
0
0
0
0
0
0
0
0
0
0
0
0
0
0
0
0
0
0
0
0
0
0
0
0
0
0
0
0
0
0
0
0
0
0
0
0
0
0
0
0
0
0
0
0
0
0
0
0
0
0
0
0
0
0
0
0
0
0
0
0
0
0
0
0
0
0
0
0
0
0
0
0
0
0
0
0
0
0
0
0
0
0
0
0
0
0
0
0
0
0
0
0
0
0
0
0
0
0
0
0
0
0
0
0
0
0
0
0
0
0
0
0
0
0
0
0
0
0
0
0
0
0
0
0
0
0
0
0
0
0
0
0
0
0
0
0
0
0
0
0
0
0
0
0
0
0
0
0
0
0
0
0
0
0
0
0
0
0
0
0
0
0
0
0
0
0
0
0
0
0
0
0
0
0
0
0
0
0
0
0
0
0
0
0
0
0
0
0
0
0
0
0
0
0
0
0
0
0
0
0
0
0
0
0
0
0
0
0
0
0
0
0
0
0
0
0
0
0
0
0
0
0
0
0
0
0
0
0
0
0
0
0
0
0
0
0
0
0
0
0
0
0
0
0
0
0
0
0
0
0
0
0
0
0
0
0
0
0
0
0
0
0
0
0
0
0
0
0
0
0
0
0
0
0
0
0
0
0
0
0
0
0
0
0
0
0
0
0
0
0
0
0
0
0
0
0
0
0
0
0
0
0
0
0
0
0
0
0
0
0
0
0
0
0
0
0
0
0
0
0
0
0
0
0
0
0
0
0
0
0
0
0
0
0
0
0
0
0
0
0
0
0
0
0
0
0
0
0
0
0
0
0
0
0
0
0
0
0
0
0
0
0
0
0
0
0
0
0
0
0
0
0
0
0
0
0
0
0
0
0
0
0
0
0
0
0
0
0
0
0
0
0
0
0
0
0
0
0
0
0
0
0
0
0
0
0
0
0
0
0
0
0
0
0
0
0
0
0
0
0
0
0
0
0
0
0
0
0
0
0
0
0
0
0
0
0
0
0
0
0
0
0
0
0
0
0
0
0
0
0
0
0
0
0
0
0
0
0
0
0
0
0
0
0
0
0
0
0
0
0
0
0
0
0
0
0
0
0
0
0
0
0
0
0
0
0
0
0
0
0
0
0
0
0
0
0
0
0
0
0
0
0
0
0
0
0
0
0
0
0
0
0
0
0
0
0
0
0
0
0
0
0
0
0
0
0
0
0
0
0
0
0
0
0
0
0
0
0
0
0
0
0
0
0
0
0
0
0
0
0
0
0
0
0
0
0
0
0
0
0
0
0
0
0
0
0
0
0
0
0
0
0
0
0
0
0
0
0
0
0
0
0
0
0
0
0
0
0
0
0
0
0
0
0
0
0
0
0
0
0
0
0
0
0
0
0
0
0
0
0
0
0
0
0
0
0
0
0
0
0
0
0
0
0
0
0
0
0
0
0
0
0
0
0
0
0
0
0
0
0
0
0
0
0
0
0
0
0
0
0
0
0
0
0
0
0
0
0
0
0
0
0
0
0
0
0
0
0
0
0
0
0
0
0
0
0
0
0
0
0
0
0
0
0
0
0
0
0
0
0
0
0
0
0
0
0
0
0
0
0
0
0
0
0
0
0
0
0
0
0
0
0
0
0
0
0
0
0
0
0
0
0
0
0
0
0
0
0
0
0
0
0
0
0
0
0
0
0
0
0
0
0
0
0
0
0
0
0
0
0
0
0
0
0
0
0
0
0
0
0
0
0
0
0
0
0
0
0
0
0
0
0
0
0
0
0
0
0
0
0
0
0
0
0
0
0
0
0
0
0
0
0
0
0
0
0
0
0
0
0
0
0
0
0
0
0
0
0
0
0
0
0
0
0
0
0
0
0
0
0
0
0
0
0
0
0
0
0
0
0
0
0
0
0
0
0
0
0
0
0
0
0
0
0
0
0
0
0
0
0
0
0
0
0
0
0
0
0
0
0
0
0
0
0
0
0
0
0
0
0
0
0
0
0
0
0
0
0
0
0
0
0
0
0
0
0
0
0
0
0
0
0
0
0
0
0
0
0
0
0
0
0
0
0
0
0
0
0
0
0
0
0
0
0
0
0
0
0
0
0
0
0
0
0
0
0
0
0
0
0
0
0
0
0
0
0
0
0
0
0
0
0
0
0
0
0
0
0
0
0
0
0
0
0
0
0
0
0
0
0
0
0
0
0
0
0
0
0
0
0
0
0
0
0
0
0
0
0
0
0
0
0
0
0
0
0
0
0
0
0
0
0
0
0
0
0
0
0
0
0
0
0
0
0
0
0
0
0
0
0
0
0
0
0
0
0
0
0
0
0
0
0
0
0
0
0
0
0
0
0
0
0
0
0
0
0
0
0
0
0
0
0
0
0
0
0
0
0
0
0
0
0
0
0
0
0
0
0
0
0
0
0
0
0
0
0
0
0
0
0
0
0
0
0
0
0
0
0
0
0
0
0
0
0
0
0
0
0
0
0
0
0
0
0
0
0
0
0
0
0
0
0
0
0
0
0
0
0
0
0
0
0
0
0
0
0
0
0
0
0
0
0
0
0
0
0
0
0
0
0
0
0
0
0
0
0
0
0
0
0
0
0
0
0
0
0
0
0
0
0
0
0
0
0
0
0
0
0
0
0
0
0
0
0
0
0
0
0
0
0
0
0
0
0
0
0
0
0
0
0
0
0
0
0
0
0
0
0
0
0
0
0
0
0
0
0
0
0
0
0
0
0
0
0
0
0
0
0
0
0
0
0
0
0
0
0
0
0
0
0
0
0
0
0
0
0
0
0
0
0
0
0
0
0
0
0
0
0
0
0
0
0
0
0
0
0
0
0
0
0
0
0
0
0
0
0
0
0
0
0
0
0
0
0
0
0
0
0
0
0
0
0
0
0
0
0
0
0
0
0
0
0
0
0
0
0
0
0
0
0
0
0
0
0
0
0
0
0
0
0
0
0
0
0
0
0
0
0
0
0
0
0
0
0
0
0
0
0
0
0
0
0
0
0
0
0
0
0
0
0
0
0
0
0
0
0
0
0
0
0
0
0
0
0
0
0
0
0
0
0
0
0
0
0
0
0
0
0
0
0
0
0
0
0
0
0
0
0
0
0
0
0
0
0
0
0
0
0
0
0
0
0
0
0
0
0
0
0
0
0
0
0
0
0
0
0
0
0
0
0
0
0
0
0
0
0
0
0
0
0
0
0
0
0
0
0
0
0
0
0
0
0
0
0
0
0
0
0
0
0
0
0
0
0
0
0
0
0
0
0
0
0
0
0
0
0
0
0
0
0
0
0
0
0
0
0
0
0
0
0
0
0
0
0
0
0
0
0
0
0
0
0
0
0
0
0
0
0
0
0
0
0
0
0
0
0
0
0
0
0
0
0
0
0
0
0
0
0
0
0
0
0
0
0
0
0
0
0
0
0
0
0
0
0
0
0
0
0
0
0
0
0
0
0
0
0
0
0
0
0
0
0
0
0
0
0
0
0
0
0
0
0
0
0
0
0
0
0
0
0
0
0
0
0
0
0
0
0
0
0
0
0
0
0
0
0
0
0
0
0
0
0
0
0
0
0
0
0
0
0
0
0
0
0
0
0
0
0
0
0
0
0
0
0
0
0
0
0
0
0
0
0
0
0
0
0
0
0
0
0
0
0
0
0
0
0
0
0
0
0
0
0
0
0
0
0
0
0
0
0
0
0
0
0
0
0
0
0
0
0
0
0
0
0
0
0
0
0
0
0
0
0
0
0
0
0
0
0
0
0
0
0
0
0
0
0
0
0
0
0
0
0
0
0
0
0
0
0
0
0
0
0
0
0
0
0
0
0
0
0
0
0
0
0
0
0
0
0
0
0
0
0
0
0
0
0
0
0
0
0
0
0
0
0
0
0
0
0
0
0
0
0
0
0
0
0
0
0
0
0
0
0
0
0
0
0
0
0
0
0
0
0
0
0
0
0
0
0
0
0
0
0
0
0
0
0
0
0
0
0
0
0
0
0
0
0
0
0
0
0
0
0
0
0
0
0
0
0
0
0
0
0
0
0
0
0
0
0
0
0
0
0
0
0
0
0
0
0
0
0
0
0
0
0
0
0
0
0
0
0
0
0
0
0
0
0
0
0
0
0
0
0
0
0
0
0
0
0
0
0
0
0
0
0
0
0
0
0
0
0
0
0
0
0
0
0
0
0
0
0
0
0
0
0
0
0
0
0
0
0
0
0
0
0
0
0
0
0
0
0
0
0
0
0
0
0
0
0
0
0
0
0
0
0
0
0
0
0
0
0
0
0
0
0
0
0
0
0
0
0
0
0
0
0
0
0
0
0
0
0
0
0
0
0
0
0
0
0
0
0
0
0
0
0
0
0
0
0
0
0
0
0
0
0
0
0
0
0
0
0
0
0
0
0
0
0
0
0
0
0
0
0
0
0
0
0
0
0
0
0
0
0
0
0
0
0
0
0
0
0
0
0
0
0
0
0
0
0
0
0
0
0
0
0
0
0
0
0
0
0
0
0
0
0
0
0
0
0
0
0
0
0
0
0
0
0
0
0
0
0
0
0
0
0
0
0
0
0
0
0
0
0
0
0
0
0
0
0
0
0
0
0
0
0
0
0
0
0
0
0
0
0
0
0
0
0
0
0
0
0
0
0
0
0
0
0
0
0
0
0
0
0
0
0
0
0
0
0
0
0
0
0
0
0
0
0
0
0
0
0
0
0
0
0
0
0
0
0
0
0
0
0
0
0
0
0
0
0
0
0
0
0
0
0
0
0
0
0
0
0
0
0
0
0
0
0
0
0
0
0
0
0
0
0
0
0
0
0
0
0
0
0
0
0
0
0
0
0
0
0
0
0
0
0
0
0
0
0
0
0
0
0
0
0
0
0
0
0
0
0
0
0
0
0
0
0
0
0
0
0
0
0
0
0
0
0
0
0
0
0
0
0
0
0
0
0
0
0
0
0
0
0
0
0
0
0
0
0
0
0
0
0
0
0
0
0
0
0
0
0
0
0
0
0
0
0
0
0
0
0
0
0
0
0
0
0
0
0
0
0
0
0
0
0
0
0
0
0
0
0
0
0
0
0
0
0
0
0
0
0
0
0
0
0
0
0
0
0
0
0
0
0
0
0
0
0
0
0
0
0
0
0
0
0
0
0
0
0
0
0
0
0
0
0
0
0
0
0
0
0
0
0
0
0
0
0
0
0
0
0
0
0
0
0
0
0
0
0
0
0
0
0
0
0
0
0
0
0
0
0
0
0
0
0
0
0
0
0
0
0
0
0
0
0
0
0
0
0
0
0
0
0
0
0
0
0
0
0
0
0
0
0
0
0
0
0
0
0
0
0
0
0
0
0
0
0
0
0
0
0
0
0
0
0
0
0
0
0
0
0
0
0
0
0
0
0
0
0
0
0
0
0
0
0
0
0
0
0
0
0
0
0
0
0
0
0
0
0
0
0
0
0
0
0
0
0
0
0
0
0
0
0
0
0
0
0
0
0
0
0
0
0
0
0
0
0
0
0
0
0
0
0
0
0
0
0
0
0
0
0
0
0
0
0
0
0
0
0
0
0
0
0
0
0
0
0
0
0
0
0
0
0
0
0
0
0
0
0
0
0
0
0
0
0
0
0
0
0
0
0
0
0
0
0
0
0
0
0
0
0
0
0
0
0
0
0
0
0
0
0
0
0
0
0
0
0
0
0
0
0
0
0
0
0
0
0
0
0
0
0
0
0
0
0
0
0
0
0
0
0
0
0
0
0
0
0
0
0
0
0
0
0
0
0
0
0
0
0
0
0
0
0
0
0
0
0
0
0
0
0
0
0
0
0
0
0
0
0
0
0
0
0
0
0
0
0
0
0
0
0
0
0
0
0
0
0
0
0
0
0
0
0
0
0
0
0
0
0
0
0
0
0
0
0
0
0
0
0
0
0
0
0
0
0
0
0
0
0
0
0
0
0
0
0
0
0
0
0
0
0
0
0
0
0
0
0
0
0
0
0
0
0
0
0
0
0
0
0
0
0
0
0
0
0
0
0
0
0
0
0
0
0
0
0
0
0
0
0
0
0
0
0
0
0
0
0
0
0
0
0
0
0
0
0
0
0
0
0
0
0
0
0
0
0
0
0
0
0
0
0
0
0
0
0
0
0
0
0
0
0
0
0
0
0
0
0
0
0
0
0
0
0
0
0
0
0
0
0
0
0
0
0
0
0
0
0
0
0
0
0
0
0
0
0
0
0
0
0
0
0
0
0
0
0
0
0
0
0
0
0
0
0
0
0
0
0
0
0
0
0
0
0
0
0
0
0
0
0
0
0
0
0
0
0
0
0
0
0
0
0
0
0
0
0
0
0
0
0
0
0
0
0
0
0
0
0
0
0
0
0
0
0
0
0
0
0
0
0
0
0
0
0
0
0
0
0
0
0
0
0
0
0
0
0
0
0
0
0
0
0
0
0
0
0
0
0
0
0
0
0
0
0
0
0
0
0
0
0
0
0
0
0
0
0
0
0
0
0
0
0
0
0
0
0
0
0
0
0
0
0
0
0
0
0
0
0
0
0
0
0
0
0
0
0
0
0
0
0
0
0
0
0
0
0
0
0
0
0
0
0
0
0
0
0
0
0
0
0
0
0
0
0
0
0
0
0
0
0
0
0
0
0
0
0
0
0
0
0
0
0
0
0
0
0
0
0
0
0
0
0
0
0
0
0
0
0
0
0
0
0
0
0
0
0
0
0
0
0
0
0
0
0
0
0
0
0
0
0
0
0
0
0
0
0
0
0
0
0
0
0
0
0
0
0
0
0
0
0
0
0
0
0
0
0
0
0
0
0
0
0
0
0
0
0
0
0
0
0
0
0
0
0
0
0
0
0
0
0
0
0
0
0
0
0
0
0
0
0
0
0
0
0
0
0
0
0
0
0
0
0
0
0
0
0
0
0
0
0
0
0
0
0
0
0
0
0
0
0
0
0
0
0
0
0
0
0
0
0
0
0
0
0
0
0
0
0
0
0
0
0
0
0
0
0
0
0
0
0
0
0
0
0
0
0
0
0
0
0
0
0
0
0
0
0
0
0
0
0
0
0
0
0
0
0
0
0
0
0
0
0
0
0
0
0
0
0
0
0
0
0
0
0
0
0
0
0
0
0
0
0
0
0
0
0
0
0
0
0
0
0
0
0
0
0
0
0
0
0
0
0
0
0
0
0
0
0
0
0
0
0
0
0
0
0
0
0
0
0
0
0
0
0
0
0
0
0
0
0
0
0
0
0
0
0
0
0
0
0
0
0
0
0
0
0
0
0
0
0
0
0
0
0
0
0
0
0
0
0
0
0
0
0
0
0
0
0
0
0
0
0
0
0
0
0
0
0
0
0
0
0
0
0
0
0
0
0
0
0
0
0
0
0
0
0
0
0
0
0
0
0
0
0
0
0
0
0
0
0
0
0
0
0
0
0
0
0
0
0
0
0
0
0
0
0
0
0
0
0
0
0
0
0
0
0
0
0
0
0
0
0
0
0
0
0
0
0
0
0
0
0
0
0
0
0
0
0
0
0
0
0
0
0
0
0
0
0
0
0
0
0
0
0
0
0
0
0
0
0
0
0
0
0
0
0
0
0
0
0
0
0
0
0
0
0
0
0
0
0
0
0
0
0
0
0
0
0
0
0
0
0
0
0
0
0
0
0
0
0
0
0
0
0
0
0
0
0
0
0
0
0
0
0
0
0
0
0
0
0
0
0
0
0
0
0
0
0
0
0
0
0
0
0
0
0
0
0
0
0
0
0
0
0
0
0
0
0
0
0
0
0
0
0
0
0
0
0
0
0
0
0
0
0
0
0
0
0
0
0
0
0
0
0
0
0
0
0
0
0
0
0
0
0
0
0
0
0
0
0
0
0
0
0
0
0
0
0
0
0
0
0
0
0
0
0
0
0
0
0
0
0
0
0
0
0
0
0
0
0
0
0
0
0
0
0
0
0
0
0
0
0
0
0
0
0
0
0
0
0
0
0
0
0
0
0
0
0
0
0
0
0
0
0
0
0
0
0
0
0
0
0
0
0
0
0
0
0
0
0
0
0
0
0
0
0
0
0
0
0
0
0
0
0
0
0
0
0
0
0
0
0
0
0
0
0
0
0
0
0
0
0
0
0
0
0
0
0
0
0
0
0
0
0
0
0
0
0
0
0
0
0
0
0
0
0
0
0
0
0
0
0
0
0
0
0
0
0
0
0
0
0
0
0
0
0
0
0
0
0
0
0
0
0
0
0
0
0
0
0
0
0
0
0
0
0
0
0
0
0
0
0
0
0
0
0
0
0
0
0
0
0
0
0
0
0
0
0
0
0
0
0
0
0
0
0
0
0
0
0
0
0
0
0
0
0
0
0
0
0
0
0
0
0
0
0
0
0
0
0
0
0
0
0
0
0
0
0
0
0
0
0
0
0
0
0
0
0
0
0
0
0
0
0
0
0
0
0
0
0
0
0
0
0
0
0
0
0
0
0
0
0
0
0
0
0
0
0
0
0
0
0
0
0
0
0
0
0
0
0
0
0
0
0
0
0
0
0
0
0
0
0
0
0
0
0
0
0
0
0
0
0
0
0
0
0
0
0
0
0
0
0
0
0
0
0
0
0
0
0
0
0
0
0
0
0
0
0
0
0
0
0
0
0
0
0
0
0
0
0
0
0
0
0
0
0
0
0
0
0
0
0
0
0
0
0
0
0
0
0
0
0
0
0
0
0
0
0
0
0
0
0
0
0
0
0
0
0
0
0
0
0
0
0
0
0
0
0
0
0
0
0
0
0
0
0
0
0
0
0
0
0
0
0
0
0
0
0
0
0
0
0
0
0
0
0
0
0
0
0
0
0
0
0
0
0
0
0
0
0
0
0
0
0
0
0
0
0
0
0
0
0
0
0
0
0
0
0
0
0
0
0
0
0
0
0
0
0
0
0
0
0
0
0
0
0
0
0
0
0
0
0
0
0
0
0
0
0
0
0
0
0
0
0
0
0
0
0
0
0
0
0
0
0
0
0
0
0
0
0
0
0
0
0
0
0
0
0
0
0
0
0
0
0
0
0
0
0
0
0
0
0
0
0
0
0
0
0
0
0
0
0
0
0
0
0
0
0
0
0
0
0
0
0
0
0
0
0
0
0
0
0
0
0
0
0
0
0
0
0
0
0
0
0
0
0
0
0
0
0
0
0
0
0
0
0
0
0
0
0
0
0
0
0
0
0
0
0
0
0
0
0
0
0
0
0
0
0
0
0
0
0
0
0
0
0
0
0
0
0
0
0
0
0
0
0
0
0
0
0
0
0
0
0
0
0
0
0
0
0
0
0
0
0
0
0
0
0
0
0
0
0
0
0
0
0
0
0
0
0
0
0
0
0
0
0
0
0
0
0
0
0
0
0
0
0
0
0
0
0
0
0
0
0
0
0
0
0
0
0
0
0
0
0
0
0
0
0
0
0
0
0
0
0
0
0
0
0
0
0
0
0
0
0
0
0
0
0
0
0
0
0
0
0
0
0
0
0
0
0
0
0
0
0
0
0
0
0
0
0
0
0
0
0
0
0
0
0
0
0
0
0
0
0
0
0
0
0
0
0
0
0
0
0
0
0
0
0
0
0
0
0
0
0
0
0
0
0
0
0
0
0
0
0
0
0
0
0
0
0
0
0
0
0
0
0
0
0
0
0
0
0
0
0
0
0
0
0
0
0
0
0
0
0
0
0
0
0
0
0
0
0
0
0
0
0
0
0
0
0
0
0
0
0
0
0
0
0
0
0
0
0
0
0
0
0
0
0
0
0
0
0
0
0
0
0
0
0
0
0
0
0
0
0
0
0
0
0
0
0
0
0
0
0
0
0
0
0
0
0
0
0
0
0
0
0
0
0
0
0
0
0
0
0
0
0
0
0
0
0
0
0
0
0
0
0
0
0
0
0
0
0
0
0
0
0
0
0
0
0
0
0
0
0
0
0
0
0
0
0
0
0
0
0
0
0
0
0
0
0
0
0
0
0
0
0
0
0
0
0
0
0
0
0
0
0
0
0
0
0
0
0
0
0
0
0
0
0
0
0
0
0
0
0
0
0
0
0
0
0
0
0
0
0
0
0
0
0
0
0
0
0
0
0
0
0
0
0
0
0
0
0
0
0
0
0
0
0
0
0
0
0
0
0
0
0
0
0
0
0
0
0
0
0
0
0
0
0
0
0
0
0
0
0
0
0
0
0
0
0
0
0
0
0
0
0
0
0
0
0
0
0
0
0
0
0
0
0
0
0
0
0
0
0
0
0
0
0
0
0
0
0
0
0
0
0
0
0
0
0
0
0
0
0
0
0
0
0
0
0
0
0
0
0
0
0
0
0
0
0
0
0
0
0
0
0
0
0
0
0
0
0
0
0
0
0
0
0
0
0
0
0
0
0
0
0
0
0
0
0
0
0
0
0
0
0
0
0
0
0
0
0
0
0
0
0
0
0
0
0
0
0
0
0
0
0
0
0
0
0
0
0
0
0
0
0
0
0
0
0
0
0
0
0
0
0
0
0
0
0
0
0
0
0
0
0
0
0
0
0
0
0
0
0
0
0
0
0
0
0
0
0
0
0
0
0
0
0
0
0
0
0
0
0
0
0
0
0
0
0
0
0
0
0
0
0
0
0
0
0
0
0
0
0
0
0
0
0
0
0
0
0
0
0
0
0
0
0
0
0
0
0
0
0
0
0
0
0
0
0
0
0
0
0
0
0
0
0
0
0
0
0
0
0
0
0
0
0
0
0
0
0
0
0
0
0
0
0
0
0
0
0
0
0
0
0
0
0
0
0
0
0
0
0
0
0
0
0
0
0
0
0
0
0
0
0
0
0
0
0
0
0
0
0
0
0
0
0
0
0
0
0
0
0
0
0
0
0
0
0
0
0
0
0
0
0
0
0
0
0
0
0
0
0
0
0
0
0
0
0
0
0
0
0
0
0
0
0
0
0
0
0
0
0
0
0
0
0
0
0
0
0
0
0
0
0
0
0
0
0
0
0
0
0
0
0
0
0
0
0
0
0
0
0
0
0
0
0
0
0
0
0
0
0
0
0
0
0
0
0
0
0
0
0
0
0
0
0
0
0
0
0
0
0
0
0
0
0
0
0
0
0
0
0
0
0
0
0
0
0
0
0
0
0
0
0
0
0
0
0
0
0
0
0
0
0
0
0
0
0
0
0
0
0
0
0
0
0
0
0
0
0
0
0
0
0
0
0
0
0
0
0
0
0
0
0
0
0
0
0
0
0
0
0
0
0
0
0
0
0
0
0
0
0
0
0
0
0
0
0
0
0
0
0
0
0
0
0
0
0
0
0
0
0
0
0
0
0
0
0
0
0
0
0
0
0
0
0
0
0
0
0
0
0
0
0
0
0
0
0
0
0
0
0
0
0
0
0
0
0
0
0
0
0
0
0
0
0
0
0
0
0
0
0
0
0
0
0
0
0
0
0
0
0
0
0
0
0
0
0
0
0
0
0
0
0
0
0
0
0
0
0
0
0
0
0
0
0
0
0
0
0
0
0
0
0
0
0
0
0
0
0
0
0
0
0
0
0
0
0
0
0
0
0
0
0
0
0
0
0
0
0
0
0
0
0
0
0
0
0
0
0
0
0
0
0
0
0
0
0
0
0
0
0
0
0
0
0
0
0
0
0
0
0
0
0
0
0
0
0
0
0
0
0
0
0
0
0
0
0
0
0
0
0
0
0
0
0
0
0
0
0
0
0
0
0
0
0
0
0
0
0
0
0
0
0
0
0
0
0
0
0
0
0
0
0
0
0
0
0
0
0
0
0
0
0
0
0
0
0
0
0
0
0
0
0
0
0
0
0
0
0
0
0
0
0
0
0
0
0
0
0
0
0
0
0
0
0
0
0
0
0
0
0
0
0
0
0
0
0
0
0
0
0
0
0
0
0
0
0
0
0
0
0
0
0
0
0
0
0
0
0
0
0
0
0
0
0
0
0
0
0
0
0
0
0
0
0
0
0
0
0
0
0
0
0
0
0
0
0
0
0
0
0
0
0
0
0
0
0
0
0
0
0
0
0
0
0
0
0
0
0
0
0
0
0
0
0
0
0
0
0
0
0
0
0
0
0
0
0
0
0
0
0
0
0
0
0
0
0
0
0
0
0
0
0
0
0
0
0
0
0
0
0
0
0
0
0
0
0
0
0
0
0
0
0
0
0
0
0
0
0
0
0
0
0
0
0
0
0
0
0
0
0
0
0
0
0
0
0
0
0
0
0
0
0
0
0
0
0
0
0
0
0
0
0
0
0
0
0
0
0
0
0
0
0
0
0
0
0
0
0
0
0
0
0
0
0
0
0
0
0
0
0
0
0
0
0
0
0
0
0
0
0
0
0
0
0
0
0
0
0
0
0
0
0
0
0
0
0
0
0
0
0
0
0
0
0
0
0
0
0
0
0
0
0
0
0
0
0
0
0
0
0
0
0
0
0
0
0
0
0
0
0
0
0
0
0
0
0
0
0
0
0
0
0
0
0
0
0
0
0
0
0
0
0
0
0
0
0
0
0
0
0
0
0
0
0
0
0
0
0
0
0
0
0
0
0
0
0
0
0
0
0
0
0
0
0
0
0
0
0
0
0
0
0
0
0
0
0
0
0
0
0
0
0
0
0
0
0
0
0
0
0
0
0
0
0
0
0
0
0
0
0
0
0
0
0
0
0
0
0
0
0
0
0
0
0
0
0
0
0
0
0
0
0
0
0
0
0
0
0
0
0
0
0
0
0
0
0
0
0
0
0
0
0
0
0
0
0
0
0
0
0
0
0
0
0
0
0
0
0
0
0
0
0
0
0
0
0
0
0
0
0
0
0
0
0
0
0
0
0
0
0
0
0
0
0
0
0
0
0
0
0
0
0
0
0
0
0
0
0
0
0
0
0
0
0
0
0
0
0
0
0
0
0
0
0
0
0
0
0
0
0
0
0
0
0
0
0
0
0
0
0
0
0
0
0
0
0
0
0
0
0
0
0
0
0
0
0
0
0
0
0
0
0
0
0
0
0
0
0
0
0
0
0
0
0
0
0
0
0
0
0
0
0
0
0
0
0
0
0
0
0
0
0
0
0
0
0
0
0
0
0
0
0
0
0
0
0
0
0
0
0
0
0
0
0
0
0
0
0
0
0
0
0
0
0
0
0
0
0
0
0
0
0
0
0
0
0
0
0
0
0
0
0
0
0
0
0
0
0
0
0
0
0
0
0
0
0
0
0
0
0
0
0
0
0
0
0
0
0
0
0
0
0
0
0
0
0
0
0
0
0
0
0
0
0
0
0
0
0
0
0
0
0
0
0
0
0
0
0
0
0
0
0
0
0
0
0
0
0
0
0
0
0
0
0
0
0
0
0
0
0
0
0
0
0
0
0
0
0
0
0
0
0
0
0
0
0
0
0
0
0
0
0
0
0
0
0
0
0
0
0
0
0
0
0
0
0
0
0
0
0
0
0
0
0
0
0
0
0
0
0
0
0
0
0
0
0
0
0
0
0
0
0
0
0
0
0
0
0
0
0
0
0
0
0
0
0
0
0
0
0
0
0
0
0
0
0
0
0
0
0
0
0
0
0
0
0
0
0
0
0
0
0
0
0
0
0
0
0
0
0
0
0
0
0
0
0
0
0
0
0
0
0
0
0
0
0
0
0
0
0
0
0
0
0
0
0
0
0
0
0
0
0
0
0
0
0
0
0
0
0
0
0
0
0
0
0
0
0
0
0
0
0
0
0
0
0
0
0
0
0
0
0
0
0
0
0
0
0
0
0
0
0
0
0
0
0
0
0
0
0
0
0
0
0
0
0
0
0
0
0
0
0
0
0
0
0
0
0
0
0
0
0
0
0
0
0
0
0
0
0
0
0
0
0
0
0
0
0
0
0
0
0
0
0
0
0
0
0
0
0
0
0
0
0
0
0
0
0
0
0
0
0
0
0
0
0
0
0
0
0
0
0
0
0
0
0
0
0
0
0
0
0
0
0
0
0
0
0
0
0
0
0
0
0
0
0
0
0
0
0
0
0
0
0
0
0
0
0
0
0
0
0
0
0
0
0
0
0
0
0
0
0
0
0
0
0
0
0
0
0
0
0
0
0
0
0
0
0
0
0
0
0
0
0
0
0
0
0
0
0
0
0
0
0
0
0
0
0
0
0
0
0
0
0
0
0
0
0
0
0
0
0
0
0
0
0
0
0
0
0
0
0
0
0
0
0
0
0
0
0
0
0
0
0
0
0
0
0
0
0
0
0
0
0
0
0
0
0
0
0
0
0
0
0
0
0
0
0
0
0
0
0
0
0
0
0
0
0
0
0
0
0
0
0
0
0
0
0
0
0
0
0
0
0
0
0
0
0
0
0
0
0
0
0
0
0
0
0
0
0
0
0
0
0
0
0
0
0
0
0
0
0
0
0
0
0
0
0
0
0
0
0
0
0
0
0
0
0
0
0
0
0
0
0
0
0
0
0
0
0
0
0
0
0
0
0
0
0
0
0
0
0
0
0
0
0
0
0
0
0
0
0
0
0
0
0
0
0
0
0
0
0
0
0
0
0
0
0
0
0
0
0
0
0
0
0
0
0
0
0
0
0
0
0
0
0
0
0
0
0
0
0
0
0
0
0
0
0
0
0
0
0
0
0
0
0
0
0
0
0
0
0
0
0
0
0
0
0
0
0
0
0
0
0
0
0
0
0
0
0
0
0
0
0
0
0
0
0
0
0
0
0
0
0
0
0
0
0
0
0
0
0
0
0
0
0
0
0
0
0
0
0
0
0
0
0
0
0
0
0
0
0
0
0
0
0
0
0
0
0
0
0
0
0
0
0
0
0
0
0
0
0
0
0
0
0
0
0
0
0
0
0
0
0
0
0
0
0
0
0
0
0
0
0
0
0
0
0
0
0
0
0
0
0
0
0
0
0
0
0
0
0
0
0
0
0
0
0
0
0
0
0
0
0
0
0
0
0
0
0
0
0
0
0
0
0
0
0
0
0
0
0
0
0
0
0
0
0
0
0
0
0
0
0
0
0
0
0
0
0
0
0
0
0
0
0
0
0
0
0
0
0
0
0
0
0
0
0
0
0
0
0
0
0
0
0
0
0
0
0
0
0
0
0
0
0
0
0
0
0
0
0
0
0
0
0
0
0
0
0
0
0
0
0
0
0
0
0
0
0
0
0
0
0
0
0
0
0
0
0
0
0
0
0
0
0
0
0
0
0
0
0
0
0
0
0
0
0
0
0
0
0
0
0
0
0
0
0
0
0
0
0
0
0
0
0
0
0
0
0
0
0
0
0
0
0
0
0
0
0
0
0
0
0
0
0
0
0
0
0
0
0
0
0
0
0
0
0
0
0
0
0
0
0
0
0
0
0
0
0
0
0
0
0
0
0
0
0
0
0
0
0
0
0
0
0
0
0
0
0
0
0
0
0
0
0
0
0
0
0
0
0
0
0
0
0
0
0
0
0
0
0
0
0
0
0
0
0
0
0
0
0
0
0
0
0
0
0
0
0
0
0
0
0
0
0
0
0
0
0
0
0
0
0
0
0
0
0
0
0
0
0
0
0
0
0
0
0
0
0
0
0
0
0
0
0
0
0
0
0
0
0
0
0
0
0
0
0
0
0
0
0
0
0
0
0
0
0
0
0
0
0
0
0
0
0
0
0
0
0
0
0
0
0
0
0
0
0
0
0
0
0
0
0
0
0
0
0
0
0
0
0
0
0
0
0
0
0
0
0
0
0
0
0
0
0
0
0
0
0
0
0
0
0
0
0
0
0
0
0
0
0
0
0
0
0
0
0
0
0
0
0
0
0
0
0
0
0
0
0
0
0
0
0
0
0
0
0
0
0
0
0
0
0
0
0
0
0
0
0
0
0
0
0
0
0
0
0
0
0
0
0
0
0
0
0
0
0
0
0
0
0
0
0
0
0
0
0
0
0
0
0
0
0
0
0
0
0
0
0
0
0
0
0
0
0
0
0
0
0
0
0
0
0
0
0
0
0
0
0
0
0
0
0
0
0
0
0
0
0
0
0
0
0
0
0
0
0
0
0
0
0
0
0
0
0
0
0
0
0
0
0
0
0
0
0
0
0
0
0
0
0
0
0
0
0
0
0
0
0
0
0
0
0
0
0
0
0
0
0
0
0
0
0
0
0
0
0
0
0
0
0
0
0
0
0
0
0
0
0
0
0
0
0
0
0
0
0
0
0
0
0
0
0
0
0
0
0
0
0
0
0
0
0
0
0
0
0
0
0
0
0
0
0
0
0
0
0
0
0
0
0
0
0
0
0
0
0
0
0
0
0
0
0
0
0
0
0
0
0
0
0
0
0
0
0
0
0
0
0
0
0
0
0
0
0
0
0
0
0
0
0
0
0
0
0
0
0
0
0
0
0
0
0
0
0
0
0
0
0
0
0
0
0
0
0
0
0
0
0
0
0
0
0
0
0
0
0
0
0
0
0
0
0
0
0
0
0
0
0
0
0
0
0
0
0
0
0
0
0
0
0
0
0
0
0
0
0
0
0
0
0
0
0
0
0
0
0
0
0
0
0
0
0
0
0
0
0
0
0
0
0
0
0
0
0
0
0
0
0
0
0
0
0
0
0
0
0
0
0
0
0
0
0
0
0
0
0
0
0
0
0
0
0
0
0
0
0
0
0
0
0
0
0
0
0
0
0
0
0
0
0
0
0
0
0
0
0
0
0
0
0
0
0
0
0
0
0
0
0
0
0
0
0
0
0
0
0
0
0
0
0
0
0
0
0
0
0
0
0
0
0
0
0
0
0
0
0
0
0
0
0
0
0
0
0
0
0
0
0
0
0
0
0
0
0
0
0
0
0
0
0
0
0
0
0
0
0
0
0
0
0
0
0
0
0
0
0
0
0
0
0
0
0
0
0
0
0
0
0
0
0
0
0
0
0
0
0
0
0
0
0
0
0
0
0
0
0
0
0
0
0
0
0
0
0
0
0
0
0
0
0
0
0
0
0
0
0
0
0
0
0
0
0
0
0
0
0
0
0
0
0
0
0
0
0
0
0
0
0
0
0
0
0
0
0
0
0
0
0
0
0
0
0
0
0
0
0
0
0
0
0
0
0
0
0
0
0
0
0
0
0
0
0
0
0
0
0
0
0
0
0
0
0
0
0
0
0
0
0
0
0
0
0
0
0
0
0
0
0
0
0
0
0
0
0
0
0
0
0
0
0
0
0
0
0
0
0
0
0
0
0
0
0
0
0
0
0
0
0
0
0
0
0
0
0
0
0
0
0
0
0
0
0
0
0
0
0
0
0
0
0
0
0
0
0
0
0
0
0
0
0
0
0
0
0
0
0
0
0
0
0
0
0
0
0
0
0
0
0
0
0
0
0
0
0
0
0
0
0
0
0
0
0
0
0
0
0
0
0
0
0
0
0
0
0
0
0
0
0
0
0
0
0
0
0
0
0
0
0
0
0
0
0
0
0
0
0
0
0
0
0
0
0
0
0
0
0
0
0
0
0
0
0
0
0
0
0
0
0
0
0
0
0
0
0
0
0
0
0
0
0
0
0
0
0
0
0
0
0
0
0
0
0
0
0
0
0
0
0
0
0
0
0
0
0
0
0
0
0
0
0
0
0
0
0
0
0
0
0
0
0
0
0
0
0
0
0
0
0
0
0
0
0
0
0
0
0
0
0
0
0
0
0
0
0
0
0
0
0
0
0
0
0
0
0
0
0
0
0
0
0
0
0
0
0
0
0
0
0
0
0
0
0
0
0
0
0
0
0
0
0
0
0
0
0
0
0
0
0
0
0
0
0
0
0
0
0
0
0
0
0
0
0
0
0
0
0
0
0
0
0
0
0
0
0
0
0
0
0
0
0
0
0
0
0
0
0
0
0
0
0
0
0
0
0
0
0
0
0
0
0
0
0
0
0
0
0
0
0
0
0
0
0
0
0
0
0
0
0
0
0
0
0
0
0
0
0
0
0
0
0
0
0
0
0
0
0
0
0
0
0
0
0
0
0
0
0
0
0
0
0
0
0
0
0
0
0
0
0
0
0
0
0
0
0
0
0
0
0
0
0
0
0
0
0
0
0
0
0
0
0
0
0
0
0
0
0
0
0
0
0
0
0
0
0
0
0
0
0
0
0
0
0
0
0
0
0
0
0
0
0
0
0
0
0
0
0
0
0
0
0
0
0
0
0
0
0
0
0
0
0
0
0
0
0
0
0
0
0
0
0
0
0
0
0
0
0
0
0
0
0
0
0
0
0
0
0
0
0
0
0
0
0
0
0
0
0
0
0
0
0
0
0
0
0
0
0
0
0
0
0
0
0
0
0
0
0
0
0
0
0
0
0
0
0
0
0
0
0
0
0
0
0
0
0
0
0
0
0
0
0
0
0
0
0
0
0
0
0
0
0
0
0
0
0
0
0
0
0
0
0
0
0
0
0
0
0
0
0
0
0
0
0
0
0
0
0
0
0
0
0
0
0
0
0
0
0
0
0
0
0
0
0
0
0
0
0
0
0
0
0
0
0
0
0
0
0
0
0
0
0
0
0
0
0
0
0
0
0
0
0
0
0
0
0
0
0
0
0
0
0
0
0
0
0
0
0
0
0
0
0
0
0
0
0
0
0
0
0
0
0
0
0
0
0
0
0
0
0
0
0
0
0
0
0
0
0
0
0
0
0
0
0
0
0
0
0
0
0
0
0
0
0
0
0
0
0
0
0
0
0
0
0
0
0
0
0
0
0
0
0
0
0
0
0
0
0
0
0
0
0
0
0
0
0
0
0
0
0
0
0
0
0
0
0
0
0
0
0
0
0
0
0
0
0
0
0
0
0
0
0
0
0
0
0
0
0
0
0
0
0
0
0
0
0
0
0
0
0
0
0
0
0
0
0
0
0
0
0
0
0
0
0
0
0
0
0
0
0
0
0
0
0
0
0
0
0
0
0
0
0
0
0
0
0
0
0
0
0
0
0
0
0
0
0
0
0
0
0
0
0
0
0
0
0
0
0
0
0
0
0
0
0
0
0
0
0
0
0
0
0
0
0
0
0
0
0
0
0
0
0
0
0
0
0
0
0
0
0
0
0
0
0
0
0
0
0
0
0
0
0
0
0
0
0
0
0
0
0
0
0
0
0
0
0
0
0
0
0
0
0
0
0
0
0
0
0
0
0
0
0
0
0
0
0
0
0
0
0
0
0
0
0
0
0
0
0
0
0
0
0
0
0
0
0
0
0
0
0
0
0
0
0
0
0
0
0
0
0
0
0
0
0
0
0
0
0
0
0
0
0
0
0
0
0
0
0
0
0
0
0
0
0
0
0
0
0
0
0
0
0
0
0
0
0
0
0
0
0
0
0
0
0
0
0
0
0
0
0
0
0
0
0
0
0
0
0
0
0
0
0
0
0
0
0
0
0
0
0
0
0
0
0
0
0
0
0
0
0
0
0
0
0
0
0
0
0
0
0
0
0
0
0
0
0
0
0
0
0
0
0
0
0
0
0
0
0
0
0
0
0
0
0
0
0
0
0
0
0
0
0
0
0
0
0
0
0
0
0
0
0
0
0
0
0
0
0
0
0
0
0
0
0
0
0
0
0
0
0
0
0
0
0
0
0
0
0
0
0
0
0
0
0
0
0
0
0
0
0
0
0
0
0
0
0
0
0
0
0
0
0
0
0
0
0
0
0
0
0
0
0
0
0
0
0
0
0
0
0
0
0
0
0
0
0
0
0
0
0
0
0
0
0
0
0
0
0
0
0
0
0
0
0
0
0
0
0
0
0
0
0
0
0
0
0
0
0
0
0
0
0
0
0
0
0
0
0
0
0
0
0
0
0
0
0
0
0
0
0
0
0
0
0
0
0
0
0
0
0
0
0
0
0
0
0
0
0
0
0
0
0
0
0
0
0
0
0
0
0
0
0
0
0
0
0
0
0
0
0
0
0
0
0
0
0
0
0
0
0
0
0
0
0
0
0
0
0
0
0
0
0
0
0
0
0
0
0
0
0
0
0
0
0
0
0
0
0
0
0
0
0
0
0
0
0
0
0
0
0
0
0
0
0
0
0
0
0
0
0
0
0
0
0
0
0
0
0
0
0
0
0
0
0
0
0
0
0
0
0
0
0
0
0
0
0
0
0
0
0
0
0
0
0
0
0
0
0
0
0
0
0
0
0
0
0
0
0
0
0
0
0
0
0
0
0
0
0
0
0
0
0
0
0
0
0
0
0
0
0
0
0
0
0
0
0
0
0
0
0
0
0
0
0
0
0
0
0
0
0
0
0
0
0
0
0
0
0
0
0
0
0
0
0
0
0
0
0
0
0
0
0
0
0
0
0
0
0
0
0
0
0
0
0
0
0
0
0
0
0
0
0
0
0
0
0
0
0
0
0
0
0
0
0
0
0
0
0
0
0
0
0
0
0
0
0
0
0
0
0
0
0
0
0
0
0
0
0
0
0
0
0
0
0
0
0
0
0
0
0
0
0
0
0
0
0
0
0
0
0
0
0
0
0
0
0
0
0
0
0
0
0
0
0
0
0
0
0
0
0
0
0
0
0
0
0
0
0
0
0
0
0
0
0
0
0
0
0
0
0
0
0
0
0
0
0
0
0
0
0
0
0
0
0
0
0
0
0
0
0
0
0
0
0
0
0
0
0
0
0
0
0
0
0
0
0
0
0
0
0
0
0
0
0
0
0
0
0
0
0
0
0
0
0
0
0
0
0
0
0
0
0
0
0
0
0
0
0
0
0
0
0
0
0
0
0
0
0
0
0
0
0
0
0
0
0
0
0
0
0
0
0
0
0
0
0
0
0
0
0
0
0
0
0
0
0
0
0
0
0
0
0
0
0
0
0
0
0
0
0
0
0
0
0
0
0
0
0
0
0
0
0
0
0
0
0
0
0
0
0
0
0
0
0
0
0
0
0
0
0
0
0
0
0
0
0
0
0
0
0
0
0
0
0
0
0
0
0
0
0
0
0
0
0
0
0
0
0
0
0
0
0
0
0
0
0
0
0
0
0
0
0
0
0
0
0
0
0
0
0
0
0
0
0
0
0
0
0
0
0
0
0
0
0
0
0
0
0
0
0
0
0
0
0
0
0
0
0
0
0
0
0
0
0
0
0
0
0
0
0
0
0
0
0
0
0
0
0
0
0
0
0
0
0
0
0
0
0
0
0
0
0
0
0
0
0
0
0
0
0
0
0
0
0
0
0
0
0
0
0
0
0
0
0
0
0
0
0
0
0
0
0
0
0
0
0
0
0
0
0
0
0
0
0
0
0
0
0
0
0
0
0
0
0
0
0
0
0
0
0
0
0
0
0
0
0
0
0
0
0
0
0
0
0
0
0
0
0
0
0
0
0
0
0
0
0
0
0
0
0
0
0
0
0
0
0
0
0
0
0
0
0
0
0
0
0
0
0
0
0
0
0
0
0
0
0
0
0
0
0
0
0
0
0
0
0
0
0
0
0
0
0
0
0
0
0
0
0
0
0
0
0
0
0
0
0
0
0
0
0
0
0
0
0
0
0
0
0
0
0
0
0
0
0
0
0
0
0
0
0
0
0
0
0
0
0
0
0
0
0
0
0
0
0
0
0
0
0
0
0
0
0
0
0
0
0
0
0
0
0
0
0
0
0
0
0
0
0
0
0
0
0
0
0
0
0
0
0
0
0
0
0
0
0
0
0
0
0
0
0
0
0
0
0
0
0
0
0
0
0
0
0
0
0
0
0
0
0
0
0
0
0
0
0
0
0
0
0
0
0
0
0
0
0
0
0
0
0
0
0
0
0
0
0
0
0
0
0
0
0
0
0
0
0
0
0
0
0
0
0
0
0
0
0
0
0
0
0
0
0
0
0
0
0
0
0
0
0
0
0
0
0
0
0
0
0
0
0
0
0
0
0
0
0
0
0
0
0
0
0
0
0
0
0
0
0
0
0
0
0
0
0
0
0
0
0
0
0
0
0
0
0
0
0
0
0
0
0
0
0
0
0
0
0
0
0
0
0
0
0
0
0
0
0
0
0
0
0
0
0
0
0
0
0
0
0
0
0
0
0
0
0
0
0
0
0
0
0
0
0
0
0
0
0
0
0
0
0
0
0
0
0
0
0
0
0
0
0
0
0
0
0
0
0
0
0
0
0
0
0
0
0
0
0
0
0
0
0
0
0
0
0
0
0
0
0
0
0
0
0
0
0
0
0
0
0
0
0
0
0
0
0
0
0
0
0
0
0
0
0
0
0
0
0
0
0
0
0
0
0
0
0
0
0
0
0
0
0
0
0
0
0
0
0
0
0
0
0
0
0
0
0
0
0
0
0
0
0
0
0
0
0
0
0
0
0
0
0
0
0
0
0
0
0
0
0
0
0
0
0
0
0
0
0
0
0
0
0
0
0
0
0
0
0
0
0
0
0
0
0
0
0
0
0
0
0
0
0
0
0
0
0
0
0
0
0
0
0
0
0
0
0
0
0
0
0
0
0
0
0
0
0
0
0
0
0
0
0
0
0
0
0
0
0
0
0
0
0
0
0
0
0
0
0
0
0
0
0
0
0
0
0
0
0
0
0
0
0
0
0
0
0
0
0
0
0
0
0
0
0
0
0
0
0
0
0
0
0
0
0
0
0
0
0
0
0
0
0
0
0
0
0
0
0
0
0
0
0
0
0
0
0
0
0
0
0
0
0
0
0
0
0
0
0
0
0
0
0
0
0
0
0
0
0
0
0
0
0
0
0
0
0
0
0
0
0
0
0
0
0
0
0
0
0
0
0
0
0
0
0
0
0
0
0
0
0
0
0
0
0
0
0
0
0
0
0
0
0
0
0
0
0
0
0
0
0
0
0
0
0
0
0
0
0
0
0
0
0
0
0
0
0
0
0
0
0
0
0
0
0
0
0
0
0
0
0
0
0
0
0
0
0
0
0
0
0
0
0
0
0
0
0
0
0
0
0
0
0
0
0
0
0
0
0
0
0
0
0
0
0
0
0
0
0
0
0
0
0
0
0
0
0
0
0
0
0
0
0
0
0
0
0
0
0
0
0
0
0
0
0
0
0
0
0
0
0
0
0
0
0
0
0
0
0
0
0
0
0
0
0
0
0
0
0
0
0
0
0
0
0
0
0
0
0
0
0
0
0
0
0
0
0
0
0
0
0
0
0
0
0
0
0
0
0
0
0
0
0
0
0
0
0
0
0
0
0
0
0
0
0
0
0
0
0
0
0
0
0
0
0
0
0
0
0
0
0
0
0
0
0
0
0
0
0
0
0
0
0
0
0
0
0
0
0
0
0
0
0
0
0
0
0
0
0
0
0
0
0
0
0
0
0
0
0
0
0
0
0
0
0
0
0
0
0
0
0
0
0
0
0
0
0
0
0
0
0
0
0
0
0
0
0
0
0
0
0
0
0
0
0
0
0
0
0
0
0
0
0
0
0
0
0
0
0
0
0
0
0
0
0
0
0
0
0
0
0
0
0
0
0
0
0
0
0
0
0
0
0
0
0
0
0
0
0
0
0
0
0
0
0
0
0
0
0
0
0
0
0
0
0
0
0
0
0
0
0
0
0
0
0
0
0
0
0
0
0
0
0
0
0
0
0
0
0
0
0
0
0
0
0
0
0
0
0
0
0
0
0
0
0
0
0
0
0
0
0
0
0
0
0
0
0
0
0
0
0
0
0
0
0
0
0
0
0
0
0
0
0
0
0
0
0
0
0
0
0
0
0
0
0
0
0
0
0
0
0
0
0
0
0
0
0
0
0
0
0
0
0
0
0
0
0
0
0
0
0
0
0
0
0
0
0
0
0
0
0
0
0
0
0
0
0
0
0
0
0
0
0
0
0
0
0
0
0
0
0
0
0
0
0
0
0
0
0
0
0
0
0
0
0
0
0
0
0
0
0
0
0
0
0
0
0
0
0
0
0
0
0
0
0
0
0
0
0
0
0
0
0
0
0
0
0
0
0
0
0
0
0
0
0
0
0
0
0
0
0
0
0
0
0
0
0
0
0
0
0
0
0
0
0
0
0
0
0
0
0
0
0
0
0
0
0
0
0
0
0
0
0
0
0
0
0
0
0
0
0
0
0
0
0
0
0
0
0
0
0
0
0
0
0
0
0
0
0
0
0
0
0
0
0
0
0
0
0
0
0
0
0
0
0
0
0
0
0
0
0
0
0
0
0
0
0
0
0
0
0
0
0
0
0
0
0
0
0
0
0
0
0
0
0
0
0
0
0
0
0
0
0
0
0
0
0
0
0
0
0
0
0
0
0
0
0
0
0
0
0
0
0
0
0
0
0
0
0
0
0
0
0
0
0
0
0
0
0
0
0
0
0
0
0
0
0
0
0
0
0
0
0
0
0
0
0
0
0
0
0
0
0
0
0
0
0
0
0
0
0
0
0
0
0
0
0
0
0
0
0
0
0
0
0
0
0
0
0
0
0
0
0
0
0
0
0
0
0
0
0
0
0
0
0
0
0
0
0
0
0
0
0
0
0
0
0
0
0
0
0
0
0
0
0
0
0
0
0
0
0
0
0
0
0
0
0
0
0
0
0
0
0
0
0
0
0
0
0
0
0
0
0
0
0
0
0
0
0
0
0
0
0
0
0
0
0
0
0
0
0
0
0
0
0
0
0
0
0
0
0
0
0
0
0
0
0
0
0
0
0
0
0
0
0
0
0
0
0
0
0
0
0
0
0
0
0
0
0
0
0
0
0
0
0
0
0
0
0
0
0
0
0
0
0
0
0
0
0
0
0
0
0
0
0
0
0
0
0
0
0
0
0
0
0
0
0
0
0
0
0
0
0
0
0
0
0
0
0
0
0
0
0
0
0
0
0
0
0
0
0
0
0
0
0
0
0
0
0
0
0
0
0
0
0
0
0
0
0
0
0
0
0
0
0
0
0
0
0
0
0
0
0
0
0
0
0
0
0
0
0
0
0
0
0
0
0
0
0
0
0
0
0
0
0
0
0
0
0
0
0
0
0
0
0
0
0
0
0
0
0
0
0
0
0
0
0
0
0
0
0
0
0
0
0
0
0
0
0
0
0
0
0
0
0
0
0
0
0
0
0
0
0
0
0
0
0
0
0
0
0
0
0
0
0
0
0
0
0
0
0
0
0
0
0
0
0
0
0
0
0
0
0
0
0
0
0
0
0
0
0
0
0
0
0
0
0
0
0
0
0
0
0
0
0
0
0
0
0
0
0
0
0
0
0
0
0
0
0
0
0
0
0
0
0
0
0
0
0
0
0
0
0
0
0
0
0
0
0
0
0
0
0
0
0
0
0
0
0
0
0
0
0
0
0
0
0
0
0
0
0
0
0
0
0
0
0
0
0
0
0
0
0
0
0
0
0
0
0
0
0
0
0
0
0
0
0
0
0
0
0
0
0
0
0
0
0
0
0
0
0
0
0
0
0
0
0
0
0
0
0
0
0
0
0
0
0
0
0
0
0
0
0
0
0
0
0
0
0
0
0
0
0
0
0
0
0
0
0
0
0
0
0
0
0
0
0
0
0
0
0
0
0
0
0
0
0
0
0
0
0
0
0
0
0
0
0
0
0
0
0
0
0
0
0
0
0
0
0
0
0
0
0
0
0
0
0
0
0
0
0
0
0
0
0
0
0
0
0
0
0
0
0
0
0
0
0
0
0
0
0
0
0
0
0
0
0
0
0
0
0
0
0
0
0
0
0
0
0
0
0
0
0
0
0
0
0
0
0
0
0
0
0
0
0
0
0
0
0
0
0
0
0
0
0
0
0
0
0
0
0
0
0
0
0
0
0
0
0
0
0
0
0
0
0
0
0
0
0
0
0
0
0
0
0
0
0
0
0
0
0
0
0
0
0
0
0
0
0
0
0
0
0
0
0
0
0
0
0
0
0
0
0
0
0
0
0
0
0
0
0
0
0
0
0
0
0
0
0
0
0
0
0
0
0
0
0
0
0
0
0
0
0
0
0
0
0
0
0
0
0
0
0
0
0
0
0
0
0
0
0
0
0
0
0
0
0
0
0
0
0
0
0
0
0
0
0
0
0
0
0
0
0
0
0
0
0
0
0
0
0
0
0
0
0
0
0
0
0
0
0
0
0
0
0
0
0
0
0
0
0
0
0
0
0
0
0
0
0
0
0
0
0
0
0
0
0
0
0
0
0
0
0
0
0
0
0
0
0
0
0
0
0
0
0
0
0
0
0
0
0
0
0
0
0
0
0
0
0
0
0
0
0
0
0
0
0
0
0
0
0
0
0
0
0
0
0
0
0
0
0
0
0
0
0
0
0
0
0
0
0
0
0
0
0
0
0
0
0
0
0
0
0
0
0
0
0
0
0
0
0
0
0
0
0
0
0
0
0
0
0
0
0
0
0
0
0
0
0
0
0
0
0
0
0
0
0
0
0
0
0
0
0
0
0
0
0
0
0
0
0
0
0
0
0
0
0
0
0
0
0
0
0
0
0
0
0
0
0
0
0
0
0
0
0
0
0
0
0
0
0
0
0
0
0
0
0
0
0
0
0
0
0
0
0
0
0
0
0
0
0
0
0
0
0
0
0
0
0
0
0
0
0
0
0
0
0
0
0
0
0
0
0
0
0
0
0
0
0
0
0
0
0
0
0
0
0
0
0
0
0
0
0
0
0
0
0
0
0
0
0
0
0
0
0
0
0
0
0
0
0
0
0
0
0
0
0
0
0
0
0
0
0
0
0
0
0
0
0
0
0
0
0
0
0
0
0
0
0
0
0
0
0
0
0
0
0
0
0
0
0
0
0
0
0
0
0
0
0
0
0
0
0
0
0
0
0
0
0
0
0
0
0
0
0
0
0
0
0
0
0
0
0
0
0
0
0
0
0
0
0
0
0
0
0
0
0
0
0
0
0
0
0
0
0
0
0
0
0
0
0
0
0
0
0
0
0
0
0
0
0
0
0
0
0
0
0
0
0
0
0
0
0
0
0
0
0
0
0
0
0
0
0
0
0
0
0
0
0
0
0
0
0
0
0
0
0
0
0
0
0
0
0
0
0
0
0
0
0
0
0
0
0
0
0
0
0
0
0
0
0
0
0
0
0
0
0
0
0
0
0
0
0
0
0
0
0
0
0
0
0
0
0
0
0
0
0
0
0
0
0
0
0
0
0
0
0
0
0
0
0
0
0
0
0
0
0
0
0
0
0
0
0
0
0
0
0
0
0
0
0
0
0
0
0
0
0
0
0
0
0
0
0
0
0
0
0
0
0
0
0
0
0
0
0
0
0
0
0
0
0
0
0
0
0
0
0
0
0
0
0
0
0
0
0
0
0
0
0
0
0
0
0
0
0
0
0
0
0
0
0
0
0
0
0
0
0
0
0
0
0
0
0
0
0
0
0
0
0
0
0
0
0
0
0
0
0
0
0
0
0
0
0
0
0
0
0
0
0
0
0
0
0
0
0
0
0
0
0
0
0
0
0
0
0
0
0
0
0
0
0
0
0
0
0
0
0
0
0
0
0
0
0
0
0
0
0
0
0
0
0
0
0
0
0
0
0
0
0
0
0
0
0
0
0
0
0
0
0
0
0
0
0
0
0
0
0
0
0
0
0
0
0
0
0
0
0
0
0
0
0
0
0
0
0
0
0
0
0
0
0
0
0
0
0
0
0
0
0
0
0
0
0
0
0
0
0
0
0
0
0
0
0
0
0
0
0
0
0
0
0
0
0
0
0
0
0
0
0
0
0
0
0
0
0
0
0
0
0
0
0
0
0
0
0
0
0
0
0
0
0
0
0
0
0
0
0
0
0
0
0
0
0
0
0
0
0
0
0
0
0
0
0
0
0
0
0
0
0
0
0
0
0
0
0
0
0
0
0
0
0
0
0
0
0
0
0
0
0
0
0
0
0
0
0
0
0
0
0
0
0
0
0
0
0
0
0
0
0
0
0
0
0
0
0
0
0
0
0
0
0
0
0
0
0
0
0
0
0
0
0
0
0
0
0
0
0
0
0
0
0
0
0
0
0
0
0
0
0
0
0
0
0
0
0
0
0
0
0
0
0
0
0
0
0
0
0
0
0
0
0
0
0
0
0
0
0
0
0
0
0
0
0
0
0
0
0
0
0
0
0
0
0
0
0
0
0
0
0
0
0
0
0
0
0
0
0
0
0
0
0
0
0
0
0
0
0
0
0
0
0
0
0
0
0
0
0
0
0
0
0
0
0
0
0
0
0
0
0
0
0
0
0
0
0
0
0
0
0
0
0
0
0
0
0
0
0
0
0
0
0
0
0
0
0
0
0
0
0
0
0
0
0
0
0
0
0
0
0
0
0
0
0
0
0
0
0
0
0
0
0
0
0
0
0
0
0
0
0
0
0
0
0
0
0
0
0
0
0
0
0
0
0
0
0
0
0
0
0
0
0
0
0
0
0
0
0
0
0
0
0
0
0
0
0
0
0
0
0
0
0
0
0
0
0
0
0
0
0
0
0
0
0
0
0
0
0
0
0
0
0
0
0
0
0
0
0
0
0
0
0
0
0
0
0
0
0
0
0
0
0
0
0
0
0
0
0
0
0
0
0
0
0
0
0
0
0
0
0
0
0
0
0
0
0
0
0
0
0
0
0
0
0
0
0
0
0
0
0
0
0
0
0
0
0
0
0
0
0
0
0
0
0
0
0
0
0
0
0
0
0
0
0
0
0
0
0
0
0
0
0
0
0
0
0
0
0
0
0
0
0
0
0
0
0
0
0
0
0
0
0
0
0
0
0
0
0
0
0
0
0
0
0
0
0
0
0
0
0
0
0
0
0
0
0
0
0
0
0
0
0
0
0
0
0
0
0
0
0
0
0
0
0
0
0
0
0
0
0
0
0
0
0
0
0
0
0
0
0
0
0
0
0
0
0
0
0
0
0
0
0
0
0
0
0
0
0
0
0
0
0
0
0
0
0
0
0
0
0
0
0
0
0
0
0
0
0
0
0
0
0
0
0
0
0
0
0
0
0
0
0
0
0
0
0
0
0
0
0
0
0
0
0
0
0
0
0
0
0
0
0
0
0
0
0
0
0
0
0
0
0
0
0
0
0
0
0
0
0
0
0
0
0
0
0
0
0
0
0
0
0
0
0
0
0
0
0
0
0
0
0
0
0
0
0
0
0
0
0
0
0
0
0
0
0
0
0
0
0
0
0
0
0
0
0
0
0
0
0
0
0
0
0
0
0
0
0
0
0
0
0
0
0
0
0
0
0
0
0
0
0
0
0
0
0
0
0
0
0
0
0
0
0
0
0
0
0
0
0
0
0
0
0
0
0
0
0
0
0
0
0
0
0
0
0
0
0
0
0
0
0
0
0
0
0
0
0
0
0
0
0
0
0
0
0
0
0
0
0
0
0
0
0
0
0
0
0
0
0
0
0
0
0
0
0
0
0
0
0
0
0
0
0
0
0
0
0
0
0
0
0
0
0
0
0
0
0
0
0
0
0
0
0
0
0
0
0
0
0
0
0
0
0
0
0
0
0
0
0
0
0
0
0
0
0
0
0
0
0
0
0
0
0
0
0
0
0
0
0
0
0
0
0
0
0
0
0
0
0
0
0
0
0
0
0
0
0
0
0
0
0
0
0
0
0
0
0
0
0
0
0
0
0
0
0
0
0
0
0
0
0
0
0
0
0
0
0
0
0
0
0
0
0
0
0
0
0
0
0
0
0
0
0
0
0
0
0
0
0
0
0
0
0
0
0
0
0
0
0
0
0
0
0
0
0
0
0
0
0
0
0
0
0
0
0
0
0
0
0
0
0
0
0
0
0
0
0
0
0
0
0
0
0
0
0
0
0
0
0
0
0
0
0
0
0
0
0
0
0
0
0
0
0
0
0
0
0
0
0
0
0
0
0
0
0
0
0
0
0
0
0
0
0
0
0
0
0
0
0
0
0
0
0
0
0
0
0
0
0
0
0
0
0
0
0
0
0
0
0
0
0
0
0
0
0
0
0
0
0
0
0
0
0
0
0
0
0
0
0
0
0
0
0
0
0
0
0
0
0
0
0
0
0
0
0
0
0
0
0
0
0
0
0
0
0
0
0
0
0
0
0
0
0
0
0
0
0
0
0
0
0
0
0
0
0
0
0
0
0
0
0
0
0
0
0
0
0
0
0
0
0
0
0
0
0
0
0
0
0
0
0
0
0
0
0
0
0
0
0
0
0
0
0
0
0
0
0
0
0
0
0
0
0
0
0
0
0
0
0
0
0
0
0
0
0
0
0
0
0
0
0
0
0
0
0
0
0
0
0
0
0
0
0
0
0
0
0
0
0
0
0
0
0
0
0
0
0
0
0
0
0
0
0
0
0
0
0
0
0
0
0
0
0
0
0
0
0
0
0
0
0
0
0
0
0
0
0
0
0
0
0
0
0
0
0
0
0
0
0
0
0
0
0
0
0
0
0
0
0
0
0
0
0
0
0
0
0
0
0
0
0
0
0
0
0
0
0
0
0
0
0
0
0
0
0
0
0
0
0
0
0
0
0
0
0
0
0
0
0
0
0
0
0
0
0
0
0
0
0
0
0
0
0
0
0
0
0
0
0
0
0
0
0
0
0
0
0
0
0
0
0
0
0
0
0
0
0
0
0
0
0
0
0
0
0
0
0
0
0
0
0
0
0
0
0
0
0
0
0
0
0
0
0
0
0
0
0
0
0
0
0
0
0
0
0
0
0
0
0
0
0
0
0
0
0
0
0
0
0
0
0
0
0
0
0
0
0
0
0
0
0
0
0
0
0
0
0
0
0
0
0
0
0
0
0
0
0
0
0
0
0
0
0
0
0
0
0
0
0
0
0
0
0
0
0
0
0
0
0
0
0
0
0
0
0
0
0
0
0
0
0
0
0
0
0
0
0
0
0
0
0
0
0
0
0
0
0
0
0
0
0
0
0
0
0
0
0
0
0
0
0
0
0
0
0
0
0
0
0
0
0
0
0
0
0
0
0
0
0
0
0
0
0
0
0
0
0
0
0
0
0
0
0
0
0
0
0
0
0
0
0
0
0
0
0
0
0
0
0
0
0
0
0
0
0
0
0
0
0
0
0
0
0
0
0
0
0
0
0
0
0
0
0
0
0
0
0
0
0
0
0
0
0
0
0
0
0
0
0
0
0
0
0
0
0
0
0
0
0
0
0
0
0
0
0
0
0
0
0
0
0
0
0
0
0
0
0
0
0
0
0
0
0
0
0
0
0
0
0
0
0
0
0
0
0
0
0
0
0
0
0
0
0
0
0
0
0
0
0
0
0
0
0
0
0
0
0
0
0
0
0
0
0
0
0
0
0
0
0
0
0
0
0
0
0
0
0
0
0
0
0
0
0
0
0
0
0
0
0
0
0
0
0
0
0
0
0
0
0
0
0
0
0
0
0
0
0
0
0
0
0
0
0
0
0
0
0
0
0
0
0
0
0
0
0
0
0
0
0
0
0
0
0
0
0
0
0
0
0
0
0
0
0
0
0
0
0
0
0
0
0
0
0
0
0
0
0
0
0
0
0
0
0
0
0
0
0
0
0
0
0
0
0
0
0
0
0
0
0
0
0
0
0
0
0
0
0
0
0
0
0
0
0
0
0
0
0
0
0
0
0
0
0
0
0
0
0
0
0
0
0
0
0
0
0
0
0
0
0
0
0
0
0
0
0
0
0
0
0
0
0
0
0
0
0
0
0
0
0
0
0
0
0
0
0
0
0
0
0
0
0
0
0
0
0
0
0
0
0
0
0
0
0
0
0
0
0
0
0
0
0
0
0
0
0
0
0
0
0
0
0
0
0
0
0
0
0
0
0
0
0
0
0
0
0
0
0
0
0
0
0
0
0
0
0
0
0
0
0
0
0
0
0
0
0
0
0
0
0
0
0
0
0
0
0
0
0
0
0
0
0
0
0
0
0
0
0
0
0
0
0
0
0
0
0
0
0
0
0
0
0
0
0
0
0
0
0
0
0
0
0
0
0
0
0
0
0
0
0
0
0
0
0
0
0
0
0
0
0
0
0
0
0
0
0
0
0
0
0
0
0
0
0
0
0
0
0
0
0
0
0
0
0
0
0
0
0
0
0
0
0
0
0
0
0
0
0
0
0
0
0
0
0
0
0
0
0
0
0
0
0
0
0
0
0
0
0
0
0
0
0
0
0
0
0
0
0
0
0
0
0
0
0
0
0
0
0
0
0
0
0
0
0
0
0
0
0
0
0
0
0
0
0
0
0
0
0
0
0
0
0
0
0
0
0
0
0
0
0
0
0
0
0
0
0
0
0
0
0
0
0
0
0
0
0
0
0
0
0
0
0
0
0
0
0
0
0
0
0
0
0
0
0
0
0
0
0
0
0
0
0
0
0
0
0
0
0
0
0
0
0
0
0
0
0
0
0
0
0
0
0
0
0
0
0
0
0
0
0
0
0
0
0
0
0
0
0
0
0
0
0
0
0
0
0
0
0
0
0
0
0
0
0
0
0
0
0
0
0
0
0
0
0
0
0
0
0
0
0
0
0
0
0
0
0
0
0
0
0
0
0
0
0
0
0
0
0
0
0
0
0
0
0
0
0
0
0
0
0
0
0
0
0
0
0
0
0
0
0
0
0
0
0
0
0
0
0
0
0
0
0
0
0
0
0
0
0
0
0
0
0
0
0
0
0
0
0
0
0
0
0
0
0
0
0
0
0
0
0
0
0
0
0
0
0
0
0
0
0
0
0
0
0
0
0
0
0
0
0
0
0
0
0
0
0
0
0
0
0
0
0
0
0
0
0
0
0
0
0
0
0
0
0
0
0
0
0
0
0
0
0
0
0
0
0
0
0
0
0
0
0
0
0
0
0
0
0
0
0
0
0
0
0
0
0
0
0
0
0
0
0
0
0
0
0
0
0
0
0
0
0
0
0
0
0
0
0
0
0
0
0
0
0
0
0
0
0
0
0
0
0
0
0
0
0
0
0
0
0
0
0
0
0
0
0
0
0
0
0
0
0
0
0
0
0
0
0
0
0
0
0
0
0
0
0
0
0
0
0
0
0
0
0
0
0
0
0
0
0
0
0
0
0
0
0
0
0
0
0
0
0
0
0
0
0
0
0
0
0
0
0
0
0
0
0
0
0
0
0
0
0
0
0
0
0
0
0
0
0
0
0
0
0
0
0
0
0
0
0
0
0
0
0
0
0
0
0
0
0
0
0
0
0
0
0
0
0
0
0
0
0
0
0
0
0
0
0
0
0
0
0
0
0
0
0
0
0
0
0
0
0
0
0
0
0
0
0
0
0
0
0
0
0
0
0
0
0
0
0
0
0
0
0
0
0
0
0
0
0
0
0
0
0
0
0
0
0
0
0
0
0
0
0
0
0
0
0
0
0
0
0
0
0
0
0
0
0
0
0
0
0
0
0
0
0
0
0
0
0
0
0
0
0
0
0
0
0
0
0
0
0
0
0
0
0
0
0
0
0
0
0
0
0
0
0
0
0
0
0
0
0
0
0
0
0
0
0
0
0
0
0
0
0
0
0
0
0
0
0
0
0
0
0
0
0
0
0
0
0
0
0
0
0
0
0
0
0
0
0
0
0
0
0
0
0
0
0
0
0
0
0
0
0
0
0
0
0
0
0
0
0
0
0
0
0
0
0
0
0
0
0
0
0
0
0
0
0
0
0
0
0
0
0
0
0
0
0
0
0
0
0
0
0
0
0
0
0
0
0
0
0
0
0
0
0
0
0
0
0
0
0
0
0
0
0
0
0
0
0
0
0
0
0
0
0
0
0
0
0
0
0
0
0
0
0
0
0
0
0
0
0
0
0
0
0
0
0
0
0
0
0
0
0
0
0
0
0
0
0
0
0
0
0
0
0
0
0
0
0
0
0
0
0
0
0
0
0
0
0
0
0
0
0
0
0
0
0
0
0
0
0
0
0
0
0
0
0
0
0
0
0
0
0
0
0
0
0
0
0
0
0
0
0
0
0
0
0
0
0
0
0
0
0
0
0
0
0
0
0
0
0
0
0
0
0
0
0
0
0
0
0
0
0
0
0
0
0
0
0
0
0
0
0
0
0
0
0
0
0
0
0
0
0
0
0
0
0
0
0
0
0
0
0
0
0
0
0
0
0
0
0
0
0
0
0
0
0
0
0
0
0
0
0
0
0
0
0
0
0
0
0
0
0
0
0
0
0
0
0
0
0
0
0
0
0
0
0
0
0
0
0
0
0
0
0
0
0
0
0
0
0
0
0
0
0
0
0
0
0
0
0
0
0
0
0
0
0
0
0
0
0
0
0
0
0
0
0
0
0
0
0
0
0
0
0
0
0
0
0
0
0
0
0
0
0
0
0
0
0
0
0
0
0
0
0
0
0
0
0
0
0
0
0
0
0
0
0
0
0
0
0
0
0
0
0
0
0
0
0
0
0
0
0
0
0
0
0
0
0
0
0
0
0
0
0
0
0
0
0
0
0
0
0
0
0
0
0
0
0
0
0
0
0
0
0
0
0
0
0
0
0
0
0
0
0
0
0
0
0
0
0
0
0
0
0
0
0
0
0
0
0
0
0
0
0
0
0
0
0
0
0
0
0
0
0
0
0
0
0
0
0
0
0
0
0
0
0
0
0
0
0
0
0
0
0
0
0
0
0
0
0
0
0
0
0
0
0
0
0
0
0
0
0
0
0
0
0
0
0
0
0
0
0
0
0
0
0
0
0
0
0
0
0
0
0
0
0
0
0
0
0
0
0
0
0
0
0
0
0
0
0
0
0
0
0
0
0
0
0
0
0
0
0
0
0
0
0
0
0
0
0
0
0
0
0
0
0
0
0
0
0
0
0
0
0
0
0
0
0
0
0
0
0
0
0
0
0
0
0
0
0
0
0
0
0
0
0
0
0
0
0
0
0
0
0
0
0
0
0
0
0
0
0
0
0
0
0
0
0
0
0
0
0
0
0
0
0
0
0
0
0
0
0
0
0
0
0
0
0
0
0
0
0
0
0
0
0
0
0
0
0
0
0
0
0
0
0
0
0
0
0
0
0
0
0
0
0
0
0
0
0
0
0
0
0
0
0
0
0
0
0
0
0
0
0
0
0
0
0
0
0
0
0
0
0
0
0
0
0
0
0
0
0
0
0
0
0
0
0
0
0
0
0
0
0
0
0
0
0
0
0
0
0
0
0
0
0
0
0
0
0
0
0
0
0
0
0
0
0
0
0
0
0
0
0
0
0
0
0
0
0
0
0
0
0
0
0
0
0
0
0
0
0
0
0
0
0
0
0
0
0
0
0
0
0
0
0
0
0
0
0
0
0
0
0
0
0
0
0
0
0
0
0
0
0
0
0
0
0
0
0
0
0
0
0
0
0
0
0
0
0
0
0
0
0
0
0
0
0
0
0
0
0
0
0
0
0
0
0
0
0
0
0
0
0
0
0
0
0
0
0
0
0
0
0
0
0
0
0
0
0
0
0
0
0
0
0
0
0
0
0
0
0
0
0
0
0
0
0
0
0
0
0
0
0
0
0
0
0
0
0
0
0
0
0
0
0
0
0
0
0
0
0
0
0
0
0
0
0
0
0
0
0
0
0
0
0
0
0
0
0
0
0
0
0
0
0
0
0
0
0
0
0
0
0
0
0
0
0
0
0
0
0
0
0
0
0
0
0
0
0
0
0
0
0
0
0
0
0
0
0
0
0
0
0
0
0
0
0
0
0
0
0
0
0
0
0
0
0
0
0
0
0
0
0
0
0
0
0
0
0
0
0
0
0
0
0
0
0
0
0
0
0
0
0
0
0
0
0
0
0
0
0
0
0
0
0
0
0
0
0
0
0
0
0
0
0
0
0
0
0
0
0
0
0
0
0
0
0
0
0
0
0
0
0
0
0
0
0
0
0
0
0
0
0
0
0
0
0
0
0
0
0
0
0
0
0
0
0
0
0
0
0
0
0
0
0
0
0
0
0
0
0
0
0
0
0
0
0
0
0
0
0
0
0
0
0
0
0
0
0
0
0
0
0
0
0
0
0
0
0
0
0
0
0
0
0
0
0
0
0
0
0
0
0
0
0
0
0
0
0
0
0
0
0
0
0
0
0
0
0
0
0
0
0
0
0
0
0
0
0
0
0
0
0
0
0
0
0
0
0
0
0
0
0
0
0
0
0
0
0
0
0
0
0
0
0
0
0
0
0
0
0
0
0
0
0
0
0
0
0
0
0
0
0
0
0
0
0
0
0
0
0
0
0
0
0
0
0
0
0
0
0
0
0
0
0
0
0
0
0
0
0
0
0
0
0
0
0
0
0
0
0
0
0
0
0
0
0
0
0
0
0
0
0
0
0
0
0
0
0
0
0
0
0
0
0
0
0
0
0
0
0
0
0
0
0
0
0
0
0
0
0
0
0
0
0
0
0
0
0
0
0
0
0
0
0
0
0
0
0
0
0
0
0
0
0
0
0
0
0
0
0
0
0
0
0
0
0
0
0
0
0
0
0
0
0
0
0
0
0
0
0
0
0
0
0
0
0
0
0
0
0
0
0
0
0
0
0
0
0
0
0
0
0
0
0
0
0
0
0
0
0
0
0
0
0
0
0
0
0
0
0
0
0
0
0
0
0
0
0
0
0
0
0
0
0
0
0
0
0
0
0
0
0
0
0
0
0
0
0
0
0
0
0
0
0
0
0
0
0
0
0
0
0
0
0
0
0
0
0
0
0
0
0
0
0
0
0
0
0
0
0
0
0
0
0
0
0
0
0
0
0
0
0
0
0
0
0
0
0
0
0
0
0
0
0
0
0
0
0
0
0
0
0
0
0
0
0
0
0
0
0
0
0
0
0
0
0
0
0
0
0
0
0
0
0
0
0
0
0
0
0
0
0
0
0
0
0
0
0
0
0
0
0
0
0
0
0
0
0
0
0
0
0
0
0
0
0
0
0
0
0
0
0
0
0
0
0
0
0
0
0
0
0
0
0
0
0
0
0
0
0
0
0
0
0
0
0
0
0
0
0
0
0
0
0
0
0
0
0
0
0
0
0
0
0
0
0
0
0
0
0
0
0
0
0
0
0
0
0
0
0
0
0
0
0
0
0
0
0
0
0
0
0
0
0
0
0
0
0
0
0
0
0
0
0
0
0
0
0
0
0
0
0
0
0
0
0
0
0
0
0
0
0
0
0
0
0
0
0
0
0
0
0
0
0
0
0
0
0
0
0
0
0
0
0
0
0
0
0
0
0
0
0
0
0
0
0
0
0
0
0
0
0
0
0
0
0
0
0
0
0
0
0
0
0
0
0
0
0
0
0
0
0
0
0
0
0
0
0
0
0
0
0
0
0
0
0
0
0
0
0
0
0
0
0
0
0
0
0
0
0
0
0
0
0
0
0
0
0
0
0
0
0
0
0
0
0
0
0
0
0
0
0
0
0
0
0
0
0
0
0
0
0
0
0
0
0
0
0
0
0
0
0
0
0
0
0
0
0
0
0
0
0
0
0
0
0
0
0
0
0
0
0
0
0
0
0
0
0
0
0
0
0
0
0
0
0
0
0
0
0
0
0
0
0
0
0
0
0
0
0
0
0
0
0
0
0
0
0
0
0
0
0
0
0
0
0
0
0
0
0
0
0
0
0
0
0
0
0
0
0
0
0
0
0
0
0
0
0
0
0
0
0
0
0
0
0
0
0
0
0
0
0
0
0
0
0
0
0
0
0
0
0
0
0
0
0
0
0
0
0
0
0
0
0
0
0
0
0
0
0
0
0
0
0
0
0
0
0
0
0
0
0
0
0
0
0
0
0
0
0
0
0
0
0
0
0
0
0
0
0
0
0
0
0
0
0
0
0
0
0
0
0
0
0
0
0
0
0
0
0
0
0
0
0
0
0
0
0
0
0
0
0
0
0
0
0
0
0
0
0
0
0
0
0
0
0
0
0
0
0
0
0
0
0
0
0
0
0
0
0
0
0
0
0
0
0
0
0
0
0
0
0
0
0
0
0
0
0
0
0
0
0
0
0
0
0
0
0
0
0
0
0
0
0
0
0
0
0
0
0
0
0
0
0
0
0
0
0
0
0
0
0
0
0
0
0
0
0
0
0
0
0
0
0
0
0
0
0
0
0
0
0
0
0
0
0
0
0
0
0
0
0
0
0
0
0
0
0
0
0
0
0
0
0
0
0
0
0
0
0
0
0
0
0
0
0
0
0
0
0
0
0
0
0
0
0
0
0
0
0
0
0
0
0
0
0
0
0
0
0
0
0
0
0
0
0
0
0
0
0
0
0
0
0
0
0
0
0
0
0
0
0
0
0
0
0
0
0
0
0
0
0
0
0
0
0
0
0
0
0
0
0
0
0
0
0
0
0
0
0
0
0
0
0
0
0
0
0
0
0
0
0
0
0
0
0
0
0
0
0
0
0
0
0
0
0
0
0
0
0
0
0
0
0
0
0
0
0
0
0
0
0
0
0
0
0
0
0
0
0
0
0
0
0
0
0
0
0
0
0
0
0
0
0
0
0
0
0
0
0
0
0
0
0
0
0
0
0
0
0
0
0
0
0
0
0
0
0
0
0
0
0
0
0
0
0
0
0
0
0
0
0
0
0
0
0
0
0
0
0
0
0
0
0
0
0
0
0
0
0
0
0
0
0
0
0
0
0
0
0
0
0
0
0
0
0
0
0
0
0
0
0
0
0
0
0
0
0
0
0
0
0
0
0
0
0
0
0
0
0
0
0
0
0
0
0
0
0
0
0
0
0
0
0
0
0
0
0
0
0
0
0
0
0
0
0
0
0
0
0
0
0
0
0
0
0
0
0
0
0
0
0
0
0
0
0
0
0
0
0
0
0
0
0
0
0
0
0
0
0
0
0
0
0
0
0
0
0
0
0
0
0
0
0
0
0
0
0
0
0
0
0
0
0
0
0
0
0
0
0
0
0
0
0
0
0
0
0
0
0
0
0
0
0
0
0
0
0
0
0
0
0
0
0
0
0
0
0
0
0
0
0
0
0
0
0
0
0
0
0
0
0
0
0
0
0
0
0
0
0
0
0
0
0
0
0
0
0
0
0
0
0
0
0
0
0
0
0
0
0
0
0
0
0
0
0
0
0
0
0
0
0
0
0
0
0
0
0
0
0
0
0
0
0
0
0
0
0
0
0
0
0
0
0
0
0
0
0
0
0
0
0
0
0
0
0
0
0
0
0
0
0
0
0
0
0
0
0
0
0
0
0
0
0
0
0
0
0
0
0
0
0
0
0
0
0
0
0
0
0
0
0
0
0
0
0
0
0
0
0
0
0
0
0
0
0
0
0
0
0
0
0
0
0
0
0
0
0
0
0
0
0
0
0
0
0
0
0
0
0
0
0
0
0
0
0
0
0
0
0
0
0
0
0
0
0
0
0
0
0
0
0
0
0
0
0
0
0
0
0
0
0
0
0
0
0
0
0
0
0
0
0
0
0
0
0
0
0
0
0
0
0
0
0
0
0
0
0
0
0
0
0
0
0
0
0
0
0
0
0
0
0
0
0
0
0
0
0
0
0
0
0
0
0
0
0
0
0
0
0
0
0
0
0
0
0
0
0
0
0
0
0
0
0
0
0
0
0
0
0
0
0
0
0
0
0
0
0
0
0
0
0
0
0
0
0
0
0
0
0
0
0
0
0
0
0
0
0
0
0
0
0
0
0
0
0
0
0
0
0
0
0
0
0
0
0
0
0
0
0
0
0
0
0
0
0
0
0
0
0
0
0
0
0
0
0
0
0
0
0
0
0
0
0
0
0
0
0
0
0
0
0
0
0
0
0
0
0
0
0
0
0
0
0
0
0
0
0
0
0
0
0
0
0
0
0
0
0
0
0
0
0
0
0
0
0
0
0
0
0
0
0
0
0
0
0
0
0
0
0
0
0
0
0
0
0
0
0
0
0
0
0
0
0
0
0
0
0
0
0
0
0
0
0
0
0
0
0
0
0
0
0
0
0
0
0
0
0
0
0
0
0
0
0
0
0
0
0
0
0
0
0
0
0
0
0
0
0
0
0
0
0
0
0
0
0
0
0
0
0
0
0
0
0
0
0
0
0
0
0
0
0
0
0
0
0
0
0
0
0
0
0
0
0
0
0
0
0
0
0
0
0
0
0
0
0
0
0
0
0
0
0
0
0
0
0
0
0
0
0
0
0
0
0
0
0
0
0
0
0
0
0
0
0
0
0
0
0
0
0
0
0
0
0
0
0
0
0
0
0
0
0
0
0
0
0
0
0
0
0
0
0
0
0
0
0
0
0
0
0
0
0
0
0
0
0
0
0
0
0
0
0
0
0
0
0
0
0
0
0
0
0
0
0
0
0
0
0
0
0
0
0
0
0
0
0
0
0
0
0
0
0
0
0
0
0
0
0
0
0
0
0
0
0
0
0
0
0
0
0
0
0
0
0
0
0
0
0
0
0
0
0
0
0
0
0
0
0
0
0
0
0
0
0
0
0
0
0
0
0
0
0
0
0
0
0
0
0
0
0
0
0
0
0
0
0
0
0
0
0
0
0
0
0
0
0
0
0
0
0
0
0
0
0
0
0
0
0
0
0
0
0
0
0
0
0
0
0
0
0
0
0
0
0
0
0
0
0
0
0
0
0
0
0
0
0
0
0
0
0
0
0
0
0
0
0
0
0
0
0
0
0
0
0
0
0
0
0
0
0
0
0
0
0
0
0
0
0
0
0
0
0
0
0
0
0
0
0
0
0
0
0
0
0
0
0
0
0
0
0
0
0
0
0
0
0
0
0
0
0
0
0
0
0
0
0
0
0
0
0
0
0
0
0
0
0
0
0
0
0
0
0
0
0
0
0
0
0
0
0
0
0
0
0
0
0
0
0
0
0
0
0
0
0
0
0
0
0
0
0
0
0
0
0
0
0
0
0
0
0
0
0
0
0
0
0
0
0
0
0
0
0
0
0
0
0
0
0
0
0
0
0
0
0
0
0
0
0
0
0
0
0
0
0
0
0
0
0
0
0
0
0
0
0
0
0
0
0
0
0
0
0
0
0
0
0
0
0
0
0
0
0
0
0
0
0
0
0
0
0
0
0
0
0
0
0
0
0
0
0
0
0
0
0
0
0
0
0
0
0
0
0
0
0
0
0
0
0
0
0
0
0
0
0
0
0
0
0
0
0
0
0
0
0
0
0
0
0
0
0
0
0
0
0
0
0
0
0
0
0
0
0
0
0
0
0
0
0
0
0
0
0
0
0
0
0
0
0
0
0
0
0
0
0
0
0
0
0
0
0
0
0
0
0
0
0
0
0
0
0
0
0
0
0
0
0
0
0
0
0
0
0
0
0
0
0
0
0
0
0
0
0
0
0
0
0
0
0
0
0
0
0
0
0
0
0
0
0
0
0
0
0
0
0
0
0
0
0
0
0
0
0
0
0
0
0
0
0
0
0
0
0
0
0
0
0
0
0
0
0
0
0
0
0
0
0
0
0
0
0
0
0
0
0
0
0
0
0
0
0
0
0
0
0
0
0
0
0
0
0
0
0
0
0
0
0
0
0
0
0
0
0
0
0
0
0
0
0
0
0
0
0
0
0
0
0
0
0
0
0
0
0
0
0
0
0
0
0
0
0
0
0
0
0
0
0
0
0
0
0
0
0
0
0
0
0
0
0
0
0
0
0
0
0
0
0
0
0
0
0
0
0
0
0
0
0
0
0
0
0
0
0
0
0
0
0
0
0
0
0
0
0
0
0
0
0
0
0
0
0
0
0
0
0
0
0
0
0
0
0
0
0
0
0
0
0
0
0
0
0
0
0
0
0
0
0
0
0
0
0
0
0
0
0
0
0
0
0
0
0
0
0
0
0
0
0
0
0
0
0
0
0
0
0
0
0
0
0
0
0
0
0
0
0
0
0
0
0
0
0
0
0
0
0
0
0
0
0
0
0
0
0
0
0
0
0
0
0
0
0
0
0
0
0
0
0
0
0
0
0
0
0
0
0
0
0
0
0
0
0
0
0
0
0
0
0
0
0
0
0
0
0
0
0
0
0
0
0
0
0
0
0
0
0
0
0
0
0
0
0
0
0
0
0
0
0
0
0
0
0
0
0
0
0
0
0
0
0
0
0
0
0
0
0
0
0
0
0
0
0
0
0
0
0
0
0
0
0
0
0
0
0
0
0
0
0
0
0
0
0
0
0
0
0
0
0
0
0
0
0
0
0
0
0
0
0
0
0
0
0
0
0
0
0
0
0
0
0
0
0
0
0
0
0
0
0
0
0
0
0
0
0
0
0
0
0
0
0
0
0
0
0
0
0
0
0
0
0
0
0
0
0
0
0
0
0
0
0
0
0
0
0
0
0
0
0
0
0
0
0
0
0
0
0
0
0
0
0
0
0
0
0
0
0
0
0
0
0
0
0
0
0
0
0
0
0
0
0
0
0
0
0
0
0
0
0
0
0
0
0
0
0
0
0
0
0
0
0
0
0
0
0
0
0
0
0
0
0
0
0
0
0
0
0
0
0
0
0
0
0
0
0
0
0
0
0
0
0
0
0
0
0
0
0
0
0
0
0
0
0
0
0
0
0
0
0
0
0
0
0
0
0
0
0
0
0
0
0
0
0
0
0
0
0
0
0
0
0
0
0
0
0
0
0
0
0
0
0
0
0
0
0
0
0
0
0
0
0
0
0
0
0
0
0
0
0
0
0
0
0
0
0
0
0
0
0
0
0
0
0
0
0
0
0
0
0
0
0
0
0
0
0
0
0
0
0
0
0
0
0
0
0
0
0
0
0
0
0
0
0
0
0
0
0
0
0
0
0
0
0
0
0
0
0
0
0
0
0
0
0
0
0
0
0
0
0
0
0
0
0
0
0
0
0
0
0
0
0
0
0
0
0
0
0
0
0
0
0
0
0
0
0
0
0
0
0
0
0
0
0
0
0
0
0
0
0
0
0
0
0
0
0
0
0
0
0
0
0
0
0
0
0
0
0
0
0
0
0
0
0
0
0
0
0
0
0
0
0
0
0
0
0
0
0
0
0
0
0
0
0
0
0
0
0
0
0
0
0
0
0
0
0
0
0
0
0
0
0
0
0
0
0
0
0
0
0
0
0
0
0
0
0
0
0
0
0
0
0
0
0
0
0
0
0
0
0
0
0
0
0
0
0
0
0
0
0
0
0
0
0
0
0
0
0
0
0
0
0
0
0
0
0
0
0
0
0
0
0
0
0
0
0
0
0
0
0
0
0
0
0
0
0
0
0
0
0
0
0
0
0
0
0
0
0
0
0
0
0
0
0
0
0
0
0
0
0
0
0
0
0
0
0
0
0
0
0
0
0
0
0
0
0
0
0
0
0
0
0
0
0
0
0
0
0
0
0
0
0
0
0
0
0
0
0
0
0
0
0
0
0
0
0
0
0
0
0
0
0
0
0
0
0
0
0
0
0
0
0
0
0
0
0
0
0
0
0
0
0
0
0
0
0
0
0
0
0
0
0
0
0
0
0
0
0
0
0
0
0
0
0
0
0
0
0
0
0
0
0
0
0
0
0
0
0
0
0
0
0
0
0
0
0
0
0
0
0
0
0
0
0
0
0
0
0
0
0
0
0
0
0
0
0
0
0
0
0
0
0
0
0
0
0
0
0
0
0
0
0
0
0
0
0
0
0
0
0
0
0
0
0
0
0
0
0
0
0
0
0
0
0
0
0
0
0
0
0
0
0
0
0
0
0
0
0
0
0
0
0
0
0
0
0
0
0
0
0
0
0
0
0
0
0
0
0
0
0
0
0
0
0
0
0
0
0
0
0
0
0
0
0
0
0
0
0
0
0
0
0
0
0
0
0
0
0
0
0
0
0
0
0
0
0
0
0
0
0
0
0
0
0
0
0
0
0
0
0
0
0
0
0
0
0
0
0
0
0
0
0
0
0
0
0
0
0
0
0
0
0
0
0
0
0
0
0
0
0
0
0
0
0
0
0
0
0
0
0
0
0
0
0
0
0
0
0
0
0
0
0
0
0
0
0
0
0
0
0
0
0
0
0
0
0
0
0
0
0
0
0
0
0
0
0
0
0
0
0
0
0
0
0
0
0
0
0
0
0
0
0
0
0
0
0
0
0
0
0
0
0
0
0
0
0
0
0
0
0
0
0
0
0
0
0
0
0
0
0
0
0
0
0
0
0
0
0
0
0
0
0
0
0
0
0
0
0
0
0
0
0
0
0
0
0
0
0
0
0
0
0
0
0
0
0
0
0
0
0
0
0
0
0
0
0
0
0
0
0
0
0
0
0
0
0
0
0
0
0
0
0
0
0
0
0
0
0
0
0
0
0
0
0
0
0
0
0
0
0
0
0
0
0
0
0
0
0
0
0
0
0
0
0
0
0
0
0
0
0
0
0
0
0
0
0
0
0
0
0
0
0
0
0
0
0
0
0
0
0
0
0
0
0
0
0
0
0
0
0
0
0
0
0
0
0
0
0
0
0
0
0
0
0
0
0
0
0
0
0
0
0
0
0
0
0
0
0
0
0
0
0
0
0
0
0
0
0
0
0
0
0
0
0
0
0
0
0
0
0
0
0
0
0
0
0
0
0
0
0
0
0
0
0
0
0
0
0
0
0
0
0
0
0
0
0
0
0
0
0
0
0
0
0
0
0
0
0
0
0
0
0
0
0
0
0
0
0
0
0
0
0
0
0
0
0
0
0
0
0
0
0
0
0
0
0
0
0
0
0
0
0
0
0
0
0
0
0
0
0
0
0
0
0
0
0
0
0
0
0
0
0
0
0
0
0
0
0
0
0
0
0
0
0
0
0
0
0
0
0
0
0
0
0
0
0
0
0
0
0
0
0
0
0
0
0
0
0
0
0
0
0
0
0
0
0
0
0
0
0
0
0
0
0
0
0
0
0
0
0
0
0
0
0
0
0
0
0
0
0
0
0
0
0
0
0
0
0
0
0
0
0
0
0
0
0
0
0
0
0
0
0
0
0
0
0
0
0
0
0
0
0
0
0
0
0
0
0
0
0
0
0
0
0
0
0
0
0
0
0
0
0
0
0
0
0
0
0
0
0
0
0
0
0
0
0
0
0
0
0
0
0
0
0
0
0
0
0
0
0
0
0
0
0
0
0
0
0
0
0
0
0
0
0
0
0
0
0
0
0
0
0
0
0
0
0
0
0
0
0
0
0
0
0
0
0
0
0
0
0
0
0
0
0
0
0
0
0
0
0
0
0
0
0
0
0
0
0
0
0
0
0
0
0
0
0
0
0
0
0
0
0
0
0
0
0
0
0
0
0
0
0
0
0
0
0
0
0
0
0
0
0
0
0
0
0
0
0
0
0
0
0
0
0
0
0
0
0
0
0
0
0
0
0
0
0
0
0
0
0
0
0
0
0
0
0
0
0
0
0
0
0
0
0
0
0
0
0
0
0
0
0
0
0
0
0
0
0
0
0
0
0
0
0
0
0
0
0
0
0
0
0
0
0
0
0
0
0
0
0
0
0
0
0
0
0
0
0
0
0
0
0
0
0
0
0
0
0
0
0
0
0
0
0
0
0
0
0
0
0
0
0
0
0
0
0
0
0
0
0
0
0
0
0
0
0
0
0
0
0
0
0
0
0
0
0
0
0
0
0
0
0
0
0
0
0
0
0
0
0
0
0
0
0
0
0
0
0
0
0
0
0
0
0
0
0
0
0
0
0
0
0
0
0
0
0
0
0
0
0
0
0
0
0
0
0
0
0
0
0
0
0
0
0
0
0
0
0
0
0
0
0
0
0
0
0
0
0
0
0
0
0
0
0
0
0
0
0
0
0
0
0
0
0
0
0
0
0
0
0
0
0
0
0
0
0
0
0
0
0
0
0
0
0
0
0
0
0
0
0
0
0
0
0
0
0
0
0
0
0
0
0
0
0
0
0
0
0
0
0
0
0
0
0
0
0
0
0
0
0
0
0
0
0
0
0
0
0
0
0
0
0
0
0
0
0
0
0
0
0
0
0
0
0
0
0
0
0
0
0
0
0
0
0
0
0
0
0
0
0
0
0
0
0
0
0
0
0
0
0
0
0
0
0
0
0
0
0
0
0
0
0
0
0
0
0
0
0
0
0
0
0
0
0
0
0
0
0
0
0
0
0
0
0
0
0
0
0
0
0
0
0
0
0
0
0
0
0
0
0
0
0
0
0
0
0
0
0
0
0
0
0
0
0
0
0
0
0
0
0
0
0
0
0
0
0
0
0
0
0
0
0
0
0
0
0
0
0
0
0
0
0
0
0
0
0
0
0
0
0
0
0
0
0
0
0
0
0
0
0
0
0
0
0
0
0
0
0
0
0
0
0
0
0
0
0
0
0
0
0
0
0
0
0
0
0
0
0
0
0
0
0
0
0
0
0
0
0
0
0
0
0
0
0
0
0
0
0
0
0
0
0
0
0
0
0
0
0
0
0
0
0
0
0
0
0
0
0
0
0
0
0
0
0
0
0
0
0
0
0
0
0
0
0
0
0
0
0
0
0
0
0
0
0
0
0
0
0
0
0
0
0
0
0
0
0
0
0
0
0
0
0
0
0
0
0
0
0
0
0
0
0
0
0
0
0
0
0
0
0
0
0
0
0
0
0
0
0
0
0
0
0
0
0
0
0
0
0
0
0
0
0
0
0
0
0
0
0
0
0
0
0
0
0
0
0
0
0
0
0
0
0
0
0
0
0
0
0
0
0
0
0
0
0
0
0
0
0
0
0
0
0
0
0
0
0
0
0
0
0
0
0
0
0
0
0
0
0
0
0
0
0
0
0
0
0
0
0
0
0
0
0
0
0
0
0
0
0
0
0
0
0
0
0
0
0
0
0
0
0
0
0
0
0
0
0
0
0
0
0
0
0
0
0
0
0
0
0
0
0
0
0
0
0
0
0
0
0
0
0
0
0
0
0
0
0
0
0
0
0
0
0
0
0
0
0
0
0
0
0
0
0
0
0
0
0
0
0
0
0
0
0
0
0
0
0
0
0
0
0
0
0
0
0
0
0
0
0
0
0
0
0
0
0
0
0
0
0
0
0
0
0
0
0
0
0
0
0
0
0
0
0
0
0
0
0
0
0
0
0
0
0
0
0
0
0
0
0
0
0
0
0
0
0
0
0
0
0
0
0
0
0
0
0
0
0
0
0
0
0
0
0
0
0
0
0
0
0
0
0
0
0
0
0
0
0
0
0
0
0
0
0
0
0
0
0
0
0
0
0
0
0
0
0
0
0
0
0
0
0
0
0
0
0
0
0
0
0
0
0
0
0
0
0
0
0
0
0
0
0
0
0
0
0
0
0
0
0
0
0
0
0
0
0
0
0
0
0
0
0
0
0
0
0
0
0
0
0
0
0
0
0
0
0
0
0
0
0
0
0
0
0
0
0
0
0
0
0
0
0
0
0
0
0
0
0
0
0
0
0
0
0
0
0
0
0
0
0
0
0
0
0
0
0
0
0
0
0
0
0
0
0
0
0
0
0
0
0
0
0
0
0
0
0
0
0
0
0
0
0
0
0
0
0
0
0
0
0
0
0
0
0
0
0
0
0
0
0
0
0
0
0
0
0
0
0
0
0
0
0
0
0
0
0
0
0
0
0
0
0
0
0
0
0
0
0
0
0
0
0
0
0
0
0
0
0
0
0
0
0
0
0
0
0
0
0
0
0
0
0
0
0
0
0
0
0
0
0
0
0
0
0
0
0
0
0
0
0
0
0
0
0
0
0
0
0
0
0
0
0
0
0
0
0
0
0
0
0
0
0
0
0
0
0
0
0
0
0
0
0
0
0
0
0
0
0
0
0
0
0
0
0
0
0
0
0
0
0
0
0
0
0
0
0
0
0
0
0
0
0
0
0
0
0
0
0
0
0
0
0
0
0
0
0
0
0
0
0
0
0
0
0
0
0
0
0
0
0
0
0
0
0
0
0
0
0
0
0
0
0
0
0
0
0
0
0
0
0
0
0
0
0
0
0
0
0
0
0
0
0
0
0
0
0
0
0
0
0
0
0
0
0
0
0
0
0
0
0
0
0
0
0
0
0
0
0
0
0
0
0
0
0
0
0
0
0
0
0
0
0
0
0
0
0
0
0
0
0
0
0
0
0
0
0
0
0
0
0
0
0
0
0
0
0
0
0
0
0
0
0
0
0
0
0
0
0
0
0
0
0
0
0
0
0
0
0
0
0
0
0
0
0
0
0
0
0
0
0
0
0
0
0
0
0
0
0
0
0
0
0
0
0
0
0
0
0
0
0
0
0
0
0
0
0
0
0
0
0
0
0
0
0
0
0
0
0
0
0
0
0
0
0
0
0
0
0
0
0
0
0
0
0
0
0
0
0
0
0
0
0
0
0
0
0
0
0
0
0
0
0
0
0
0
0
0
0
0
0
0
0
0
0
0
0
0
0
0
0
0
0
0
0
0
0
0
0
0
0
0
0
0
0
0
0
0
0
0
0
0
0
0
0
0
0
0
0
0
0
0
0
0
0
0
0
0
0
0
0
0
0
0
0
0
0
0
0
0
0
0
0
0
0
0
0
0
0
0
0
0
0
0
0
0
0
0
0
0
0
0
0
0
0
0
0
0
0
0
0
0
0
0
0
0
0
0
0
0
0
0
0
0
0
0
0
0
0
0
0
0
0
0
0
0
0
0
0
0
0
0
0
0
0
0
0
0
0
0
0
0
0
0
0
0
0
0
0
0
0
0
0
0
0
0
0
0
0
0
0
0
0
0
0
0
0
0
0
0
0
0
0
0
0
0
0
0
0
0
0
0
0
0
0
0
0
0
0
0
0
0
0
0
0
0
0
0
0
0
0
0
0
0
0
0
0
0
0
0
0
0
0
0
0
0
0
0
0
0
0
0
0
0
0
0
0
0
0
0
0
0
0
0
0
0
0
0
0
0
0
0
0
0
0
0
0
0
0
0
0
0
0
0
0
0
0
0
0
0
0
0
0
0
0
0
0
0
0
0
0
0
0
0
0
0
0
0
0
0
0
0
0
0
0
0
0
0
0
0
0
0
0
0
0
0
0
0
0
0
0
0
0
0
0
0
0
0
0
0
0
0
0
0
0
0
0
0
0
0
0
0
0
0
0
0
0
0
0
0
0
0
0
0
0
0
0
0
0
0
0
0
0
0
0
0
0
0
0
0
0
0
0
0
0
0
0
0
0
0
0
0
0
0
0
0
0
0
0
0
0
0
0
0
0
0
0
0
0
0
0
0
0
0
0
0
0
0
0
0
0
0
0
0
0
0
0
0
0
0
0
0
0
0
0
0
0
0
0
0
0
0
0
0
0
0
0
0
0
0
0
0
0
0
0
0
0
0
0
0
0
0
0
0
0
0
0
0
0
0
0
0
0
0
0
0
0
0
0
0
0
0
0
0
0
0
0
0
0
0
0
0
0
0
0
0
0
0
0
0
0
0
0
0
0
0
0
0
0
0
0
0
0
0
0
0
0
0
0
0
0
0
0
0
0
0
0
0
0
0
0
0
0
0
0
0
0
0
0
0
0
0
0
0
0
0
0
0
0
0
0
0
0
0
0
0
0
0
0
0
0
0
0
0
0
0
0
0
0
0
0
0
0
0
0
0
0
0
0
0
0
0
0
0
0
0
0
0
0
0
0
0
0
0
0
0
0
0
0
0
0
0
0
0
0
0
0
0
0
0
0
0
0
0
0
0
0
0
0
0
0
0
0
0
0
0
0
0
0
0
0
0
0
0
0
0
0
0
0
0
0
0
0
0
0
0
0
0
0
0
0
0
0
0
0
0
0
0
0
0
0
0
0
0
0
0
0
0
0
0
0
0
0
0
0
0
0
0
0
0
0
0
0
0
0
0
0
0
0
0
0
0
0
0
0
0
0
0
0
0
0
0
0
0
0
0
0
0
0
0
0
0
0
0
0
0
0
0
0
0
0
0
0
0
0
0
0
0
0
0
0
0
0
0
0
0
0
0
0
0
0
0
0
0
0
0
0
0
0
0
0
0
0
0
0
0
0
0
0
0
0
0
0
0
0
0
0
0
0
0
0
0
0
0
0
0
0
0
0
0
0
0
0
0
0
0
0
0
0
0
0
0
0
0
0
0
0
0
0
0
0
0
0
0
0
0
0
0
0
0
0
0
0
0
0
0
0
0
0
0
0
0
0
0
0
0
0
0
0
0
0
0
0
0
0
0
0
0
0
0
0
0
0
0
0
0
0
0
0
0
0
0
0
0
0
0
0
0
0
0
0
0
0
0
0
0
0
0
0
0
0
0
0
0
0
0
0
0
0
0
0
0
0
0
0
0
0
0
0
0
0
0
0
0
0
0
0
0
0
0
0
0
0
0
0
0
0
0
0
0
0
0
0
0
0
0
0
0
0
0
0
0
0
0
0
0
0
0
0
0
0
0
0
0
0
0
0
0
0
0
0
0
0
0
0
0
0
0
0
0
0
0
0
0
0
0
0
0
0
0
0
0
0
0
0
0
0
0
0
0
0
0
0
0
0
0
0
0
0
0
0
0
0
0
0
0
0
0
0
0
0
0
0
0
0
0
0
0
0
0
0
0
0
0
0
0
0
0
0
0
0
0
0
0
0
0
0
0
0
0
0
0
0
0
0
0
0
0
0
0
0
0
0
0
0
0
0
0
0
0
0
0
0
0
0
0
0
0
0
0
0
0
0
0
0
0
0
0
0
0
0
0
0
0
0
0
0
0
0
0
0
0
0
0
0
0
0
0
0
0
0
0
0
0
0
0
0
0
0
0
0
0
0
0
0
0
0
0
0
0
0
0
0
0
0
0
0
0
0
0
0
0
0
0
0
0
0
0
0
0
0
0
0
0
0
0
0
0
0
0
0
0
0
0
0
0
0
0
0
0
0
0
0
0
0
0
0
0
0
0
0
0
0
0
0
0
0
0
0
0
0
0
0
0
0
0
0
0
0
0
0
0
0
0
0
0
0
0
0
0
0
0
0
0
0
0
0
0
0
0
0
0
0
0
0
0
0
0
0
0
0
0
0
0
0
0
0
0
0
0
0
0
0
0
0
0
0
0
0
0
0
0
0
0
0
0
0
0
0
0
0
0
0
0
0
0
0
0
0
0
0
0
0
0
0
0
0
0
0
0
0
0
0
0
0
0
0
0
0
0
0
0
0
0
0
0
0
0
0
0
0
0
0
0
0
0
0
0
0
0
0
0
0
0
0
0
0
0
0
0
0
0
0
0
0
0
0
0
0
0
0
0
0
0
0
0
0
0
0
0
0
0
0
0
0
0
0
0
0
0
0
0
0
0
0
0
0
0
0
0
0
0
0
0
0
0
0
0
0
0
0
0
0
0
0
0
0
0
0
0
0
0
0
0
0
0
0
0
0
0
0
0
0
0
0
0
0
0
0
0
0
0
0
0
0
0
0
0
0
0
0
0
0
0
0
0
0
0
0
0
0
0
0
0
0
0
0
0
0
0
0
0
0
0
0
0
0
0
0
0
0
0
0
0
0
0
0
0
0
0
0
0
0
0
0
0
0
0
0
0
0
0
0
0
0
0
0
0
0
0
0
0
0
0
0
0
0
0
0
0
0
0
0
0
0
0
0
0
0
0
0
0
0
0
0
0
0
0
0
0
0
0
0
0
0
0
0
0
0
0
0
0
0
0
0
0
0
0
0
0
0
0
0
0
0
0
0
0
0
0
0
0
0
0
0
0
0
0
0
0
0
0
0
0
0
0
0
0
0
0
0
0
0
0
0
0
0
0
0
0
0
0
0
0
0
0
0
0
0
0
0
0
0
0
0
0
0
0
0
0
0
0
0
0
0
0
0
0
0
0
0
0
0
0
0
0
0
0
0
0
0
0
0
0
0
0
0
0
0
0
0
0
0
0
0
0
0
0
0
0
0
0
0
0
0
0
0
0
0
0
0
0
0
0
0
0
0
0
0
0
0
0
0
0
0
0
0
0
0
0
0
0
0
0
0
0
0
0
0
0
0
0
0
0
0
0
0
0
0
0
0
0
0
0
0
0
0
0
0
0
0
0
0
0
0
0
0
0
0
0
0
0
0
0
0
0
0
0
0
0
0
0
0
0
0
0
0
0
0
0
0
0
0
0
0
0
0
0
0
0
0
0
0
0
0
0
0
0
0
0
0
0
0
0
0
0
0
0
0
0
0
0
0
0
0
0
0
0
0
0
0
0
0
0
0
0
0
0
0
0
0
0
0
0
0
0
0
0
0
0
0
0
0
0
0
0
0
0
0
0
0
0
0
0
0
0
0
0
0
0
0
0
0
0
0
0
0
0
0
0
0
0
0
0
0
0
0
0
0
0
0
0
0
0
0
0
0
0
0
0
0
0
0
0
0
0
0
0
0
0
0
0
0
0
0
0
0
0
0
0
0
0
0
0
0
0
0
0
0
0
0
0
0
0
0
0
0
0
0
0
0
0
0
0
0
0
0
0
0
0
0
0
0
0
0
0
0
0
0
0
0
0
0
0
0
0
0
0
0
0
0
0
0
0
0
0
0
0
0
0
0
0
0
0
0
0
0
0
0
0
0
0
0
0
0
0
0
0
0
0
0
0
0
0
0
0
0
0
0
0
0
0
0
0
0
0
0
0
0
0
0
0
0
0
0
0
0
0
0
0
0
0
0
0
0
0
0
0
0
0
0
0
0
0
0
0
0
0
0
0
0
0
0
0
0
0
0
0
0
0
0
0
0
0
0
0
0
0
0
0
0
0
0
0
0
0
0
0
0
0
0
0
0
0
0
0
0
0
0
0
0
0
0
0
0
0
0
0
0
0
0
0
0
0
0
0
0
0
0
0
0
0
0
0
0
0
0
0
0
0
0
0
0
0
0
0
0
0
0
0
0
0
0
0
0
0
0
0
0
0
0
0
0
0
0
0
0
0
0
0
0
0
0
0
0
0
0
0
0
0
0
0
0
0
0
0
0
0
0
0
0
0
0
0
0
0
0
0
0
0
0
0
0
0
0
0
0
0
0
0
0
0
0
0
0
0
0
0
0
0
0
0
0
0
0
0
0
0
0
0
0
0
0
0
0
0
0
0
0
0
0
0
0
0
0
0
0
0
0
0
0
0
0
0
0
0
0
0
0
0
0
0
0
0
0
0
0
0
0
0
0
0
0
0
0
0
0
0
0
0
0
0
0
0
0
0
0
0
0
0
0
0
0
0
0
0
0
0
0
0
0
0
0
0
0
0
0
0
0
0
0
0
0
0
0
0
0
0
0
0
0
0
0
0
0
0
0
0
0
0
0
0
0
0
0
0
0
0
0
0
0
0
0
0
0
0
0
0
0
0
0
0
0
0
0
0
0
0
0
0
0
0
0
0
0
0
0
0
0
0
0
0
0
0
0
0
0
0
0
0
0
0
0
0
0
0
0
0
0
0
0
0
0
0
0
0
0
0
0
0
0
0
0
0
0
0
0
0
0
0
0
0
0
0
0
0
0
0
0
0
0
0
0
0
0
0
0
0
0
0
0
0
0
0
0
0
0
0
0
0
0
0
0
0
0
0
0
0
0
0
0
0
0
0
0
0
0
0
0
0
0
0
0
0
0
0
0
0
0
0
0
0
0
0
0
0
0
0
0
0
0
0
0
0
0
0
0
0
0
0
0
0
0
0
0
0
0
0
0
0
0
0
0
0
0
0
0
0
0
0
0
0
0
0
0
0
0
0
0
0
0
0
0
0
0
0
0
0
0
0
0
0
0
0
0
0
0
0
0
0
0
0
0
0
0
0
0
0
0
0
0
0
0
0
0
0
0
0
0
0
0
0
0
0
0
0
0
0
0
0
0
0
0
0
0
0
0
0
0
0
0
0
0
0
0
0
0
0
0
0
0
0
0
0
0
0
0
0
0
0
0
0
0
0
0
0
0
0
0
0
0
0
0
0
0
0
0
0
0
0
0
0
0
0
0
0
0
0
0
0
0
0
0
0
0
0
0
0
0
0
0
0
0
0
0
0
0
0
0
0
0
0
0
0
0
0
0
0
0
0
0
0
0
0
0
0
0
0
0
0
0
0
0
0
0
0
0
0
0
0
0
0
0
0
0
0
0
0
0
0
0
0
0
0
0
0
0
0
0
0
0
0
0
0
0
0
0
0
0
0
0
0
0
0
0
0
0
0
0
0
0
0
0
0
0
0
0
0
0
0
0
0
0
0
0
0
0
0
0
0
0
0
0
0
0
0
0
0
0
0
0
0
0
0
0
0
0
0
0
0
0
0
0
0
0
0
0
0
0
0
0
0
0
0
0
0
0
0
0
0
0
0
0
0
0
0
0
0
0
0
0
0
0
0
0
0
0
0
0
0
0
0
0
0
0
0
0
0
0
0
0
0
0
0
0
0
0
0
0
0
0
0
0
0
0
0
0
0
0
0
0
0
0
0
0
0
0
0
0
0
0
0
0
0
0
0
0
0
0
0
0
0
0
0
0
0
0
0
0
0
0
0
0
0
0
0
0
0
0
0
0
0
0
0
0
0
0
0
0
0
0
0
0
0
0
0
0
0
0
0
0
0
0
0
0
0
0
0
0
0
0
0
0
0
0
0
0
0
0
0
0
0
0
0
0
0
0
0
0
0
0
0
0
0
0
0
0
0
0
0
0
0
0
0
0
0
0
0
0
0
0
0
0
0
0
0
0
0
0
0
0
0
0
0
0
0
0
0
0
0
0
0
0
0
0
0
0
0
0
0
0
0
0
0
0
0
0
0
0
0
0
0
0
0
0
0
0
0
0
0
0
0
0
0
0
0
0
0
0
0
0
0
0
0
0
0
0
0
0
0
0
0
0
0
0
0
0
0
0
0
0
0
0
0
0
0
0
0
0
0
0
0
0
0
0
0
0
0
0
0
0
0
0
0
0
0
0
0
0
0
0
0
0
0
0
0
0
0
0
0
0
0
0
0
0
0
0
0
0
0
0
0
0
0
0
0
0
0
0
0
0
0
0
0
0
0
0
0
0
0
0
0
0
0
0
0
0
0
0
0
0
0
0
0
0
0
0
0
0
0
0
0
0
0
0
0
0
0
0
0
0
0
0
0
0
0
0
0
0
0
0
0
0
0
0
0
0
0
0
0
0
0
0
0
0
0
0
0
0
0
0
0
0
0
0
0
0
0
0
0
0
0
0
0
0
0
0
0
0
0
0
0
0
0
0
0
0
0
0
0
0
0
0
0
0
0
0
0
0
0
0
0
0
0
0
0
0
0
0
0
0
0
0
0
0
0
0
0
0
0
0
0
0
0
0
0
0
0
0
0
0
0
0
0
0
0
0
0
0
0
0
0
0
0
0
0
0
0
0
0
0
0
0
0
0
0
0
0
0
0
0
0
0
0
0
0
0
0
0
0
0
0
0
0
0
0
0
0
0
0
0
0
0
0
0
0
0
0
0
0
0
0
0
0
0
0
0
0
0
0
0
0
0
0
0
0
0
0
0
0
0
0
0
0
0
0
0
0
0
0
0
0
0
0
0
0
0
0
0
0
0
0
0
0
0
0
0
0
0
0
0
0
0
0
0
0
0
0
0
0
0
0
0
0
0
0
0
0
0
0
0
0
0
0
0
0
0
0
0
0
0
0
0
0
0
0
0
0
0
0
0
0
0
0
0
0
0
0
0
0
0
0
0
0
0
0
0
0
0
0
0
0
0
0
0
0
0
0
0
0
0
0
0
0
0
0
0
0
0
0
0
0
0
0
0
0
0
0
0
0
0
0
0
0
0
0
0
0
0
0
0
0
0
0
0
0
0
0
0
0
0
0
0
0
0
0
0
0
0
0
0
0
0
0
0
0
0
0
0
0
0
0
0
0
0
0
0
0
0
0
0
0
0
0
0
0
0
0
0
0
0
0
0
0
0
0
0
0
0
0
0
0
0
0
0
0
0
0
0
0
0
0
0
0
0
0
0
0
0
0
0
0
0
0
0
0
0
0
0
0
0
0
0
0
0
0
0
0
0
0
0
0
0
0
0
0
0
0
0
0
0
0
0
0
0
0
0
0
0
0
0
0
0
0
0
0
0
0
0
0
0
0
0
0
0
0
0
0
0
0
0
0
0
0
0
0
0
0
0
0
0
0
0
0
0
0
0
0
0
0
0
0
0
0
0
0
0
0
0
0
0
0
0
0
0
0
0
0
0
0
0
0
0
0
0
0
0
0
0
0
0
0
0
0
0
0
0
0
0
0
0
0
0
0
0
0
0
0
0
0
0
0
0
0
0
0
0
0
0
0
0
0
0
0
0
0
0
0
0
0
0
0
0
0
0
0
0
0
0
0
0
0
0
0
0
0
0
0
0
0
0
0
0
0
0
0
0
0
0
0
0
0
0
0
0
0
0
0
0
0
0
0
0
0
0
0
0
0
0
0
0
0
0
0
0
0
0
0
0
0
0
0
0
0
0
0
0
0
0
0
0
0
0
0
0
0
0
0
0
0
0
0
0
0
0
0
0
0
0
0
0
0
0
0
0
0
0
0
0
0
0
0
0
0
0
0
0
0
0
0
0
0
0
0
0
0
0
0
0
0
0
0
0
0
0
0
0
0
0
0
0
0
0
0
0
0
0
0
0
0
0
0
0
0
0
0
0
0
0
0
0
0
0
0
0
0
0
0
0
0
0
0
0
0
0
0
0
0
0
0
0
0
0
0
0
0
0
0
0
0
0
0
0
0
0
0
0
0
0
0
0
0
0
0
0
0
0
0
0
0
0
0
0
0
0
0
0
0
0
0
0
0
0
0
0
0
0
0
0
0
0
0
0
0
0
0
0
0
0
0
0
0
0
0
0
0
0
0
0
0
0
0
0
0
0
0
0
0
0
0
0
0
0
0
0
0
0
0
0
0
0
0
0
0
0
0
0
0
0
0
0
0
0
0
0
0
0
0
0
0
0
0
0
0
0
0
0
0
0
0
0
0
0
0
0
0
0
0
0
0
0
0
0
0
0
0
0
0
0
0
0
0
0
0
0
0
0
0
0
0
0
0
0
0
0
0
0
0
0
0
0
0
0
0
0
0
0
0
0
0
0
0
0
0
0
0
0
0
0
0
0
0
0
0
0
0
0
0
0
0
0
0
0
0
0
0
0
0
0
0
0
0
0
0
0
0
0
0
0
0
0
0
0
0
0
0
0
0
0
0
0
0
0
0
0
0
0
0
0
0
0
0
0
0
0
0
0
0
0
0
0
0
0
0
0
0
0
0
0
0
0
0
0
0
0
0
0
0
0
0
0
0
0
0
0
0
0
0
0
0
0
0
0
0
0
0
0
0
0
0
0
0
0
0
0
0
0
0
0
0
0
0
0
0
0
0
0
0
0
0
0
0
0
0
0
0
0
0
0
0
0
0
0
0
0
0
0
0
0
0
0
0
0
0
0
0
0
0
0
0
0
0
0
0
0
0
0
0
0
0
0
0
0
0
0
0
0
0
0
0
0
0
0
0
0
0
0
0
0
0
0
0
0
0
0
0
0
0
0
0
0
0
0
0
0
0
0
0
0
0
0
0
0
0
0
0
0
0
0
0
0
0
0
0
0
0
0
0
0
0
0
0
0
0
0
0
0
0
0
0
0
0
0
0
0
0
0
0
0
0
0
0
0
0
0
0
0
0
0
0
0
0
0
0
0
0
0
0
0
0
0
0
0
0
0
0
0
0
0
0
0
0
0
0
0
0
0
0
0
0
0
0
0
0
0
0
0
0
0
0
0
0
0
0
0
0
0
0
0
0
0
0
0
0
0
0
0
0
0
0
0
0
0
0
0
0
0
0
0
0
0
0
0
0
0
0
0
0
0
0
0
0
0
0
0
0
0
0
0
0
0
0
0
0
0
0
0
0
0
0
0
0
0
0
0
0
0
0
0
0
0
0
0
0
0
0
0
0
0
0
0
0
0
0
0
0
0
0
0
0
0
0
0
0
0
0
0
0
0
0
0
0
0
0
0
0
0
0
0
0
0
0
0
0
0
0
0
0
0
0
0
0
0
0
0
0
0
0
0
0
0
0
0
0
0
0
0
0
0
0
0
0
0
0
0
0
0
0
0
0
0
0
0
0
0
0
0
0
0
0
0
0
0
0
0
0
0
0
0
0
0
0
0
0
0
0
0
0
0
0
0
0
0
0
0
0
0
0
0
0
0
0
0
0
0
0
0
0
0
0
0
0
0
0
0
0
0
0
0
0
0
0
0
0
0
0
0
0
0
0
0
0
0
0
0
0
0
0
0
0
0
0
0
0
0
0
0
0
0
0
0
0
0
0
0
0
0
0
0
0
0
0
0
0
0
0
0
0
0
0
0
0
0
0
0
0
0
0
0
0
0
0
0
0
0
0
0
0
0
0
0
0
0
0
0
0
0
0
0
0
0
0
0
0
0
0
0
0
0
0
0
0
0
0
0
0
0
0
0
0
0
0
0
0
0
0
0
0
0
0
0
0
0
0
0
0
0
0
0
0
0
0
0
0
0
0
0
0
0
0
0
0
0
0
0
0
0
0
0
0
0
0
0
0
0
0
0
0
0
0
0
0
0
0
0
0
0
0
0
0
0
0
0
0
0
0
0
0
0
0
0
0
0
0
0
0
0
0
0
0
0
0
0
0
0
0
0
0
0
0
0
0
0
0
0
0
0
0
0
0
0
0
0
0
0
0
0
0
0
0
0
0
0
0
0
0
0
0
0
0
0
0
0
0
0
0
0
0
0
0
0
0
0
0
0
0
0
0
0
0
0
0
0
0
0
0
0
0
0
0
0
0
0
0
0
0
0
0
0
0
0
0
0
0
0
0
0
0
0
0
0
0
0
0
0
0
0
0
0
0
0
0
0
0
0
0
0
0
0
0
0
0
0
0
0
0
0
0
0
0
0
0
0
0
0
0
0
0
0
0
0
0
0
0
0
0
0
0
0
0
0
0
0
0
0
0
0
0
0
0
0
0
0
0
0
0
0
0
0
0
0
0
0
0
0
0
0
0
0
0
0
0
0
0
0
0
0
0
0
0
0
0
0
0
0
0
0
0
0
0
0
0
0
0
0
0
0
0
0
0
0
0
0
0
0
0
0
0
0
0
0
0
0
0
0
0
0
0
0
0
0
0
0
0
0
0
0
0
0
0
0
0
0
0
0
0
0
0
0
0
0
0
0
0
0
0
0
0
0
0
0
0
0
0
0
0
0
0
0
0
0
0
0
0
0
0
0
0
0
0
0
0
0
0
0
0
0
0
0
0
0
0
0
0
0
0
0
0
0
0
0
0
0
0
0
0
0
0
0
0
0
0
0
0
0
0
0
0
0
0
0
0
0
0
0
0
0
0
0
0
0
0
0
0
0
0
0
0
0
0
0
0
0
0
0
0
0
0
0
0
0
0
0
0
0
0
0
0
0
0
0
0
0
0
0
0
0
0
0
0
0
0
0
0
0
0
0
0
0
0
0
0
0
0
0
0
0
0
0
0
0
0
0
0
0
0
0
0
0
0
0
0
0
0
0
0
0
0
0
0
0
0
0
0
0
0
0
0
0
0
0
0
0
0
0
0
0
0
0
0
0
0
0
0
0
0
0
0
0
0
0
0
0
0
0
0
0
0
0
0
0
0
0
0
0
0
0
0
0
0
0
0
0
0
0
0
0
0
0
0
0
0
0
0
0
0
0
0
0
0
0
0
0
0
0
0
0
0
0
0
0
0
0
0
0
0
0
0
0
0
0
0
0
0
0
0
0
0
0
0
0
0
0
0
0
0
0
0
0
0
0
0
0
0
0
0
0
0
0
0
0
0
0
0
0
0
0
0
0
0
0
0
0
0
0
0
0
0
0
0
0
0
0
0
0
0
0
0
0
0
0
0
0
0
0
0
0
0
0
0
0
0
0
0
0
0
0
0
0
0
0
0
0
0
0
0
0
0
0
0
0
0
0
0
0
0
0
0
0
0
0
0
0
0
0
0
0
0
0
0
0
0
0
0
0
0
0
0
0
0
0
0
0
0
0
0
0
0
0
0
0
0
0
0
0
0
0
0
0
0
0
0
0
0
0
0
0
0
0
0
0
0
0
0
0
0
0
0
0
0
0
0
0
0
0
0
0
0
0
0
0
0
0
0
0
0
0
0
0
0
0
0
0
0
0
0
0
0
0
0
0
0
0
0
0
0
0
0
0
0
0
0
0
0
0
0
0
0
0
0
0
0
0
0
0
0
0
0
0
0
0
0
0
0
0
0
0
0
0
0
0
0
0
0
0
0
0
0
0
0
0
0
0
0
0
0
0
0
0
0
0
0
0
0
0
0
0
0
0
0
0
0
0
0
0
0
0
0
0
0
0
0
0
0
0
0
0
0
0
0
0
0
0
0
0
0
0
0
0
0
0
0
0
0
0
0
0
0
0
0
0
0
0
0
0
0
0
0
0
0
0
0
0
0
0
0
0
0
0
0
0
0
0
0
0
0
0
0
0
0
0
0
0
0
0
0
0
0
0
0
0
0
0
0
0
0
0
0
0
0
0
0
0
0
0
0
0
0
0
0
0
0
0
0
0
0
0
0
0
0
0
0
0
0
0
0
0
0
0
0
0
0
0
0
0
0
0
0
0
0
0
0
0
0
0
0
0
0
0
0
0
0
0
0
0
0
0
0
0
0
0
0
0
0
0
0
0
0
0
0
0
0
0
0
0
0
0
0
0
0
0
0
0
0
0
0
0
0
0
0
0
0
0
0
0
0
0
0
0
0
0
0
0
0
0
0
0
0
0
0
0
0
0
0
0
0
0
0
0
0
0
0
0
0
0
0
0
0
0
0
0
0
0
0
0
0
0
0
0
0
0
0
0
0
0
0
0
0
0
0
0
0
0
0
0
0
0
0
0
0
0
0
0
0
0
0
0
0
0
0
0
0
0
0
0
0
0
0
0
0
0
0
0
0
0
0
0
0
0
0
0
0
0
0
0
0
0
0
0
0
0
0
0
0
0
0
0
0
0
0
0
0
0
0
0
0
0
0
0
0
0
0
0
0
0
0
0
0
0
0
0
0
0
0
0
0
0
0
0
0
0
0
0
0
0
0
0
0
0
0
0
0
0
0
0
0
0
0
0
0
0
0
0
0
0
0
0
0
0
0
0
0
0
0
0
0
0
0
0
0
0
0
0
0
0
0
0
0
0
0
0
0
0
0
0
0
0
0
0
0
0
0
0
0
0
0
0
0
0
0
0
0
0
0
0
0
0
0
0
0
0
0
0
0
0
0
0
0
0
0
0
0
0
0
0
0
0
0
0
0
0
0
0
0
0
0
0
0
0
0
0
0
0
0
0
0
0
0
0
0
0
0
0
0
0
0
0
0
0
0
0
0
0
0
0
0
0
0
0
0
0
0
0
0
0
0
0
0
0
0
0
0
0
0
0
0
0
0
0
0
0
0
0
0
0
0
0
0
0
0
0
0
0
0
0
0
0
0
0
0
0
0
0
0
0
0
0
0
0
0
0
0
0
0
0
0
0
0
0
0
0
0
0
0
0
0
0
0
0
0
0
0
0
0
0
0
0
0
0
0
0
0
0
0
0
0
0
0
0
0
0
0
0
0
0
0
0
0
0
0
0
0
0
0
0
0
0
0
0
0
0
0
0
0
0
0
0
0
0
0
0
0
0
0
0
0
0
0
0
0
0
0
0
0
0
0
0
0
0
0
0
0
0
0
0
0
0
0
0
0
0
0
0
0
0
0
0
0
0
0
0
0
0
0
0
0
0
0
0
0
0
0
0
0
0
0
0
0
0
0
0
0
0
0
0
0
0
0
0
0
0
0
0
0
0
0
0
0
0
0
0
0
0
0
0
0
0
0
0
0
0
0
0
0
0
0
0
0
0
0
0
0
0
0
0
0
0
0
0
0
0
0
0
0
0
0
0
0
0
0
0
0
0
0
0
0
0
0
0
0
0
0
0
0
0
0
0
0
0
0
0
0
0
0
0
0
0
0
0
0
0
0
0
0
0
0
0
0
0
0
0
0
0
0
0
0
0
0
0
0
0
0
0
0
0
0
0
0
0
0
0
0
0
0
0
0
0
0
0
0
0
0
0
0
0
0
0
0
0
0
0
0
0
0
0
0
0
0
0
0
0
0
0
0
0
0
0
0
0
0
0
0
0
0
0
0
0
0
0
0
0
0
0
0
0
0
0
0
0
0
0
0
0
0
0
0
0
0
0
0
0
0
0
0
0
0
0
0
0
0
0
0
0
0
0
0
0
0
0
0
0
0
0
0
0
0
0
0
0
0
0
0
0
0
0
0
0
0
0
0
0
0
0
0
0
0
0
0
0
0
0
0
0
0
0
0
0
0
0
0
0
0
0
0
0
0
0
0
0
0
0
0
0
0
0
0
0
0
0
0
0
0
0
0
0
0
0
0
0
0
0
0
0
0
0
0
0
0
0
0
0
0
0
0
0
0
0
0
0
0
0
0
0
0
0
0
0
0
0
0
0
0
0
0
0
0
0
0
0
0
0
0
0
0
0
0
0
0
0
0
0
0
0
0
0
0
0
0
0
0
0
0
0
0
0
0
0
0
0
0
0
0
0
0
0
0
0
0
0
0
0
0
0
0
0
0
0
0
0
0
0
0
0
0
0
0
0
0
0
0
0
0
0
0
0
0
0
0
0
0
0
0
0
0
0
0
0
0
0
0
0
0
0
0
0
0
0
0
0
0
0
0
0
0
0
0
0
0
0
0
0
0
0
0
0
0
0
0
0
0
0
0
0
0
0
0
0
0
0
0
0
0
0
0
0
0
0
0
0
0
0
0
0
0
0
0
0
0
0
0
0
0
0
0
0
0
0
0
0
0
0
0
0
0
0
0
0
0
0
0
0
0
0
0
0
0
0
0
0
0
0
0
0
0
0
0
0
0
0
0
0
0
0
0
0
0
0
0
0
0
0
0
0
0
0
0
0
0
0
0
0
0
0
0
0
0
0
0
0
0
0
0
0
0
0
0
0
0
0
0
0
0
0
0
0
0
0
0
0
0
0
0
0
0
0
0
0
0
0
0
0
0
0
0
0
0
0
0
0
0
0
0
0
0
0
0
0
0
0
0
0
0
0
0
0
0
0
0
0
0
0
0
0
0
0
0
0
0
0
0
0
0
0
0
0
0
0
0
0
0
0
0
0
0
0
0
0
0
0
0
0
0
0
0
0
0
0
0
0
0
0
0
0
0
0
0
0
0
0
0
0
0
0
0
0
0
0
0
0
0
0
0
0
0
0
0
0
0
0
0
0
0
0
0
0
0
0
0
0
0
0
0
0
0
0
0
0
0
0
0
0
0
0
0
0
0
0
0
0
0
0
0
0
0
0
0
0
0
0
0
0
0
0
0
0
0
0
0
0
0
0
0
0
0
0
0
0
0
0
0
0
0
0
0
0
0
0
0
0
0
0
0
0
0
0
0
0
0
0
0
0
0
0
0
0
0
0
0
0
0
0
0
0
0
0
0
0
0
0
0
0
0
0
0
0
0
0
0
0
0
0
0
0
0
0
0
0
0
0
0
0
0
0
0
0
0
0
0
0
0
0
0
0
0
0
0
0
0
0
0
0
0
0
0
0
0
0
0
0
0
0
0
0
0
0
0
0
0
0
0
0
0
0
0
0
0
0
0
0
0
0
0
0
0
0
0
0
0
0
0
0
0
0
0
0
0
0
0
0
0
0
0
0
0
0
0
0
0
0
0
0
0
0
0
0
0
0
0
0
0
0
0
0
0
0
0
0
0
0
0
0
0
0
0
0
0
0
0
0
0
0
0
0
0
0
0
0
0
0
0
0
0
0
0
0
0
0
0
0
0
0
0
0
0
0
0
0
0
0
0
0
0
0
0
0
0
0
0
0
0
0
0
0
0
0
0
0
0
0
0
0
0
0
0
0
0
0
0
0
0
0
0
0
0
0
0
0
0
0
0
0
0
0
0
0
0
0
0
0
0
0
0
0
0
0
0
0
0
0
0
0
0
0
0
0
0
0
0
0
0
0
0
0
0
0
0
0
0
0
0
0
0
0
0
0
0
0
0
0
0
0
0
0
0
0
0
0
0
0
0
0
0
0
0
0
0
0
0
0
0
0
0
0
0
0
0
0
0
0
0
0
0
0
0
0
0
0
0
0
0
0
0
0
0
0
0
0
0
0
0
0
0
0
0
0
0
0
0
0
0
0
0
0
0
0
0
0
0
0
0
0
0
0
0
0
0
0
0
0
0
0
0
0
0
0
0
0
0
0
0
0
0
0
0
0
0
0
0
0
0
0
0
0
0
0
0
0
0
0
0
0
0
0
0
0
0
0
0
0
0
0
0
0
0
0
0
0
0
0
0
0
0
0
0
0
0
0
0
0
0
0
0
0
0
0
0
0
0
0
0
0
0
0
0
0
0
0
0
0
0
0
0
0
0
0
0
0
0
0
0
0
0
0
0
0
0
0
0
0
0
0
0
0
0
0
0
0
0
0
0
0
0
0
0
0
0
0
0
0
0
0
0
0
0
0
0
0
0
0
0
0
0
0
0
0
0
0
0
0
0
0
0
0
0
0
0
0
0
0
0
0
0
0
0
0
0
0
0
0
0
0
0
0
0
0
0
0
0
0
0
0
0
0
0
0
0
0
0
0
0
0
0
0
0
0
0
0
0
0
0
0
0
0
0
0
0
0
0
0
0
0
0
0
0
0
0
0
0
0
0
0
0
0
0
0
0
0
0
0
0
0
0
0
0
0
0
0
0
0
0
0
0
0
0
0
0
0
0
0
0
0
0
0
0
0
0
0
0
0
0
0
0
0
0
0
0
0
0
0
0
0
0
0
0
0
0
0
0
0
0
0
0
0
0
0
0
0
0
0
0
0
0
0
0
0
0
0
0
0
0
0
0
0
0
0
0
0
0
0
0
0
0
0
0
0
0
0
0
0
0
0
0
0
0
0
0
0
0
0
0
0
0
0
0
0
0
0
0
0
0
0
0
0
0
0
0
0
0
0
0
0
0
0
0
0
0
0
0
0
0
0
0
0
0
0
0
0
0
0
0
0
0
0
0
0
0
0
0
0
0
0
0
0
0
0
0
0
0
0
0
0
0
0
0
0
0
0
0
0
0
0
0
0
0
0
0
0
0
0
0
0
0
0
0
0
0
0
0
0
0
0
0
0
0
0
0
0
0
0
0
0
0
0
0
0
0
0
0
0
0
0
0
0
0
0
0
0
0
0
0
0
0
0
0
0
0
0
0
0
0
0
0
0
0
0
0
0
0
0
0
0
0
0
0
0
0
0
0
0
0
0
0
0
0
0
0
0
0
0
0
0
0
0
0
0
0
0
0
0
0
0
0
0
0
0
0
0
0
0
0
0
0
0
0
0
0
0
0
0
0
0
0
0
0
0
0
0
0
0
0
0
0
0
0
0
0
0
0
0
0
0
0
0
0
0
0
0
0
0
0
0
0
0
0
0
0
0
0
0
0
0
0
0
0
0
0
0
0
0
0
0
0
0
0
0
0
0
0
0
0
0
0
0
0
0
0
0
0
0
0
0
0
0
0
0
0
0
0
0
0
0
0
0
0
0
0
0
0
0
0
0
0
0
0
0
0
0
0
0
0
0
0
0
0
0
0
0
0
0
0
0
0
0
0
0
0
0
0
0
0
0
0
0
0
0
0
0
0
0
0
0
0
0
0
0
0
0
0
0
0
0
0
0
0
0
0
0
0
0
0
0
0
0
0
0
0
0
0
0
0
0
0
0
0
0
0
0
0
0
0
0
0
0
0
0
0
0
0
0
0
0
0
0
0
0
0
0
0
0
0
0
0
0
0
0
0
0
0
0
0
0
0
0
0
0
0
0
0
0
0
0
0
0
0
0
0
0
0
0
0
0
0
0
0
0
0
0
0
0
0
0
0
0
0
0
0
0
0
0
0
0
0
0
0
0
0
0
0
0
0
0
0
0
0
0
0
0
0
0
0
0
0
0
0
0
0
0
0
0
0
0
0
0
0
0
0
0
0
0
0
0
0
0
0
0
0
0
0
0
0
0
0
0
0
0
0
0
0
0
0
0
0
0
0
0
0
0
0
0
0
0
0
0
0
0
0
0
0
0
0
0
0
0
0
0
0
0
0
0
0
0
0
0
0
0
0
0
0
0
0
0
0
0
0
0
0
0
0
0
0
0
0
0
0
0
0
0
0
0
0
0
0
0
0
0
0
0
0
0
0
0
0
0
0
0
0
0
0
0
0
0
0
0
0
0
0
0
0
0
0
0
0
0
0
0
0
0
0
0
0
0
0
0
0
0
0
0
0
0
0
0
0
0
0
0
0
0
0
0
0
0
0
0
0
0
0
0
0
0
0
0
0
0
0
0
0
0
0
0
0
0
0
0
0
0
0
0
0
0
0
0
0
0
0
0
0
0
0
0
0
0
0
0
0
0
0
0
0
0
0
0
0
0
0
0
0
0
0
0
0
0
0
0
0
0
0
0
0
0
0
0
0
0
0
0
0
0
0
0
0
0
0
0
0
0
0
0
0
0
0
0
0
0
0
0
0
0
0
0
0
0
0
0
0
0
0
0
0
0
0
0
0
0
0
0
0
0
0
0
0
0
0
0
0
0
0
0
0
0
0
0
0
0
0
0
0
0
0
0
0
0
0
0
0
0
0
0
0
0
0
0
0
0
0
0
0
0
0
0
0
0
0
0
0
0
0
0
0
0
0
0
0
0
0
0
0
0
0
0
0
0
0
0
0
0
0
0
0
0
0
0
0
0
0
0
0
0
0
0
0
0
0
0
0
0
0
0
0
0
0
0
0
0
0
0
0
0
0
0
0
0
0
0
0
0
0
0
0
0
0
0
0
0
0
0
0
0
0
0
0
0
0
0
0
0
0
0
0
0
0
0
0
0
0
0
0
0
0
0
0
0
0
0
0
0
0
0
0
0
0
0
0
0
0
0
0
0
0
0
0
0
0
0
0
0
0
0
0
0
0
0
0
0
0
0
0
0
0
0
0
0
0
0
0
0
0
0
0
0
0
0
0
0
0
0
0
0
0
0
0
0
0
0
0
0
0
0
0
0
0
0
0
0
0
0
0
0
0
0
0
0
0
0
0
0
0
0
0
0
0
0
0
0
0
0
0
0
0
0
0
0
0
0
0
0
0
0
0
0
0
0
0
0
0
0
0
0
0
0
0
0
0
0
0
0
0
0
0
0
0
0
0
0
0
0
0
0
0
0
0
0
0
0
0
0
0
0
0
0
0
0
0
0
0
0
0
0
0
0
0
0
0
0
0
0
0
0
0
0
0
0
0
0
0
0
0
0
0
0
0
0
0
0
0
0
0
0
0
0
0
0
0
0
0
0
0
0
0
0
0
0
0
0
0
0
0
0
0
0
0
0
0
0
0
0
0
0
0
0
0
0
0
0
0
0
0
0
0
0
0
0
0
0
0
0
0
0
0
0
0
0
0
0
0
0
0
0
0
0
0
0
0
0
0
0
0
0
0
0
0
0
0
0
0
0
0
0
0
0
0
0
0
0
0
0
0
0
0
0
0
0
0
0
0
0
0
0
0
0
0
0
0
0
0
0
0
0
0
0
0
0
0
0
0
0
0
0
0
0
0
0
0
0
0
0
0
0
0
0
0
0
0
0
0
0
0
0
0
0
0
0
0
0
0
0
0
0
0
0
0
0
0
0
0
0
0
0
0
0
0
0
0
0
0
0
0
0
0
0
0
0
0
0
0
0
0
0
0
0
0
0
0
0
0
0
0
0
0
0
0
0
0
0
0
0
0
0
0
0
0
0
0
0
0
0
0
0
0
0
0
0
0
0
0
0
0
0
0
0
0
0
0
0
0
0
0
0
0
0
0
0
0
0
0
0
0
0
0
0
0
0
0
0
0
0
0
0
0
0
0
0
0
0
0
0
0
0
0
0
0
0
0
0
0
0
0
0
0
0
0
0
0
0
0
0
0
0
0
0
0
0
0
0
0
0
0
0
0
0
0
0
0
0
0
0
0
0
0
0
0
0
0
0
0
0
0
0
0
0
0
0
0
0
0
0
0
0
0
0
0
0
0
0
0
0
0
0
0
0
0
0
0
0
0
0
0
0
0
0
0
0
0
0
0
0
0
0
0
0
0
0
0
0
0
0
0
0
0
0
0
0
0
0
0
0
0
0
0
0
0
0
0
0
0
0
0
0
0
0
0
0
0
0
0
0
0
0
0
0
0
0
0
0
0
0
0
0
0
0
0
0
0
0
0
0
0
0
0
0
0
0
0
0
0
0
0
0
0
0
0
0
0
0
0
0
0
0
0
0
0
0
0
0
0
0
0
0
0
0
0
0
0
0
0
0
0
0
0
0
0
0
0
0
0
0
0
0
0
0
0
0
0
0
0
0
0
0
0
0
0
0
0
0
0
0
0
0
0
0
0
0
0
0
0
0
0
0
0
0
0
0
0
0
0
0
0
0
0
0
0
0
0
0
0
0
0
0
0
0
0
0
0
0
0
0
0
0
0
0
0
0
0
0
0
0
0
0
0
0
0
0
0
0
0
0
0
0
0
0
0
0
0
0
0
0
0
0
0
0
0
0
0
0
0
0
0
0
0
0
0
0
0
0
0
0
0
0
0
0
0
0
0
0
0
0
0
0
0
0
0
0
0
0
0
0
0
0
0
0
0
0
0
0
0
0
0
0
0
0
0
0
0
0
0
0
0
0
0
0
0
0
0
0
0
0
0
0
0
0
0
0
0
0
0
0
0
0
0
0
0
0
0
0
0
0
0
0
0
0
0
0
0
0
0
0
0
0
0
0
0
0
0
0
0
0
0
0
0
0
0
0
0
0
0
0
0
0
0
0
0
0
0
0
0
0
0
0
0
0
0
0
0
0
0
0
0
0
0
0
0
0
0
0
0
0
0
0
0
0
0
0
0
0
0
0
0
0
0
0
0
0
0
0
0
0
0
0
0
0
0
0
0
0
0
0
0
0
0
0
0
0
0
0
0
0
0
0
0
0
0
0
0
0
0
0
0
0
0
0
0
0
0
0
0
0
0
0
0
0
0
0
0
0
0
0
0
0
0
0
0
0
0
0
0
0
0
0
0
0
0
0
0
0
0
0
0
0
0
0
0
0
0
0
0
0
0
0
0
0
0
0
0
0
0
0
0
0
0
0
0
0
0
0
0
0
0
0
0
0
0
0
0
0
0
0
0
0
0
0
0
0
0
0
0
0
0
0
0
0
0
0
0
0
0
0
0
0
0
0
0
0
0
0
0
0
0
0
0
0
0
0
0
0
0
0
0
0
0
0
0
0
0
0
0
0
0
0
0
0
0
0
0
0
0
0
0
0
0
0
0
0
0
0
0
0
0
0
0
0
0
0
0
0
0
0
0
0
0
0
0
0
0
0
0
0
0
0
0
0
0
0
0
0
0
0
0
0
0
0
0
0
0
0
0
0
0
0
0
0
0
0
0
0
0
0
0
0
0
0
0
0
0
0
0
0
0
0
0
0
0
0
0
0
0
0
0
0
0
0
0
0
0
0
0
0
0
0
0
0
0
0
0
0
0
0
0
0
0
0
0
0
0
0
0
0
0
0
0
0
0
0
0
0
0
0
0
0
0
0
0
0
0
0
0
0
0
0
0
0
0
0
0
0
0
0
0
0
0
0
0
0
0
0
0
0
0
0
0
0
0
0
0
0
0
0
0
0
0
0
0
0
0
0
0
0
0
0
0
0
0
0
0
0
0
0
0
0
0
0
0
0
0
0
0
0
0
0
0
0
0
0
0
0
0
0
0
0
0
0
0
0
0
0
0
0
0
0
0
0
0
0
0
0
0
0
0
0
0
0
0
0
0
0
0
0
0
0
0
0
0
0
0
0
0
0
0
0
0
0
0
0
0
0
0
0
0
0
0
0
0
0
0
0
0
0
0
0
0
0
0
0
0
0
0
0
0
0
0
0
0
0
0
0
0
0
0
0
0
0
0
0
0
0
0
0
0
0
0
0
0
0
0
0
0
0
0
0
0
0
0
0
0
0
0
0
0
0
0
0
0
0
0
0
0
0
0
0
0
0
0
0
0
0
0
0
0
0
0
0
0
0
0
0
0
0
0
0
0
0
0
0
0
0
0
0
0
0
0
0
0
0
0
0
0
0
0
0
0
0
0
0
0
0
0
0
0
0
0
0
0
0
0
0
0
0
0
0
0
0
0
0
0
0
0
0
0
0
0
0
0
0
0
0
0
0
0
0
0
0
0
0
0
0
0
0
0
0
0
0
0
0
0
0
0
0
0
0
0
0
0
0
0
0
0
0
0
0
0
0
0
0
0
0
0
0
0
0
0
0
0
0
0
0
0
0
0
0
0
0
0
0
0
0
0
0
0
0
0
0
0
0
0
0
0
0
0
0
0
0
0
0
0
0
0
0
0
0
0
0
0
0
0
0
0
0
0
0
0
0
0
0
0
0
0
0
0
0
0
0
0
0
0
0
0
0
0
0
0
0
0
0
0
0
0
0
0
0
0
0
0
0
0
0
0
0
0
0
0
0
0
0
0
0
0
0
0
0
0
0
0
0
0
0
0
0
0
0
0
0
0
0
0
0
0
0
0
0
0
0
0
0
0
0
0
0
0
0
0
0
0
0
0
0
0
0
0
0
0
0
0
0
0
0
0
0
0
0
0
0
0
0
0
0
0
0
0
0
0
0
0
0
0
0
0
0
0
0
0
0
0
0
0
0
0
0
0
0
0
0
0
0
0
0
0
0
0
0
0
0
0
0
0
0
0
0
0
0
0
0
0
0
0
0
0
0
0
0
0
0
0
0
0
0
0
0
0
0
0
0
0
0
0
0
0
0
0
0
0
0
0
0
0
0
0
0
0
0
0
0
0
0
0
0
0
0
0
0
0
0
0
0
0
0
0
0
0
0
0
0
0
0
0
0
0
0
0
0
0
0
0
0
0
0
0
0
0
0
0
0
0
0
0
0
0
0
0
0
0
0
0
0
0
0
0
0
0
0
0
0
0
0
0
0
0
0
0
0
0
0
0
0
0
0
0
0
0
0
0
0
0
0
0
0
0
0
0
0
0
0
0
0
0
0
0
0
0
0
0
0
0
0
0
0
0
0
0
0
0
0
0
0
0
0
0
0
0
0
0
0
0
0
0
0
0
0
0
0
0
0
0
0
0
0
0
0
0
0
0
0
0
0
0
0
0
0
0
0
0
0
0
0
0
0
0
0
0
0
0
0
0
0
0
0
0
0
0
0
0
0
0
0
0
0
0
0
0
0
0
0
0
0
0
0
0
0
0
0
0
0
0
0
0
0
0
0
0
0
0
0
0
0
0
0
0
0
0
0
0
0
0
0
0
0
0
0
0
0
0
0
0
0
0
0
0
0
0
0
0
0
0
0
0
0
0
0
0
0
0
0
0
0
0
0
0
0
0
0
0
0
0
0
0
0
0
0
0
0
0
0
0
0
0
0
0
0
0
0
0
0
0
0
0
0
0
0
0
0
0
0
0
0
0
0
0
0
0
0
0
0
0
0
0
0
0
0
0
0
0
0
0
0
0
0
0
0
0
0
0
0
0
0
0
0
0
0
0
0
0
0
0
0
0
0
0
0
0
0
0
0
0
0
0
0
0
0
0
0
0
0
0
0
0
0
0
0
0
0
0
0
0
0
0
0
0
0
0
0
0
0
0
0
0
0
0
0
0
0
0
0
0
0
0
0
0
0
0
0
0
0
0
0
0
0
0
0
0
0
0
0
0
0
0
0
0
0
0
0
0
0
0
0
0
0
0
0
0
0
0
0
0
0
0
0
0
0
0
0
0
0
0
0
0
0
0
0
0
0
0
0
0
0
0
0
0
0
0
0
0
0
0
0
0
0
0
0
0
0
0
0
0
0
0
0
0
0
0
0
0
0
0
0
0
0
0
0
0
0
0
0
0
0
0
0
0
0
0
0
0
0
0
0
0
0
0
0
0
0
0
0
0
0
0
0
0
0
0
0
0
0
0
0
0
0
0
0
0
0
0
0
0
0
0
0
0
0
0
0
0
0
0
0
0
0
0
0
0
0
0
0
0
0
0
0
0
0
0
0
0
0
0
0
0
0
0
0
0
0
0
0
0
0
0
0
0
0
0
0
0
0
0
0
0
0
0
0
0
0
0
0
0
0
0
0
0
0
0
0
0
0
0
0
0
0
0
0
0
0
0
0
0
0
0
0
0
0
0
0
0
0
0
0
0
0
0
0
0
0
0
0
0
0
0
0
0
0
0
0
0
0
0
0
0
0
0
0
0
0
0
0
0
0
0
0
0
0
0
0
0
0
0
0
0
0
0
0
0
0
0
0
0
0
0
0
0
0
0
0
0
0
0
0
0
0
0
0
0
0
0
0
0
0
0
0
0
0
0
0
0
0
0
0
0
0
0
0
0
0
0
0
0
0
0
0
0
0
0
0
0
0
0
0
0
0
0
0
0
0
0
0
0
0
0
0
0
0
0
0
0
0
0
0
0
0
0
0
0
0
0
0
0
0
0
0
0
0
0
0
0
0
0
0
0
0
0
0
0
0
0
0
0
0
0
0
0
0
0
0
0
0
0
0
0
0
0
0
0
0
0
0
0
0
0
0
0
0
0
0
0
0
0
0
0
0
0
0
0
0
0
0
0
0
0
0
0
0
0
0
0
0
0
0
0
0
0
0
0
0
0
0
0
0
0
0
0
0
0
0
0
0
0
0
0
0
0
0
0
0
0
0
0
0
0
0
0
0
0
0
0
0
0
0
0
0
0
0
0
0
0
0
0
0
0
0
0
0
0
0
0
0
0
0
0
0
0
0
0
0
0
0
0
0
0
0
0
0
0
0
0
0
0
0
0
0
0
0
0
0
0
0
0
0
0
0
0
0
0
0
0
0
0
0
0
0
0
0
0
0
0
0
0
0
0
0
0
0
0
0
0
0
0
0
0
0
0
0
0
0
0
0
0
0
0
0
0
0
0
0
0
0
0
0
0
0
0
0
0
0
0
0
0
0
0
0
0
0
0
0
0
0
0
0
0
0
0
0
0
0
0
0
0
0
0
0
0
0
0
0
0
0
0
0
0
0
0
0
0
0
0
0
0
0
0
0
0
0
0
0
0
0
0
0
0
0
0
0
0
0
0
0
0
0
0
0
0
0
0
0
0
0
0
0
0
0
0
0
0
0
0
0
0
0
0
0
0
0
0
0
0
0
0
0
0
0
0
0
0
0
0
0
0
0
0
0
0
0
0
0
0
0
0
0
0
0
0
0
0
0
0
0
0
0
0
0
0
0
0
0
0
0
0
0
0
0
0
0
0
0
0
0
0
0
0
0
0
0
0
0
0
0
0
0
0
0
0
0
0
0
0
0
0
0
0
0
0
0
0
0
0
0
0
0
0
0
0
0
0
0
0
0
0
0
0
0
0
0
0
0
0
0
0
0
0
0
0
0
0
0
0
0
0
0
0
0
0
0
0
0
0
0
0
0
0
0
0
0
0
0
0
0
0
0
0
0
0
0
0
0
0
0
0
0
0
0
0
0
0
0
0
0
0
0
0
0
0
0
0
0
0
0
0
0
0
0
0
0
0
0
0
0
0
0
0
0
0
0
0
0
0
0
0
0
0
0
0
0
0
0
0
0
0
0
0
0
0
0
0
0
0
0
0
0
0
0
0
0
0
0
0
0
0
0
0
0
0
0
0
0
0
0
0
0
0
0
0
0
0
0
0
0
0
0
0
0
0
0
0
0
0
0
0
0
0
0
0
0
0
0
0
0
0
0
0
0
0
0
0
0
0
0
0
0
0
0
0
0
0
0
0
0
0
0
0
0
0
0
0
0
0
0
0
0
0
0
0
0
0
0
0
0
0
0
0
0
0
0
0
0
0
0
0
0
0
0
0
0
0
0
0
0
0
0
0
0
0
0
0
0
0
0
0
0
0
0
0
0
0
0
0
0
0
0
0
0
0
0
0
0
0
0
0
0
0
0
0
0
0
0
0
0
0
0
0
0
0
0
0
0
0
0
0
0
0
0
0
0
0
0
0
0
0
0
0
0
0
0
0
0
0
0
0
0
0
0
0
0
0
0
0
0
0
0
0
0
0
0
0
0
0
0
0
0
0
0
0
0
0
0
0
0
0
0
0
0
0
0
0
0
0
0
0
0
0
0
0
0
0
0
0
0
0
0
0
0
0
0
0
0
0
0
0
0
0
0
0
0
0
0
0
0
0
0
0
0
0
0
0
0
0
0
0
0
0
0
0
0
0
0
0
0
0
0
0
0
0
0
0
0
0
0
0
0
0
0
0
0
0
0
0
0
0
0
0
0
0
0
0
0
0
0
0
0
0
0
0
0
0
0
0
0
0
0
0
0
0
0
0
0
0
0
0
0
0
0
0
0
0
0
0
0
0
0
0
0
0
0
0
0
0
0
0
0
0
0
0
0
0
0
0
0
0
0
0
0
0
0
0
0
0
0
0
0
0
0
0
0
0
0
0
0
0
0
0
0
0
0
0
0
0
0
0
0
0
0
0
0
0
0
0
0
0
0
0
0
0
0
0
0
0
0
0
0
0
0
0
0
0
0
0
0
0
0
0
0
0
0
0
0
0
0
0
0
0
0
0
0
0
0
0
0
0
0
0
0
0
0
0
0
0
0
0
0
0
0
0
0
0
0
0
0
0
0
0
0
0
0
0
0
0
0
0
0
0
0
0
0
0
0
0
0
0
0
0
0
0
0
0
0
0
0
0
0
0
0
0
0
0
0
0
0
0
0
0
0
0
0
0
0
0
0
0
0
0
0
0
0
0
0
0
0
0
0
0
0
0
0
0
0
0
0
0
0
0
0
0
0
0
0
0
0
0
0
0
0
0
0
0
0
0
0
0
0
0
0
0
0
0
0
0
0
0
0
0
0
0
0
0
0
0
0
0
0
0
0
0
0
0
0
0
0
0
0
0
0
0
0
0
0
0
0
0
0
0
0
0
0
0
0
0
0
0
0
0
0
0
0
0
0
0
0
0
0
0
0
0
0
0
0
0
0
0
0
0
0
0
0
0
0
0
0
0
0
0
0
0
0
0
0
0
0
0
0
0
0
0
0
0
0
0
0
0
0
0
0
0
0
0
0
0
0
0
0
0
0
0
0
0
0
0
0
0
0
0
0
0
0
0
0
0
0
0
0
0
0
0
0
0
0
0
0
0
0
0
0
0
0
0
0
0
0
0
0
0
0
0
0
0
0
0
0
0
0
0
0
0
0
0
0
0
0
0
0
0
0
0
0
0
0
0
0
0
0
0
0
0
0
0
0
0
0
0
0
0
0
0
0
0
0
0
0
0
0
0
0
0
0
0
0
0
0
0
0
0
0
0
0
0
0
0
0
0
0
0
0
0
0
0
0
0
0
0
0
0
0
0
0
0
0
0
0
0
0
0
0
0
0
0
0
0
0
0
0
0
0
0
0
0
0
0
0
0
0
0
0
0
0
0
0
0
0
0
0
0
0
0
0
0
0
0
0
0
0
0
0
0
0
0
0
0
0
0
0
0
0
0
0
0
0
0
0
0
0
0
0
0
0
0
0
0
0
0
0
0
0
0
0
0
0
0
0
0
0
0
0
0
0
0
0
0
0
0
0
0
0
0
0
0
0
0
0
0
0
0
0
0
0
0
0
0
0
0
0
0
0
0
0
0
0
0
0
0
0
0
0
0
0
0
0
0
0
0
0
0
0
0
0
0
0
0
0
0
0
0
0
0
0
0
0
0
0
0
0
0
0
0
0
0
0
0
0
0
0
0
0
0
0
0
0
0
0
0
0
0
0
0
0
0
0
0
0
0
0
0
0
0
0
0
0
0
0
0
0
0
0
0
0
0
0
0
0
0
0
0
0
0
0
0
0
0
0
0
0
0
0
0
0
0
0
0
0
0
0
0
0
0
0
0
0
0
0
0
0
0
0
0
0
0
0
0
0
0
0
0
0
0
0
0
0
0
0
0
0
0
0
0
0
0
0
0
0
0
0
0
0
0
0
0
0
0
0
0
0
0
0
0
0
0
0
0
0
0
0
0
0
0
0
0
0
0
0
0
0
0
0
0
0
0
0
0
0
0
0
0
0
0
0
0
0
0
0
0
0
0
0
0
0
0
0
0
0
0
0
0
0
0
0
0
0
0
0
0
0
0
0
0
0
0
0
0
0
0
0
0
0
0
0
0
0
0
0
0
0
0
0
0
0
0
0
0
0
0
0
0
0
0
0
0
0
0
0
0
0
0
0
0
0
0
0
0
0
0
0
0
0
0
0
0
0
0
0
0
0
0
0
0
0
0
0
0
0
0
0
0
0
0
0
0
0
0
0
0
0
0
0
0
0
0
0
0
0
0
0
0
0
0
0
0
0
0
0
0
0
0
0
0
0
0
0
0
0
0
0
0
0
0
0
0
0
0
0
0
0
0
0
0
0
0
0
0
0
0
0
0
0
0
0
0
0
0
0
0
0
0
0
0
0
0
0
0
0
0
0
0
0
0
0
0
0
0
0
0
0
0
0
0
0
0
0
0
0
0
0
0
0
0
0
0
0
0
0
0
0
0
0
0
0
0
0
0
0
0
0
0
0
0
0
0
0
0
0
0
0
0
0
0
0
0
0
0
0
0
0
0
0
0
0
0
0
0
0
0
0
0
0
0
0
0
0
0
0
0
0
0
0
0
0
0
0
0
0
0
0
0
0
0
0
0
0
0
0
0
0
0
0
0
0
0
0
0
0
0
0
0
0
0
0
0
0
0
0
0
0
0
0
0
0
0
0
0
0
0
0
0
0
0
0
0
0
0
0
0
0
0
0
0
0
0
0
0
0
0
0
0
0
0
0
0
0
0
0
0
0
0
0
0
0
0
0
0
0
0
0
0
0
0
0
0
0
0
0
0
0
0
0
0
0
0
0
0
0
0
0
0
0
0
0
0
0
0
0
0
0
0
0
0
0
0
0
0
0
0
0
0
0
0
0
0
0
0
0
0
0
0
0
0
0
0
0
0
0
0
0
0
0
0
0
0
0
0
0
0
0
0
0
0
0
0
0
0
0
0
0
0
0
0
0
0
0
0
0
0
0
0
0
0
0
0
0
0
0
0
0
0
0
0
0
0
0
0
0
0
0
0
0
0
0
0
0
0
0
0
0
0
0
0
0
0
0
0
0
0
0
0
0
0
0
0
0
0
0
0
0
0
0
0
0
0
0
0
0
0
0
0
0
0
0
0
0
0
0
0
0
0
0
0
0
0
0
0
0
0
0
0
0
0
0
0
0
0
0
0
0
0
0
0
0
0
0
0
0
0
0
0
0
0
0
0
0
0
0
0
0
0
0
0
0
0
0
0
0
0
0
0
0
0
0
0
0
0
0
0
0
0
0
0
0
0
0
0
0
0
0
0
0
0
0
0
0
0
0
0
0
0
0
0
0
0
0
0
0
0
0
0
0
0
0
0
0
0
0
0
0
0
0
0
0
0
0
0
0
0
0
0
0
0
0
0
0
0
0
0
0
0
0
0
0
0
0
0
0
0
0
0
0
0
0
0
0
0
0
0
0
0
0
0
0
0
0
0
0
0
0
0
0
0
0
0
0
0
0
0
0
0
0
0
0
0
0
0
0
0
0
0
0
0
0
0
0
0
0
0
0
0
0
0
0
0
0
0
0
0
0
0
0
0
0
0
0
0
0
0
0
0
0
0
0
0
0
0
0
0
0
0
0
0
0
0
0
0
0
0
0
0
0
0
0
0
0
0
0
0
0
0
0
0
0
0
0
0
0
0
0
0
0
0
0
0
0
0
0
0
0
0
0
0
0
0
0
0
0
0
0
0
0
0
0
0
0
0
0
0
0
0
0
0
0
0
0
0
0
0
0
0
0
0
0
0
0
0
0
0
0
0
0
0
0
0
0
0
0
0
0
0
0
0
0
0
0
0
0
0
0
0
0
0
0
0
0
0
0
0
0
0
0
0
0
0
0
0
0
0
0
0
0
0
0
0
0
0
0
0
0
0
0
0
0
0
0
0
0
0
0
0
0
0
0
0
0
0
0
0
0
0
0
0
0
0
0
0
0
0
0
0
0
0
0
0
0
0
0
0
0
0
0
0
0
0
0
0
0
0
0
0
0
0
0
0
0
0
0
0
0
0
0
0
0
0
0
0
0
0
0
0
0
0
0
0
0
0
0
0
0
0
0
0
0
0
0
0
0
0
0
0
0
0
0
0
0
0
0
0
0
0
0
0
0
0
0
0
0
0
0
0
0
0
0
0
0
0
0
0
0
0
0
0
0
0
0
0
0
0
0
0
0
0
0
0
0
0
0
0
0
0
0
0
0
0
0
0
0
0
0
0
0
0
0
0
0
0
0
0
0
0
0
0
0
0
0
0
0
0
0
0
0
0
0
0
0
0
0
0
0
0
0
0
0
0
0
0
0
0
0
0
0
0
0
0
0
0
0
0
0
0
0
0
0
0
0
0
0
0
0
0
0
0
0
0
0
0
0
0
0
0
0
0
0
0
0
0
0
0
0
0
0
0
0
0
0
0
0
0
0
0
0
0
0
0
0
0
0
0
0
0
0
0
0
0
0
0
0
0
0
0
0
0
0
0
0
0
0
0
0
0
0
0
0
0
0
0
0
0
0
0
0
0
0
0
0
0
0
0
0
0
0
0
0
0
0
0
0
0
0
0
0
0
0
0
0
0
0
0
0
0
0
0
0
0
0
0
0
0
0
0
0
0
0
0
0
0
0
0
0
0
0
0
0
0
0
0
0
0
0
0
0
0
0
0
0
0
0
0
0
0
0
0
0
0
0
0
0
0
0
0
0
0
0
0
0
0
0
0
0
0
0
0
0
0
0
0
0
0
0
0
0
0
0
0
0
0
0
0
0
0
0
0
0
0
0
0
0
0
0
0
0
0
0
0
0
0
0
0
0
0
0
0
0
0
0
0
0
0
0
0
0
0
0
0
0
0
0
0
0
0
0
0
0
0
0
0
0
0
0
0
0
0
0
0
0
0
0
0
0
0
0
0
0
0
0
0
0
0
0
0
0
0
0
0
0
0
0
0
0
0
0
0
0
0
0
0
0
0
0
0
0
0
0
0
0
0
0
0
0
0
0
0
0
0
0
0
0
0
0
0
0
0
0
0
0
0
0
0
0
0
0
0
0
0
0
0
0
0
0
0
0
0
0
0
0
0
0
0
0
0
0
0
0
0
0
0
0
0
0
0
0
0
0
0
0
0
0
0
0
0
0
0
0
0
0
0
0
0
0
0
0
0
0
0
0
0
0
0
0
0
0
0
0
0
0
0
0
0
0
0
0
0
0
0
0
0
0
0
0
0
0
0
0
0
0
0
0
0
0
0
0
0
0
0
0
0
0
0
0
0
0
0
0
0
0
0
0
0
0
0
0
0
0
0
0
0
0
0
0
0
0
0
0
0
0
0
0
0
0
0
0
0
0
0
0
0
0
0
0
0
0
0
0
0
0
0
0
0
0
0
0
0
0
0
0
0
0
0
0
0
0
0
0
0
0
0
0
0
0
0
0
0
0
0
0
0
0
0
0
0
0
0
0
0
0
0
0
0
0
0
0
0
0
0
0
0
0
0
0
0
0
0
0
0
0
0
0
0
0
0
0
0
0
0
0
0
0
0
0
0
0
0
0
0
0
0
0
0
0
0
0
0
0
0
0
0
0
0
0
0
0
0
0
0
0
0
0
0
0
0
0
0
0
0
0
0
0
0
0
0
0
0
0
0
0
0
0
0
0
0
0
0
0
0
0
0
0
0
0
0
0
0
0
0
0
0
0
0
0
0
0
0
0
0
0
0
0
0
0
0
0
0
0
0
0
0
0
0
0
0
0
0
0
0
0
0
0
0
0
0
0
0
0
0
0
0
0
0
0
0
0
0
0
0
0
0
0
0
0
0
0
0
0
0
0
0
0
0
0
0
0
0
0
0
0
0
0
0
0
0
0
0
0
0
0
0
0
0
0
0
0
0
0
0
0
0
0
0
0
0
0
0
0
0
0
0
0
0
0
0
0
0
0
0
0
0
0
0
0
0
0
0
0
0
0
0
0
0
0
0
0
0
0
0
0
0
0
0
0
0
0
0
0
0
0
0
0
0
0
0
0
0
0
0
0
0
0
0
0
0
0
0
0
0
0
0
0
0
0
0
0
0
0
0
0
0
0
0
0
0
0
0
0
0
0
0
0
0
0
0
0
0
0
0
0
0
0
0
0
0
0
0
0
0
0
0
0
0
0
0
0
0
0
0
0
0
0
0
0
0
0
0
0
0
0
0
0
0
0
0
0
0
0
0
0
0
0
0
0
0
0
0
0
0
0
0
0
0
0
0
0
0
0
0
0
0
0
0
0
0
0
0
0
0
0
0
0
0
0
0
0
0
0
0
0
0
0
0
0
0
0
0
0
0
0
0
0
0
0
0
0
0
0
0
0
0
0
0
0
0
0
0
0
0
0
0
0
0
0
0
0
0
0
0
0
0
0
0
0
0
0
0
0
0
0
0
0
0
0
0
0
0
0
0
0
0
0
0
0
0
0
0
0
0
0
0
0
0
0
0
0
0
0
0
0
0
0
0
0
0
0
0
0
0
0
0
0
0
0
0
0
0
0
0
0
0
0
0
0
0
0
0
0
0
0
0
0
0
0
0
0
0
0
0
0
0
0
0
0
0
0
0
0
0
0
0
0
0
0
0
0
0
0
0
0
0
0
0
0
0
0
0
0
0
0
0
0
0
0
0
0
0
0
0
0
0
0
0
0
0
0
0
0
0
0
0
0
0
0
0
0
0
0
0
0
0
0
0
0
0
0
0
0
0
0
0
0
0
0
0
0
0
0
0
0
0
0
0
0
0
0
0
0
0
0
0
0
0
0
0
0
0
0
0
0
0
0
0
0
0
0
0
0
0
0
0
0
0
0
0
0
0
0
0
0
0
0
0
0
0
0
0
0
0
0
0
0
0
0
0
0
0
0
0
0
0
0
0
0
0
0
0
0
0
0
0
0
0
0
0
0
0
0
0
0
0
0
0
0
0
0
0
0
0
0
0
0
0
0
0
0
0
0
0
0
0
0
0
0
0
0
0
0
0
0
0
0
0
0
0
0
0
0
0
0
0
0
0
0
0
0
0
0
0
0
0
0
0
0
0
0
0
0
0
0
0
0
0
0
0
0
0
0
0
0
0
0
0
0
0
0
0
0
0
0
0
0
0
0
0
0
0
0
0
0
0
0
0
0
0
0
0
0
0
0
0
0
0
0
0
0
0
0
0
0
0
0
0
0
0
0
0
0
0
0
0
0
0
0
0
0
0
0
0
0
0
0
0
0
0
0
0
0
0
0
0
0
0
0
0
0
0
0
0
0
0
0
0
0
0
0
0
0
0
0
0
0
0
0
0
0
0
0
0
0
0
0
0
0
0
0
0
0
0
0
0
0
0
0
0
0
0
0
0
0
0
0
0
0
0
0
0
0
0
0
0
0
0
0
0
0
0
0
0
0
0
0
0
0
0
0
0
0
0
0
0
0
0
0
0
0
0
0
0
0
0
0
0
0
0
0
0
0
0
0
0
0
0
0
0
0
0
0
0
0
0
0
0
0
0
0
0
0
0
0
0
0
0
0
0
0
0
0
0
0
0
0
0
0
0
0
0
0
0
0
0
0
0
0
0
0
0
0
0
0
0
0
0
0
0
0
0
0
0
0
0
0
0
0
0
0
0
0
0
0
0
0
0
0
0
0
0
0
0
0
0
0
0
0
0
0
0
0
0
0
0
0
0
0
0
0
0
0
0
0
0
0
0
0
0
0
0
0
0
0
0
0
0
0
0
0
0
0
0
0
0
0
0
0
0
0
0
0
0
0
0
0
0
0
0
0
0
0
0
0
0
0
0
0
0
0
0
0
0
0
0
0
0
0
0
0
0
0
0
0
0
0
0
0
0
0
0
0
0
0
0
0
0
0
0
0
0
0
0
0
0
0
0
0
0
0
0
0
0
0
0
0
0
0
0
0
0
0
0
0
0
0
0
0
0
0
0
0
0
0
0
0
0
0
0
0
0
0
0
0
0
0
0
0
0
0
0
0
0
0
0
0
0
0
0
0
0
0
0
0
0
0
0
0
0
0
0
0
0
0
0
0
0
0
0
0
0
0
0
0
0
0
0
0
0
0
0
0
0
0
0
0
0
0
0
0
0
0
0
0
0
0
0
0
0
0
0
0
0
0
0
0
0
0
0
0
0
0
0
0
0
0
0
0
0
0
0
0
0
0
0
0
0
0
0
0
0
0
0
0
0
0
0
0
0
0
0
0
0
0
0
0
0
0
0
0
0
0
0
0
0
0
0
0
0
0
0
0
0
0
0
0
0
0
0
0
0
0
0
0
0
0
0
0
0
0
0
0
0
0
0
0
0
0
0
0
0
0
0
0
0
0
0
0
0
0
0
0
0
0
0
0
0
0
0
0
0
0
0
0
0
0
0
0
0
0
0
0
0
0
0
0
0
0
0
0
0
0
0
0
0
0
0
0
0
0
0
0
0
0
0
0
0
0
0
0
0
0
0
0
0
0
0
0
0
0
0
0
0
0
0
0
0
0
0
0
0
0
0
0
0
0
0
0
0
0
0
0
0
0
0
0
0
0
0
0
0
0
0
0
0
0
0
0
0
0
0
0
0
0
0
0
0
0
0
0
0
0
0
0
0
0
0
0
0
0
0
0
0
0
0
0
0
0
0
0
0
0
0
0
0
0
0
0
0
0
0
0
0
0
0
0
0
0
0
0
0
0
0
0
0
0
0
0
0
0
0
0
0
0
0
0
0
0
0
0
0
0
0
0
0
0
0
0
0
0
0
0
0
0
0
0
0
0
0
0
0
0
0
0
0
0
0
0
0
0
0
0
0
0
0
0
0
0
0
0
0
0
0
0
0
0
0
0
0
0
0
0
0
0
0
0
0
0
0
0
0
0
0
0
0
0
0
0
0
0
0
0
0
0
0
0
0
0
0
0
0
0
0
0
0
0
0
0
0
0
0
0
0
0
0
0
0
0
0
0
0
0
0
0
0
0
0
0
0
0
0
0
0
0
0
0
0
0
0
0
0
0
0
0
0
0
0
0
0
0
0
0
0
0
0
0
0
0
0
0
0
0
0
0
0
0
0
0
0
0
0
0
0
0
0
0
0
0
0
0
0
0
0
0
0
0
0
0
0
0
0
0
0
0
0
0
0
0
0
0
0
0
0
0
0
0
0
0
0
0
0
0
0
0
0
0
0
0
0
0
0
0
0
0
0
0
0
0
0
0
0
0
0
0
0
0
0
0
0
0
0
0
0
0
0
0
0
0
0
0
0
0
0
0
0
0
0
0
0
0
0
0
0
0
0
0
0
0
0
0
0
0
0
0
0
0
0
0
0
0
0
0
0
0
0
0
0
0
0
0
0
0
0
0
0
0
0
0
0
0
0
0
0
0
0
0
0
0
0
0
0
0
0
0
0
0
0
0
0
0
0
0
0
0
0
0
0
0
0
0
0
0
0
0
0
0
0
0
0
0
0
0
0
0
0
0
0
0
0
0
0
0
0
0
0
0
0
0
0
0
0
0
0
0
0
0
0
0
0
0
0
0
0
0
0
0
0
0
0
0
0
0
0
0
0
0
0
0
0
0
0
0
0
0
0
0
0
0
0
0
0
0
0
0
0
0
0
0
0
0
0
0
0
0
0
0
0
0
0
0
0
0
0
0
0
0
0
0
0
0
0
0
0
0
0
0
0
0
0
0
0
0
0
0
0
0
0
0
0
0
0
0
0
0
0
0
0
0
0
0
0
0
0
0
0
0
0
0
0
0
0
0
0
0
0
0
0
0
0
0
0
0
0
0
0
0
0
0
0
0
0
0
0
0
0
0
0
0
0
0
0
0
0
0
0
0
0
0
0
0
0
0
0
0
0
0
0
0
0
0
0
0
0
0
0
0
0
0
0
0
0
0
0
0
0
0
0
0
0
0
0
0
0
0
0
0
0
0
0
0
0
0
0
0
0
0
0
0
0
0
0
0
0
0
0
0
0
0
0
0
0
0
0
0
0
0
0
0
0
0
0
0
0
0
0
0
0
0
0
0
0
0
0
0
0
0
0
0
0
0
0
0
0
0
0
0
0
0
0
0
0
0
0
0
0
0
0
0
0
0
0
0
0
0
0
0
0
0
0
0
0
0
0
0
0
0
0
0
0
0
0
0
0
0
0
0
0
0
0
0
0
0
0
0
0
0
0
0
0
0
0
0
0
0
0
0
0
0
0
0
0
0
0
0
0
0
0
0
0
0
0
0
0
0
0
0
0
0
0
0
0
0
0
0
0
0
0
0
0
0
0
0
0
0
0
0
0
0
0
0
0
0
0
0
0
0
0
0
0
0
0
0
0
0
0
0
0
0
0
0
0
0
0
0
0
0
0
0
0
0
0
0
0
0
0
0
0
0
0
0
0
0
0
0
0
0
0
0
0
0
0
0
0
0
0
0
0
0
0
0
0
0
0
0
0
0
0
0
0
0
0
0
0
0
0
0
0
0
0
0
0
0
0
0
0
0
0
0
0
0
0
0
0
0
0
0
0
0
0
0
0
0
0
0
0
0
0
0
0
0
0
0
0
0
0
0
0
0
0
0
0
0
0
0
0
0
0
0
0
0
0
0
0
0
0
0
0
0
0
0
0
0
0
0
0
0
0
0
0
0
0
0
0
0
0
0
0
0
0
0
0
0
0
0
0
0
0
0
0
0
0
0
0
0
0
0
0
0
0
0
0
0
0
0
0
0
0
0
0
0
0
0
0
0
0
0
0
0
0
0
0
0
0
0
0
0
0
0
0
0
0
0
0
0
0
0
0
0
0
0
0
0
0
0
0
0
0
0
0
0
0
0
0
0
0
0
0
0
0
0
0
0
0
0
0
0
0
0
0
0
0
0
0
0
0
0
0
0
0
0
0
0
0
0
0
0
0
0
0
0
0
0
0
0
0
0
0
0
0
0
0
0
0
0
0
0
0
0
0
0
0
0
0
0
0
0
0
0
0
0
0
0
0
0
0
0
0
0
0
0
0
0
0
0
0
0
0
0
0
0
0
0
0
0
0
0
0
0
0
0
0
0
0
0
0
0
0
0
0
0
0
0
0
0
0
0
0
0
0
0
0
0
0
0
0
0
0
0
0
0
0
0
0
0
0
0
0
0
0
0
0
0
0
0
0
0
0
0
0
0
0
0
0
0
0
0
0
0
0
0
0
0
0
0
0
0
0
0
0
0
0
0
0
0
0
0
0
0
0
0
0
0
0
0
0
0
0
0
0
0
0
0
0
0
0
0
0
0
0
0
0
0
0
0
0
0
0
0
0
0
0
0
0
0
0
0
0
0
0
0
0
0
0
0
0
0
0
0
0
0
0
0
0
0
0
0
0
0
0
0
0
0
0
0
0
0
0
0
0
0
0
0
0
0
0
0
0
0
0
0
0
0
0
0
0
0
0
0
0
0
0
0
0
0
0
0
0
0
0
0
0
0
0
0
0
0
0
0
0
0
0
0
0
0
0
0
0
0
0
0
0
0
0
0
0
0
0
0
0
0
0
0
0
0
0
0
0
0
0
0
0
0
0
0
0
0
0
0
0
0
0
0
0
0
0
0
0
0
0
0
0
0
0
0
0
0
0
0
0
0
0
0
0
0
0
0
0
0
0
0
0
0
0
0
0
0
0
0
0
0
0
0
0
0
0
0
0
0
0
0
0
0
0
0
0
0
0
0
0
0
0
0
0
0
0
0
0
0
0
0
0
0
0
0
0
0
0
0
0
0
0
0
0
0
0
0
0
0
0
0
0
0
0
0
0
0
0
0
0
0
0
0
0
0
0
0
0
0
0
0
0
0
0
0
0
0
0
0
0
0
0
0
0
0
0
0
0
0
0
0
0
0
0
0
0
0
0
0
0
0
0
0
0
0
0
0
0
0
0
0
0
0
0
0
0
0
0
0
0
0
0
0
0
0
0
0
0
0
0
0
0
0
0
0
0
0
0
0
0
0
0
0
0
0
0
0
0
0
0
0
0
0
0
0
0
0
0
0
0
0
0
0
0
0
0
0
0
0
0
0
0
0
0
0
0
0
0
0
0
0
0
0
0
0
0
0
0
0
0
0
0
0
0
0
0
0
0
0
0
0
0
0
0
0
0
0
0
0
0
0
0
0
0
0
0
0
0
0
0
0
0
0
0
0
0
0
0
0
0
0
0
0
0
0
0
0
0
0
0
0
0
0
0
0
0
0
0
0
0
0
0
0
0
0
0
0
0
0
0
0
0
0
0
0
0
0
0
0
0
0
0
0
0
0
0
0
0
0
0
0
0
0
0
0
0
0
0
0
0
0
0
0
0
0
0
0
0
0
0
0
0
0
0
0
0
0
0
0
0
0
0
0
0
0
0
0
0
0
0
0
0
0
0
0
0
0
0
0
0
0
0
0
0
0
0
0
0
0
0
0
0
0
0
0
0
0
0
0
0
0
0
0
0
0
0
0
0
0
0
0
0
0
0
0
0
0
0
0
0
0
0
0
0
0
0
0
0
0
0
0
0
0
0
0
0
0
0
0
0
0
0
0
0
0
0
0
0
0
0
0
0
0
0
0
0
0
0
0
0
0
0
0
0
0
0
0
0
0
0
0
0
0
0
0
0
0
0
0
0
0
0
0
0
0
0
0
0
0
0
0
0
0
0
0
0
0
0
0
0
0
0
0
0
0
0
0
0
0
0
0
0
0
0
0
0
0
0
0
0
0
0
0
0
0
0
0
0
0
0
0
0
0
0
0
0
0
0
0
0
0
0
0
0
0
0
0
0
0
0
0
0
0
0
0
0
0
0
0
0
0
0
0
0
0
0
0
0
0
0
0
0
0
0
0
0
0
0
0
0
0
0
0
0
0
0
0
0
0
0
0
0
0
0
0
0
0
0
0
0
0
0
0
0
0
0
0
0
0
0
0
0
0
0
0
0
0
0
0
0
0
0
0
0
0
0
0
0
0
0
0
0
0
0
0
0
0
0
0
0
0
0
0
0
0
0
0
0
0
0
0
0
0
0
0
0
0
0
0
0
0
0
0
0
0
0
0
0
0
0
0
0
0
0
0
0
0
0
0
0
0
0
0
0
0
0
0
0
0
0
0
0
0
0
0
0
0
0
0
0
0
0
0
0
0
0
0
0
0
0
0
0
0
0
0
0
0
0
0
0
0
0
0
0
0
0
0
0
0
0
0
0
0
0
0
0
0
0
0
0
0
0
0
0
0
0
0
0
0
0
0
0
0
0
0
0
0
0
0
0
0
0
0
0
0
0
0
0
0
0
0
0
0
0
0
0
0
0
0
0
0
0
0
0
0
0
0
0
0
0
0
0
0
0
0
0
0
0
0
0
0
0
0
0
0
0
0
0
0
0
0
0
0
0
0
0
0
0
0
0
0
0
0
0
0
0
0
0
0
0
0
0
0
0
0
0
0
0
0
0
0
0
0
0
0
0
0
0
0
0
0
0
0
0
0
0
0
0
0
0
0
0
0
0
0
0
0
0
0
0
0
0
0
0
0
0
0
0
0
0
0
0
0
0
0
0
0
0
0
0
0
0
0
0
0
0
0
0
0
0
0
0
0
0
0
0
0
0
0
0
0
0
0
0
0
0
0
0
0
0
0
0
0
0
0
0
0
0
0
0
0
0
0
0
0
0
0
0
0
0
0
0
0
0
0
0
0
0
0
0
0
0
0
0
0
0
0
0
0
0
0
0
0
0
0
0
0
0
0
0
0
0
0
0
0
0
0
0
0
0
0
0
0
0
0
0
0
0
0
0
0
0
0
0
0
0
0
0
0
0
0
0
0
0
0
0
0
0
0
0
0
0
0
0
0
0
0
0
0
0
0
0
0
0
0
0
0
0
0
0
0
0
0
0
0
0
0
0
0
0
0
0
0
0
0
0
0
0
0
0
0
0
0
0
0
0
0
0
0
0
0
0
0
0
0
0
0
0
0
0
0
0
0
0
0
0
0
0
0
0
0
0
0
0
0
0
0
0
0
0
0
0
0
0
0
0
0
0
0
0
0
0
0
0
0
0
0
0
0
0
0
0
0
0
0
0
0
0
0
0
0
0
0
0
0
0
0
0
0
0
0
0
0
0
0
0
0
0
0
0
0
0
0
0
0
0
0
0
0
0
0
0
0
0
0
0
0
0
0
0
0
0
0
0
0
0
0
0
0
0
0
0
0
0
0
0
0
0
0
0
0
0
0
0
0
0
0
0
0
0
0
0
0
0
0
0
0
0
0
0
0
0
0
0
0
0
0
0
0
0
0
0
0
0
0
0
0
0
0
0
0
0
0
0
0
0
0
0
0
0
0
0
0
0
0
0
0
0
0
0
0
0
0
0
0
0
0
0
0
0
0
0
0
0
0
0
0
0
0
0
0
0
0
0
0
0
0
0
0
0
0
0
0
0
0
0
0
0
0
0
0
0
0
0
0
0
0
0
0
0
0
0
0
0
0
0
0
0
0
0
0
0
0
0
0
0
0
0
0
0
0
0
0
0
0
0
0
0
0
0
0
0
0
0
0
0
0
0
0
0
0
0
0
0
0
0
0
0
0
0
0
0
0
0
0
0
0
0
0
0
0
0
0
0
0
0
0
0
0
0
0
0
0
0
0
0
0
0
0
0
0
0
0
0
0
0
0
0
0
0
0
0
0
0
0
0
0
0
0
0
0
0
0
0
0
0
0
0
0
0
0
0
0
0
0
0
0
0
0
0
0
0
0
0
0
0
0
0
0
0
0
0
0
0
0
0
0
0
0
0
0
0
0
0
0
0
0
0
0
0
0
0
0
0
0
0
0
0
0
0
0
0
0
0
0
0
0
0
0
0
0
0
0
0
0
0
0
0
0
0
0
0
0
0
0
0
0
0
0
0
0
0
0
0
0
0
0
0
0
0
0
0
0
0
0
0
0
0
0
0
0
0
0
0
0
0
0
0
0
0
0
0
0
0
0
0
0
0
0
0
0
0
0
0
0
0
0
0
0
0
0
0
0
0
0
0
0
0
0
0
0
0
0
0
0
0
0
0
0
0
0
0
0
0
0
0
0
0
0
0
0
0
0
0
0
0
0
0
0
0
0
0
0
0
0
0
0
0
0
0
0
0
0
0
0
0
0
0
0
0
0
0
0
0
0
0
0
0
0
0
0
0
0
0
0
0
0
0
0
0
0
0
0
0
0
0
0
0
0
0
0
0
0
0
0
0
0
0
0
0
0
0
0
0
0
0
0
0
0
0
0
0
0
0
0
0
0
0
0
0
0
0
0
0
0
0
0
0
0
0
0
0
0
0
0
0
0
0
0
0
0
0
0
0
0
0
0
0
0
0
0
0
0
0
0
0
0
0
0
0
0
0
0
0
0
0
0
0
0
0
0
0
0
0
0
0
0
0
0
0
0
0
0
0
0
0
0
0
0
0
0
0
0
0
0
0
0
0
0
0
0
0
0
0
0
0
0
0
0
0
0
0
0
0
0
0
0
0
0
0
0
0
0
0
0
0
0
0
0
0
0
0
0
0
0
0
0
0
0
0
0
0
0
0
0
0
0
0
0
0
0
0
0
0
0
0
0
0
0
0
0
0
0
0
0
0
0
0
0
0
0
0
0
0
0
0
0
0
0
0
0
0
0
0
0
0
0
0
0
0
0
0
0
0
0
0
0
0
0
0
0
0
0
0
0
0
0
0
0
0
0
0
0
0
0
0
0
0
0
0
0
0
0
0
0
0
0
0
0
0
0
0
0
0
0
0
0
0
0
0
0
0
0
0
0
0
0
0
0
0
0
0
0
0
0
0
0
0
0
0
0
0
0
0
0
0
0
0
0
0
0
0
0
0
0
0
0
0
0
0
0
0
0
0
0
0
0
0
0
0
0
0
0
0
0
0
0
0
0
0
0
0
0
0
0
0
0
0
0
0
0
0
0
0
0
0
0
0
0
0
0
0
0
0
0
0
0
0
0
0
0
0
0
0
0
0
0
0
0
0
0
0
0
0
0
0
0
0
0
0
0
0
0
0
0
0
0
0
0
0
0
0
0
0
0
0
0
0
0
0
0
0
0
0
0
0
0
0
0
0
0
0
0
0
0
0
0
0
0
0
0
0
0
0
0
0
0
0
0
0
0
0
0
0
0
0
0
0
0
0
0
0
0
0
0
0
0
0
0
0
0
0
0
0
0
0
0
0
0
0
0
0
0
0
0
0
0
0
0
0
0
0
0
0
0
0
0
0
0
0
0
0
0
0
0
0
0
0
0
0
0
0
0
0
0
0
0
0
0
0
0
0
0
0
0
0
0
0
0
0
0
0
0
0
0
0
0
0
0
0
0
0
0
0
0
0
0
0
0
0
0
0
0
0
0
0
0
0
0
0
0
0
0
0
0
0
0
0
0
0
0
0
0
0
0
0
0
0
0
0
0
0
0
0
0
0
0
0
0
0
0
0
0
0
0
0
0
0
0
0
0
0
0
0
0
0
0
0
0
0
0
0
0
0
0
0
0
0
0
0
0
0
0
0
0
0
0
0
0
0
0
0
0
0
0
0
0
0
0
0
0
0
0
0
0
0
0
0
0
0
0
0
0
0
0
0
0
0
0
0
0
0
0
0
0
0
0
0
0
0
0
0
0
0
0
0
0
0
0
0
0
0
0
0
0
0
0
0
0
0
0
0
0
0
0
0
0
0
0
0
0
0
0
0
0
0
0
0
0
0
0
0
0
0
0
0
0
0
0
0
0
0
0
0
0
0
0
0
0
0
0
0
0
0
0
0
0
0
0
0
0
0
0
0
0
0
0
0
0
0
0
0
0
0
0
0
0
0
0
0
0
0
0
0
0
0
0
0
0
0
0
0
0
0
0
0
0
0
0
0
0
0
0
0
0
0
0
0
0
0
0
0
0
0
0
0
0
0
0
0
0
0
0
0
0
0
0
0
0
0
0
0
0
0
0
0
0
0
0
0
0
0
0
0
0
0
0
0
0
0
0
0
0
0
0
0
0
0
0
0
0
0
0
0
0
0
0
0
0
0
0
0
0
0
0
0
0
0
0
0
0
0
0
0
0
0
0
0
0
0
0
0
0
0
0
0
0
0
0
0
0
0
0
0
0
0
0
0
0
0
0
0
0
0
0
0
0
0
0
0
0
0
0
0
0
0
0
0
0
0
0
0
0
0
0
0
0
0
0
0
0
0
0
0
0
0
0
0
0
0
0
0
0
0
0
0
0
0
0
0
0
0
0
0
0
0
0
0
0
0
0
0
0
0
0
0
0
0
0
0
0
0
0
0
0
0
0
0
0
0
0
0
0
0
0
0
0
0
0
0
0
0
0
0
0
0
0
0
0
0
0
0
0
0
0
0
0
0
0
0
0
0
0
0
0
0
0
0
0
0
0
0
0
0
0
0
0
0
0
0
0
0
0
0
0
0
0
0
0
0
0
0
0
0
0
0
0
0
0
0
0
0
0
0
0
0
0
0
0
0
0
0
0
0
0
0
0
0
0
0
0
0
0
0
0
0
0
0
0
0
0
0
0
0
0
0
0
0
0
0
0
0
0
0
0
0
0
0
0
0
0
0
0
0
0
0
0
0
0
0
0
0
0
0
0
0
0
0
0
0
0
0
0
0
0
0
0
0
0
0
0
0
0
0
0
0
0
0
0
0
0
0
0
0
0
0
0
0
0
0
0
0
0
0
0
0
0
0
0
0
0
0
0
0
0
0
0
0
0
0
0
0
0
0
0
0
0
0
0
0
0
0
0
0
0
0
0
0
0
0
0
0
0
0
0
0
0
0
0
0
0
0
0
0
0
0
0
0
0
0
0
0
0
0
0
0
0
0
0
0
0
0
0
0
0
0
0
0
0
0
0
0
0
0
0
0
0
0
0
0
0
0
0
0
0
0
0
0
0
0
0
0
0
0
0
0
0
0
0
0
0
0
0
0
0
0
0
0
0
0
0
0
0
0
0
0
0
0
0
0
0
0
0
0
0
0
0
0
0
0
0
0
0
0
0
0
0
0
0
0
0
0
0
0
0
0
0
0
0
0
0
0
0
0
0
0
0
0
0
0
0
0
0
0
0
0
0
0
0
0
0
0
0
0
0
0
0
0
0
0
0
0
0
0
0
0
0
0
0
0
0
0
0
0
0
0
0
0
0
0
0
0
0
0
0
0
0
0
0
0
0
0
0
0
0
0
0
0
0
0
0
0
0
0
0
0
0
0
0
0
0
0
0
0
0
0
0
0
0
0
0
0
0
0
0
0
0
0
0
0
0
0
0
0
0
0
0
0
0
0
0
0
0
0
0
0
0
0
0
0
0
0
0
0
0
0
0
0
0
0
0
0
0
0
0
0
0
0
0
0
0
0
0
0
0
0
0
0
0
0
0
0
0
0
0
0
0
0
0
0
0
0
0
0
0
0
0
0
0
0
0
0
0
0
0
0
0
0
0
0
0
0
0
0
0
0
0
0
0
0
0
0
0
0
0
0
0
0
0
0
0
0
0
0
0
0
0
0
0
0
0
0
0
0
0
0
0
0
0
0
0
0
0
0
0
0
0
0
0
0
0
0
0
0
0
0
0
0
0
0
0
0
0
0
0
0
0
0
0
0
0
0
0
0
0
0
0
0
0
0
0
0
0
0
0
0
0
0
0
0
0
0
0
0
0
0
0
0
0
0
0
0
0
0
0
0
0
0
0
0
0
0
0
0
0
0
0
0
0
0
0
0
0
0
0
0
0
0
0
0
0
0
0
0
0
0
0
0
0
0
0
0
0
0
0
0
0
0
0
0
0
0
0
0
0
0
0
0
0
0
0
0
0
0
0
0
0
0
0
0
0
0
0
0
0
0
0
0
0
0
0
0
0
0
0
0
0
0
0
0
0
0
0
0
0
0
0
0
0
0
0
0
0
0
0
0
0
0
0
0
0
0
0
0
0
0
0
0
0
0
0
0
0
0
0
0
0
0
0
0
0
0
0
0
0
0
0
0
0
0
0
0
0
0
0
0
0
0
0
0
0
0
0
0
0
0
0
0
0
0
0
0
0
0
0
0
0
0
0
0
0
0
0
0
0
0
0
0
0
0
0
0
0
0
0
0
0
0
0
0
0
0
0
0
0
0
0
0
0
0
0
0
0
0
0
0
0
0
0
0
0
0
0
0
0
0
0
0
0
0
0
0
0
0
0
0
0
0
0
0
0
0
0
0
0
0
0
0
0
0
0
0
0
0
0
0
0
0
0
0
0
0
0
0
0
0
0
0
0
0
0
0
0
0
0
0
0
0
0
0
0
0
0
0
0
0
0
0
0
0
0
0
0
0
0
0
0
0
0
0
0
0
0
0
0
0
0
0
0
0
0
0
0
0
0
0
0
0
0
0
0
0
0
0
0
0
0
0
0
0
0
0
0
0
0
0
0
0
0
0
0
0
0
0
0
0
0
0
0
0
0
0
0
0
0
0
0
0
0
0
0
0
0
0
0
0
0
0
0
0
0
0
0
0
0
0
0
0
0
0
0
0
0
0
0
0
0
0
0
0
0
0
0
0
0
0
0
0
0
0
0
0
0
0
0
0
0
0
0
0
0
0
0
0
0
0
0
0
0
0
0
0
0
0
0
0
0
0
0
0
0
0
0
0
0
0
0
0
0
0
0
0
0
0
0
0
0
0
0
0
0
0
0
0
0
0
0
0
0
0
0
0
0
0
0
0
0
0
0
0
0
0
0
0
0
0
0
0
0
0
0
0
0
0
0
0
0
0
0
0
0
0
0
0
0
0
0
0
0
0
0
0
0
0
0
0
0
0
0
0
0
0
0
0
0
0
0
0
0
0
0
0
0
0
0
0
0
0
0
0
0
0
0
0
0
0
0
0
0
0
0
0
0
0
0
0
0
0
0
0
0
0
0
0
0
0
0
0
0
0
0
0
0
0
0
0
0
0
0
0
0
0
0
0
0
0
0
0
0
0
0
0
0
0
0
0
0
0
0
0
0
0
0
0
0
0
0
0
0
0
0
0
0
0
0
0
0
0
0
0
0
0
0
0
0
0
0
0
0
0
0
0
0
0
0
0
0
0
0
0
0
0
0
0
0
0
0
0
0
0
0
0
0
0
0
0
0
0
0
0
0
0
0
0
0
0
0
0
0
0
0
0
0
0
0
0
0
0
0
0
0
0
0
0
0
0
0
0
0
0
0
0
0
0
0
0
0
0
0
0
0
0
0
0
0
0
0
0
0
0
0
0
0
0
0
0
0
0
0
0
0
0
0
0
0
0
0
0
0
0
0
0
0
0
0
0
0
0
0
0
0
0
0
0
0
0
0
0
0
0
0
0
0
0
0
0
0
0
0
0
0
0
0
0
0
0
0
0
0
0
0
0
0
0
0
0
0
0
0
0
0
0
0
0
0
0
0
0
0
0
0
0
0
0
0
0
0
0
0
0
0
0
0
0
0
0
0
0
0
0
0
0
0
0
0
0
0
0
0
0
0
0
0
0
0
0
0
0
0
0
0
0
0
0
0
0
0
0
0
0
0
0
0
0
0
0
0
0
0
0
0
0
0
0
0
0
0
0
0
0
0
0
0
0
0
0
0
0
0
0
0
0
0
0
0
0
0
0
0
0
0
0
0
0
0
0
0
0
0
0
0
0
0
0
0
0
0
0
0
0
0
0
0
0
0
0
0
0
0
0
0
0
0
0
0
0
0
0
0
0
0
0
0
0
0
0
0
0
0
0
0
0
0
0
0
0
0
0
0
0
0
0
0
0
0
0
0
0
0
0
0
0
0
0
0
0
0
0
0
0
0
0
0
0
0
0
0
0
0
0
0
0
0
0
0
0
0
0
0
0
0
0
0
0
0
0
0
0
0
0
0
0
0
0
0
0
0
0
0
0
0
0
0
0
0
0
0
0
0
0
0
0
0
0
0
0
0
0
0
0
0
0
0
0
0
0
0
0
0
0
0
0
0
0
0
0
0
0
0
0
0
0
0
0
0
0
0
0
0
0
0
0
0
0
0
0
0
0
0
0
0
0
0
0
0
0
0
0
0
0
0
0
0
0
0
0
0
0
0
0
0
0
0
0
0
0
0
0
0
0
0
0
0
0
0
0
0
0
0
0
0
0
0
0
0
0
0
0
0
0
0
0
0
0
0
0
0
0
0
0
0
0
0
0
0
0
0
0
0
0
0
0
0
0
0
0
0
0
0
0
0
0
0
0
0
0
0
0
0
0
0
0
0
0
0
0
0
0
0
0
0
0
0
0
0
0
0
0
0
0
0
0
0
0
0
0
0
0
0
0
0
0
0
0
0
0
0
0
0
0
0
0
0
0
0
0
0
0
0
0
0
0
0
0
0
0
0
0
0
0
0
0
0
0
0
0
0
0
0
0
0
0
0
0
0
0
0
0
0
0
0
0
0
0
0
0
0
0
0
0
0
0
0
0
0
0
0
0
0
0
0
0
0
0
0
0
0
0
0
0
0
0
0
0
0
0
0
0
0
0
0
0
0
0
0
0
0
0
0
0
0
0
0
0
0
0
0
0
0
0
0
0
0
0
0
0
0
0
0
0
0
0
0
0
0
0
0
0
0
0
0
0
0
0
0
0
0
0
0
0
0
0
0
0
0
0
0
0
0
0
0
0
0
0
0
0
0
0
0
0
0
0
0
0
0
0
0
0
0
0
0
0
0
0
0
0
0
0
0
0
0
0
0
0
0
0
0
0
0
0
0
0
0
0
0
0
0
0
0
0
0
0
0
0
0
0
0
0
0
0
0
0
0
0
0
0
0
0
0
0
0
0
0
0
0
0
0
0
0
0
0
0
0
0
0
0
0
0
0
0
0
0
0
0
0
0
0
0
0
0
0
0
0
0
0
0
0
0
0
0
0
0
0
0
0
0
0
0
0
0
0
0
0
0
0
0
0
0
0
0
0
0
0
0
0
0
0
0
0
0
0
0
0
0
0
0
0
0
0
0
0
0
0
0
0
0
0
0
0
0
0
0
0
0
0
0
0
0
0
0
0
0
0
0
0
0
0
0
0
0
0
0
0
0
0
0
0
0
0
0
0
0
0
0
0
0
0
0
0
0
0
0
0
0
0
0
0
0
0
0
0
0
0
0
0
0
0
0
0
0
0
0
0
0
0
0
0
0
0
0
0
0
0
0
0
0
0
0
0
0
0
0
0
0
0
0
0
0
0
0
0
0
0
0
0
0
0
0
0
0
0
0
0
0
0
0
0
0
0
0
0
0
0
0
0
0
0
0
0
0
0
0
0
0
0
0
0
0
0
0
0
0
0
0
0
0
0
0
0
0
0
0
0
0
0
0
0
0
0
0
0
0
0
0
0
0
0
0
0
0
0
0
0
0
0
0
0
0
0
0
0
0
0
0
0
0
0
0
0
0
0
0
0
0
0
0
0
0
0
0
0
0
0
0
0
0
0
0
0
0
0
0
0
0
0
0
0
0
0
0
0
0
0
0
0
0
0
0
0
0
0
0
0
0
0
0
0
0
0
0
0
0
0
0
0
0
0
0
0
0
0
0
0
0
0
0
0
0
0
0
0
0
0
0
0
0
0
0
0
0
0
0
0
0
0
0
0
0
0
0
0
0
0
0
0
0
0
0
0
0
0
0
0
0
0
0
0
0
0
0
0
0
0
0
0
0
0
0
0
0
0
0
0
0
0
0
0
0
0
0
0
0
0
0
0
0
0
0
0
0
0
0
0
0
0
0
0
0
0
0
0
0
0
0
0
0
0
0
0
0
0
0
0
0
0
0
0
0
0
0
0
0
0
0
0
0
0
0
0
0
0
0
0
0
0
0
0
0
0
0
0
0
0
0
0
0
0
0
0
0
0
0
0
0
0
0
0
0
0
0
0
0
0
0
0
0
0
0
0
0
0
0
0
0
0
0
0
0
0
0
0
0
0
0
0
0
0
0
0
0
0
0
0
0
0
0
0
0
0
0
0
0
0
0
0
0
0
0
0
0
0
0
0
0
0
0
0
0
0
0
0
0
0
0
0
0
0
0
0
0
0
0
0
0
0
0
0
0
0
0
0
0
0
0
0
0
0
0
0
0
0
0
0
0
0
0
0
0
0
0
0
0
0
0
0
0
0
0
0
0
0
0
0
0
0
0
0
0
0
0
0
0
0
0
0
0
0
0
0
0
0
0
0
0
0
0
0
0
0
0
0
0
0
0
0
0
0
0
0
0
0
0
0
0
0
0
0
0
0
0
0
0
0
0
0
0
0
0
0
0
0
0
0
0
0
0
0
0
0
0
0
0
0
0
0
0
0
0
0
0
0
0
0
0
0
0
0
0
0
0
0
0
0
0
0
0
0
0
0
0
0
0
0
0
0
0
0
0
0
0
0
0
0
0
0
0
0
0
0
0
0
0
0
0
0
0
0
0
0
0
0
0
0
0
0
0
0
0
0
0
0
0
0
0
0
0
0
0
0
0
0
0
0
0
0
0
0
0
0
0
0
0
0
0
0
0
0
0
0
0
0
0
0
0
0
0
0
0
0
0
0
0
0
0
0
0
0
0
0
0
0
0
0
0
0
0
0
0
0
0
0
0
0
0
0
0
0
0
0
0
0
0
0
0
0
0
0
0
0
0
0
0
0
0
0
0
0
0
0
0
0
0
0
0
0
0
0
0
0
0
0
0
0
0
0
0
0
0
0
0
0
0
0
0
0
0
0
0
0
0
0
0
0
0
0
0
0
0
0
0
0
0
0
0
0
0
0
0
0
0
0
0
0
0
0
0
0
0
0
0
0
0
0
0
0
0
0
0
0
0
0
0
0
0
0
0
0
0
0
0
0
0
0
0
0
0
0
0
0
0
0
0
0
0
0
0
0
0
0
0
0
0
0
0
0
0
0
0
0
0
0
0
0
0
0
0
0
0
0
0
0
0
0
0
0
0
0
0
0
0
0
0
0
0
0
0
0
0
0
0
0
0
0
0
0
0
0
0
0
0
0
0
0
0
0
0
0
0
0
0
0
0
0
0
0
0
0
0
0
0
0
0
0
0
0
0
0
0
0
0
0
0
0
0
0
0
0
0
0
0
0
0
0
0
0
0
0
0
0
0
0
0
0
0
0
0
0
0
0
0
0
0
0
0
0
0
0
0
0
0
0
0
0
0
0
0
0
0
0
0
0
0
0
0
0
0
0
0
0
0
0
0
0
0
0
0
0
0
0
0
0
0
0
0
0
0
0
0
0
0
0
0
0
0
0
0
0
0
0
0
0
0
0
0
0
0
0
0
0
0
0
0
0
0
0
0
0
0
0
0
0
0
0
0
0
0
0
0
0
0
0
0
0
0
0
0
0
0
0
0
0
0
0
0
0
0
0
0
0
0
0
0
0
0
0
0
0
0
0
0
0
0
0
0
0
0
0
0
0
0
0
0
0
0
0
0
0
0
0
0
0
0
0
0
0
0
0
0
0
0
0
0
0
0
0
0
0
0
0
0
0
0
0
0
0
0
0
0
0
0
0
0
0
0
0
0
0
0
0
0
0
0
0
0
0
0
0
0
0
0
0
0
0
0
0
0
0
0
0
0
0
0
0
0
0
0
0
0
0
0
0
0
0
0
0
0
0
0
0
0
0
0
0
0
0
0
0
0
0
0
0
0
0
0
0
0
0
0
0
0
0
0
0
0
0
0
0
0
0
0
0
0
0
0
0
0
0
0
0
0
0
0
0
0
0
0
0
0
0
0
0
0
0
0
0
0
0
0
0
0
0
0
0
0
0
0
0
0
0
0
0
0
0
0
0
0
0
0
0
0
0
0
0
0
0
0
0
0
0
0
0
0
0
0
0
0
0
0
0
0
0
0
0
0
0
0
0
0
0
0
0
0
0
0
0
0
0
0
0
0
0
0
0
0
0
0
0
0
0
0
0
0
0
0
0
0
0
0
0
0
0
0
0
0
0
0
0
0
0
0
0
0
0
0
0
0
0
0
0
0
0
0
0
0
0
0
0
0
0
0
0
0
0
0
0
0
0
0
0
0
0
0
0
0
0
0
0
0
0
0
0
0
0
0
0
0
0
0
0
0
0
0
0
0
0
0
0
0
0
0
0
0
0
0
0
0
0
0
0
0
0
0
0
0
0
0
0
0
0
0
0
0
0
0
0
0
0
0
0
0
0
0
0
0
0
0
0
0
0
0
0
0
0
0
0
0
0
0
0
0
0
0
0
0
0
0
0
0
0
0
0
0
0
0
0
0
0
0
0
0
0
0
0
0
0
0
0
0
0
0
0
0
0
0
0
0
0
0
0
0
0
0
0
0
0
0
0
0
0
0
0
0
0
0
0
0
0
0
0
0
0
0
0
0
0
0
0
0
0
0
0
0
0
0
0
0
0
0
0
0
0
0
0
0
0
0
0
0
0
0
0
0
0
0
0
0
0
0
0
0
0
0
0
0
0
0
0
0
0
0
0
0
0
0
0
0
0
0
0
0
0
0
0
0
0
0
0
0
0
0
0
0
0
0
0
0
0
0
0
0
0
0
0
0
0
0
0
0
0
0
0
0
0
0
0
0
0
0
0
0
0
0
0
0
0
0
0
0
0
0
0
0
0
0
0
0
0
0
0
0
0
0
0
0
0
0
0
0
0
0
0
0
0
0
0
0
0
0
0
0
0
0
0
0
0
0
0
0
0
0
0
0
0
0
0
0
0
0
0
0
0
0
0
0
0
0
0
0
0
0
0
0
0
0
0
0
0
0
0
0
0
0
0
0
0
0
0
0
0
0
0
0
0
0
0
0
0
0
0
0
0
0
0
0
0
0
0
0
0
0
0
0
0
0
0
0
0
0
0
0
0
0
0
0
0
0
0
0
0
0
0
0
0
0
0
0
0
0
0
0
0
0
0
0
0
0
0
0
0
0
0
0
0
0
0
0
0
0
0
0
0
0
0
0
0
0
0
0
0
0
0
0
0
0
0
0
0
0
0
0
0
0
0
0
0
0
0
0
0
0
0
0
0
0
0
0
0
0
0
0
0
0
0
0
0
0
0
0
0
0
0
0
0
0
0
0
0
0
0
0
0
0
0
0
0
0
0
0
0
0
0
0
0
0
0
0
0
0
0
0
0
0
0
0
0
0
0
0
0
0
0
0
0
0
0
0
0
0
0
0
0
0
0
0
0
0
0
0
0
0
0
0
0
0
0
0
0
0
0
0
0
0
0
0
0
0
0
0
0
0
0
0
0
0
0
0
0
0
0
0
0
0
0
0
0
0
0
0
0
0
0
0
0
0
0
0
0
0
0
0
0
0
0
0
0
0
0
0
0
0
0
0
0
0
0
0
0
0
0
0
0
0
0
0
0
0
0
0
0
0
0
0
0
0
0
0
0
0
0
0
0
0
0
0
0
0
0
0
0
0
0
0
0
0
0
0
0
0
0
0
0
0
0
0
0
0
0
0
0
0
0
0
0
0
0
0
0
0
0
0
0
0
0
0
0
0
0
0
0
0
0
0
0
0
0
0
0
0
0
0
0
0
0
0
0
0
0
0
0
0
0
0
0
0
0
0
0
0
0
0
0
0
0
0
0
0
0
0
0
0
0
0
0
0
0
0
0
0
0
0
0
0
0
0
0
0
0
0
0
0
0
0
0
0
0
0
0
0
0
0
0
0
0
0
0
0
0
0
0
0
0
0
0
0
0
0
0
0
0
0
0
0
0
0
0
0
0
0
0
0
0
0
0
0
0
0
0
0
0
0
0
0
0
0
0
0
0
0
0
0
0
0
0
0
0
0
0
0
0
0
0
0
0
0
0
0
0
0
0
0
0
0
0
0
0
0
0
0
0
0
0
0
0
0
0
0
0
0
0
0
0
0
0
0
0
0
0
0
0
0
0
0
0
0
0
0
0
0
0
0
0
0
0
0
0
0
0
0
0
0
0
0
0
0
0
0
0
0
0
0
0
0
0
0
0
0
0
0
0
0
0
0
0
0
0
0
0
0
0
0
0
0
0
0
0
0
0
0
0
0
0
0
0
0
0
0
0
0
0
0
0
0
0
0
0
0
0
0
0
0
0
0
0
0
0
0
0
0
0
0
0
0
0
0
0
0
0
0
0
0
0
0
0
0
0
0
0
0
0
0
0
0
0
0
0
0
0
0
0
0
0
0
0
0
0
0
0
0
0
0
0
0
0
0
0
0
0
0
0
0
0
0
0
0
0
0
0
0
0
0
0
0
0
0
0
0
0
0
0
0
0
0
0
0
0
0
0
0
0
0
0
0
0
0
0
0
0
0
0
0
0
0
0
0
0
0
0
0
0
0
0
0
0
0
0
0
0
0
0
0
0
0
0
0
0
0
0
0
0
0
0
0
0
0
0
0
0
0
0
0
0
0
0
0
0
0
0
0
0
0
0
0
0
0
0
0
0
0
0
0
0
0
0
0
0
0
0
0
0
0
0
0
0
0
0
0
0
0
0
0
0
0
0
0
0
0
0
0
0
0
0
0
0
0
0
0
0
0
0
0
0
0
0
0
0
0
0
0
0
0
0
0
0
0
0
0
0
0
0
0
0
0
0
0
0
0
0
0
0
0
0
0
0
0
0
0
0
0
0
0
0
0
0
0
0
0
0
0
0
0
0
0
0
0
0
0
0
0
0
0
0
0
0
0
0
0
0
0
0
0
0
0
0
0
0
0
0
0
0
0
0
0
0
0
0
0
0
0
0
0
0
0
0
0
0
0
0
0
0
0
0
0
0
0
0
0
0
0
0
0
0
0
0
0
0
0
0
0
0
0
0
0
0
0
0
0
0
0
0
0
0
0
0
0
0
0
0
0
0
0
0
0
0
0
0
0
0
0
0
0
0
0
0
0
0
0
0
0
0
0
0
0
0
0
0
0
0
0
0
0
0
0
0
0
0
0
0
0
0
0
0
0
0
0
0
0
0
0
0
0
0
0
0
0
0
0
0
0
0
0
0
0
0
0
0
0
0
0
0
0
0
0
0
0
0
0
0
0
0
0
0
0
0
0
0
0
0
0
0
0
0
0
0
0
0
0
0
0
0
0
0
0
0
0
0
0
0
0
0
0
0
0
0
0
0
0
0
0
0
0
0
0
0
0
0
0
0
0
0
0
0
0
0
0
0
0
0
0
0
0
0
0
0
0
0
0
0
0
0
0
0
0
0
0
0
0
0
0
0
0
0
0
0
0
0
0
0
0
0
0
0
0
0
0
0
0
0
0
0
0
0
0
0
0
0
0
0
0
0
0
0
0
0
0
0
0
0
0
0
0
0
0
0
0
0
0
0
0
0
0
0
0
0
0
0
0
0
0
0
0
0
0
0
0
0
0
0
0
0
0
0
0
0
0
0
0
0
0
0
0
0
0
0
0
0
0
0
0
0
0
0
0
0
0
0
0
0
0
0
0
0
0
0
0
0
0
0
0
0
0
0
0
0
0
0
0
0
0
0
0
0
0
0
0
0
0
0
0
0
0
0
0
0
0
0
0
0
0
0
0
0
0
0
0
0
0
0
0
0
0
0
0
0
0
0
0
0
0
0
0
0
0
0
0
0
0
0
0
0
0
0
0
0
0
0
0
0
0
0
0
0
0
0
0
0
0
0
0
0
0
0
0
0
0
0
0
0
0
0
0
0
0
0
0
0
0
0
0
0
0
0
0
0
0
0
0
0
0
0
0
0
0
0
0
0
0
0
0
0
0
0
0
0
0
0
0
0
0
0
0
0
0
0
0
0
0
0
0
0
0
0
0
0
0
0
0
0
0
0
0
0
0
0
0
0
0
0
0
0
0
0
0
0
0
0
0
0
0
0
0
0
0
0
0
0
0
0
0
0
0
0
0
0
0
0
0
0
0
0
0
0
0
0
0
0
0
0
0
0
0
0
0
0
0
0
0
0
0
0
0
0
0
0
0
0
0
0
0
0
0
0
0
0
0
0
0
0
0
0
0
0
0
0
0
0
0
0
0
0
0
0
0
0
0
0
0
0
0
0
0
0
0
0
0
0
0
0
0
0
0
0
0
0
0
0
0
0
0
0
0
0
0
0
0
0
0
0
0
0
0
0
0
0
0
0
0
0
0
0
0
0
0
0
0
0
0
0
0
0
0
0
0
0
0
0
0
0
0
0
0
0
0
0
0
0
0
0
0
0
0
0
0
0
0
0
0
0
0
0
0
0
0
0
0
0
0
0
0
0
0
0
0
0
0
0
0
0
0
0
0
0
0
0
0
0
0
0
0
0
0
0
0
0
0
0
0
0
0
0
0
0
0
0
0
0
0
0
0
0
0
0
0
0
0
0
0
0
0
0
0
0
0
0
0
0
0
0
0
0
0
0
0
0
0
0
0
0
0
0
0
0
0
0
0
0
0
0
0
0
0
0
0
0
0
0
0
0
0
0
0
0
0
0
0
0
0
0
0
0
0
0
0
0
0
0
0
0
0
0
0
0
0
0
0
0
0
0
0
0
0
0
0
0
0
0
0
0
0
0
0
0
0
0
0
0
0
0
0
0
0
0
0
0
0
0
0
0
0
0
0
0
0
0
0
0
0
0
0
0
0
0
0
0
0
0
0
0
0
0
0
0
0
0
0
0
0
0
0
0
0
0
0
0
0
0
0
0
0
0
0
0
0
0
0
0
0
0
0
0
0
0
0
0
0
0
0
0
0
0
0
0
0
0
0
0
0
0
0
0
0
0
0
0
0
0
0
0
0
0
0
0
0
0
0
0
0
0
0
0
0
0
0
0
0
0
0
0
0
0
0
0
0
0
0
0
0
0
0
0
0
0
0
0
0
0
0
0
0
0
0
0
0
0
0
0
0
0
0
0
0
0
0
0
0
0
0
0
0
0
0
0
0
0
0
0
0
0
0
0
0
0
0
0
0
0
0
0
0
0
0
0
0
0
0
0
0
0
0
0
0
0
0
0
0
0
0
0
0
0
0
0
0
0
0
0
0
0
0
0
0
0
0
0
0
0
0
0
0
0
0
0
0
0
0
0
0
0
0
0
0
0
0
0
0
0
0
0
0
0
0
0
0
0
0
0
0
0
0
0
0
0
0
0
0
0
0
0
0
0
0
0
0
0
0
0
0
0
0
0
0
0
0
0
0
0
0
0
0
0
0
0
0
0
0
0
0
0
0
0
0
0
0
0
0
0
0
0
0
0
0
0
0
0
0
0
0
0
0
0
0
0
0
0
0
0
0
0
0
0
0
0
0
0
0
0
0
0
0
0
0
0
0
0
0
0
0
0
0
0
0
0
0
0
0
0
0
0
0
0
0
0
0
0
0
0
0
0
0
0
0
0
0
0
0
0
0
0
0
0
0
0
0
0
0
0
0
0
0
0
0
0
0
0
0
0
0
0
0
0
0
0
0
0
0
0
0
0
0
0
0
0
0
0
0
0
0
0
0
0
0
0
0
0
0
0
0
0
0
0
0
0
0
0
0
0
0
0
0
0
0
0
0
0
0
0
0
0
0
0
0
0
0
0
0
0
0
0
0
0
0
0
0
0
0
0
0
0
0
0
0
0
0
0
0
0
0
0
0
0
0
0
0
0
0
0
0
0
0
0
0
0
0
0
0
0
0
0
0
0
0
0
0
0
0
0
0
0
0
0
0
0
0
0
0
0
0
0
0
0
0
0
0
0
0
0
0
0
0
0
0
0
0
0
0
0
0
0
0
0
0
0
0
0
0
0
0
0
0
0
0
0
0
0
0
0
0
0
0
0
0
0
0
0
0
0
0
0
0
0
0
0
0
0
0
0
0
0
0
0
0
0
0
0
0
0
0
0
0
0
0
0
0
0
0
0
0
0
0
0
0
0
0
0
0
0
0
0
0
0
0
0
0
0
0
0
0
0
0
0
0
0
0
0
0
0
0
0
0
0
0
0
0
0
0
0
0
0
0
0
0
0
0
0
0
0
0
0
0
0
0
0
0
0
0
0
0
0
0
0
0
0
0
0
0
0
0
0
0
0
0
0
0
0
0
0
0
0
0
0
0
0
0
0
0
0
0
0
0
0
0
0
0
0
0
0
0
0
0
0
0
0
0
0
0
0
0
0
0
0
0
0
0
0
0
0
0
0
0
0
0
0
0
0
0
0
0
0
0
0
0
0
0
0
0
0
0
0
0
0
0
0
0
0
0
0
0
0
0
0
0
0
0
0
0
0
0
0
0
0
0
0
0
0
0
0
0
0
0
0
0
0
0
0
0
0
0
0
0
0
0
0
0
0
0
0
0
0
0
0
0
0
0
0
0
0
0
0
0
0
0
0
0
0
0
0
0
0
0
0
0
0
0
0
0
0
0
0
0
0
0
0
0
0
0
0
0
0
0
0
0
0
0
0
0
0
0
0
0
0
0
0
0
0
0
0
0
0
0
0
0
0
0
0
0
0
0
0
0
0
0
0
0
0
0
0
0
0
0
0
0
0
0
0
0
0
0
0
0
0
0
0
0
0
0
0
0
0
0
0
0
0
0
0
0
0
0
0
0
0
0
0
0
0
0
0
0
0
0
0
0
0
0
0
0
0
0
0
0
0
0
0
0
0
0
0
0
0
0
0
0
0
0
0
0
0
0
0
0
0
0
0
0
0
0
0
0
0
0
0
0
0
0
0
0
0
0
0
0
0
0
0
0
0
0
0
0
0
0
0
0
0
0
0
0
0
0
0
0
0
0
0
0
0
0
0
0
0
0
0
0
0
0
0
0
0
0
0
0
0
0
0
0
0
0
0
0
0
0
0
0
0
0
0
0
0
0
0
0
0
0
0
0
0
0
0
0
0
0
0
0
0
0
0
0
0
0
0
0
0
0
0
0
0
0
0
0
0
0
0
0
0
0
0
0
0
0
0
0
0
0
0
0
0
0
0
0
0
0
0
0
0
0
0
0
0
0
0
0
0
0
0
0
0
0
0
0
0
0
0
0
0
0
0
0
0
0
0
0
0
0
0
0
0
0
0
0
0
0
0
0
0
0
0
0
0
0
0
0
0
0
0
0
0
0
0
0
0
0
0
0
0
0
0
0
0
0
0
0
0
0
0
0
0
0
0
0
0
0
0
0
0
0
0
0
0
0
0
0
0
0
0
0
0
0
0
0
0
0
0
0
0
0
0
0
0
0
0
0
0
0
0
0
0
0
0
0
0
0
0
0
0
0
0
0
0
0
0
0
0
0
0
0
0
0
0
0
0
0
0
0
0
0
0
0
0
0
0
0
0
0
0
0
0
0
0
0
0
0
0
0
0
0
0
0
0
0
0
0
0
0
0
0
0
0
0
0
0
0
0
0
0
0
0
0
0
0
0
0
0
0
0
0
0
0
0
0
0
0
0
0
0
0
0
0
0
0
0
0
0
0
0
0
0
0
0
0
0
0
0
0
0
0
0
0
0
0
0
0
0
0
0
0
0
0
0
0
0
0
0
0
0
0
0
0
0
0
0
0
0
0
0
0
0
0
0
0
0
0
0
0
0
0
0
0
0
0
0
0
0
0
0
0
0
0
0
0
0
0
0
0
0
0
0
0
0
0
0
0
0
0
0
0
0
0
0
0
0
0
0
0
0
0
0
0
0
0
0
0
0
0
0
0
0
0
0
0
0
0
0
0
0
0
0
0
0
0
0
0
0
0
0
0
0
0
0
0
0
0
0
0
0
0
0
0
0
0
0
0
0
0
0
0
0
0
0
0
0
0
0
0
0
0
0
0
0
0
0
0
0
0
0
0
0
0
0
0
0
0
0
0
0
0
0
0
0
0
0
0
0
0
0
0
0
0
0
0
0
0
0
0
0
0
0
0
0
0
0
0
0
0
0
0
0
0
0
0
0
0
0
0
0
0
0
0
0
0
0
0
0
0
0
0
0
0
0
0
0
0
0
0
0
0
0
0
0
0
0
0
0
0
0
0
0
0
0
0
0
0
0
0
0
0
0
0
0
0
0
0
0
0
0
0
0
0
0
0
0
0
0
0
0
0
0
0
0
0
0
0
0
0
0
0
0
0
0
0
0
0
0
0
0
0
0
0
0
0
0
0
0
0
0
0
0
0
0
0
0
0
0
0
0
0
0
0
0
0
0
0
0
0
0
0
0
0
0
0
0
0
0
0
0
0
0
0
0
0
0
0
0
0
0
0
0
0
0
0
0
0
0
0
0
0
0
0
0
0
0
0
0
0
0
0
0
0
0
0
0
0
0
0
0
0
0
0
0
0
0
0
0
0
0
0
0
0
0
0
0
0
0
0
0
0
0
0
0
0
0
0
0
0
0
0
0
0
0
0
0
0
0
0
0
0
0
0
0
0
0
0
0
0
0
0
0
0
0
0
0
0
0
0
0
0
0
0
0
0
0
0
0
0
0
0
0
0
0
0
0
0
0
0
0
0
0
0
0
0
0
0
0
0
0
0
0
0
0
0
0
0
0
0
0
0
0
0
0
0
0
0
0
0
0
0
0
0
0
0
0
0
0
0
0
0
0
0
0
0
0
0
0
0
0
0
0
0
0
0
0
0
0
0
0
0
0
0
0
0
0
0
0
0
0
0
0
0
0
0
0
0
0
0
0
0
0
0
0
0
0
0
0
0
0
0
0
0
0
0
0
0
0
0
0
0
0
0
0
0
0
0
0
0
0
0
0
0
0
0
0
0
0
0
0
0
0
0
0
0
0
0
0
0
0
0
0
0
0
0
0
0
0
0
0
0
0
0
0
0
0
0
0
0
0
0
0
0
0
0
0
0
0
0
0
0
0
0
0
0
0
0
0
0
0
0
0
0
0
0
0
0
0
0
0
0
0
0
0
0
0
0
0
0
0
0
0
0
0
0
0
0
0
0
0
0
0
0
0
0
0
0
0
0
0
0
0
0
0
0
0
0
0
0
0
0
0
0
0
0
0
0
0
0
0
0
0
0
0
0
0
0
0
0
0
0
0
0
0
0
0
0
0
0
0
0
0
0
0
0
0
0
0
0
0
0
0
0
0
0
0
0
0
0
0
0
0
0
0
0
0
0
0
0
0
0
0
0
0
0
0
0
0
0
0
0
0
0
0
0
0
0
0
0
0
0
0
0
0
0
0
0
0
0
0
0
0
0
0
0
0
0
0
0
0
0
0
0
0
0
0
0
0
0
0
0
0
0
0
0
0
0
0
0
0
0
0
0
0
0
0
0
0
0
0
0
0
0
0
0
0
0
0
0
0
0
0
0
0
0
0
0
0
0
0
0
0
0
0
0
0
0
0
0
0
0
0
0
0
0
0
0
0
0
0
0
0
0
0
0
0
0
0
0
0
0
0
0
0
0
0
0
0
0
0
0
0
0
0
0
0
0
0
0
0
0
0
0
0
0
0
0
0
0
0
0
0
0
0
0
0
0
0
0
0
0
0
0
0
0
0
0
0
0
0
0
0
0
0
0
0
0
0
0
0
0
0
0
0
0
0
0
0
0
0
0
0
0
0
0
0
0
0
0
0
0
0
0
0
0
0
0
0
0
0
0
0
0
0
0
0
0
0
0
0
0
0
0
0
0
0
0
0
0
0
0
0
0
0
0
0
0
0
0
0
0
0
0
0
0
0
0
0
0
0
0
0
0
0
0
0
0
0
0
0
0
0
0
0
0
0
0
0
0
0
0
0
0
0
0
0
0
0
0
0
0
0
0
0
0
0
0
0
0
0
0
0
0
0
0
0
0
0
0
0
0
0
0
0
0
0
0
0
0
0
0
0
0
0
0
0
0
0
0
0
0
0
0
0
0
0
0
0
0
0
0
0
0
0
0
0
0
0
0
0
0
0
0
0
0
0
0
0
0
0
0
0
0
0
0
0
0
0
0
0
0
0
0
0
0
0
0
0
0
0
0
0
0
0
0
0
0
0
0
0
0
0
0
0
0
0
0
0
0
0
0
0
0
0
0
0
0
0
0
0
0
0
0
0
0
0
0
0
0
0
0
0
0
0
0
0
0
0
0
0
0
0
0
0
0
0
0
0
0
0
0
0
0
0
0
0
0
0
0
0
0
0
0
0
0
0
0
0
0
0
0
0
0
0
0
0
0
0
0
0
0
0
0
0
0
0
0
0
0
0
0
0
0
0
0
0
0
0
0
0
0
0
0
0
0
0
0
0
0
0
0
0
0
0
0
0
0
0
0
0
0
0
0
0
0
0
0
0
0
0
0
0
0
0
0
0
0
0
0
0
0
0
0
0
0
0
0
0
0
0
0
0
0
0
0
0
0
0
0
0
0
0
0
0
0
0
0
0
0
0
0
0
0
0
0
0
0
0
0
0
0
0
0
0
0
0
0
0
0
0
0
0
0
0
0
0
0
0
0
0
0
0
0
0
0
0
0
0
0
0
0
0
0
0
0
0
0
0
0
0
0
0
0
0
0
0
0
0
0
0
0
0
0
0
0
0
0
0
0
0
0
0
0
0
0
0
0
0
0
0
0
0
0
0
0
0
0
0
0
0
0
0
0
0
0
0
0
0
0
0
0
0
0
0
0
0
0
0
0
0
0
0
0
0
0
0
0
0
0
0
0
0
0
0
0
0
0
0
0
0
0
0
0
0
0
0
0
0
0
0
0
0
0
0
0
0
0
0
0
0
0
0
0
0
0
0
0
0
0
0
0
0
0
0
0
0
0
0
0
0
0
0
0
0
0
0
0
0
0
0
0
0
0
0
0
0
0
0
0
0
0
0
0
0
0
0
0
0
0
0
0
0
0
0
0
0
0
0
0
0
0
0
0
0
0
0
0
0
0
0
0
0
0
0
0
0
0
0
0
0
0
0
0
0
0
0
0
0
0
0
0
0
0
0
0
0
0
0
0
0
0
0
0
0
0
0
0
0
0
0
0
0
0
0
0
0
0
0
0
0
0
0
0
0
0
0
0
0
0
0
0
0
0
0
0
0
0
0
0
0
0
0
0
0
0
0
0
0
0
0
0
0
0
0
0
0
0
0
0
0
0
0
0
0
0
0
0
0
0
0
0
0
0
0
0
0
0
0
0
0
0
0
0
0
0
0
0
0
0
0
0
0
0
0
0
0
0
0
0
0
0
0
0
0
0
0
0
0
0
0
0
0
0
0
0
0
0
0
0
0
0
0
0
0
0
0
0
0
0
0
0
0
0
0
0
0
0
0
0
0
0
0
0
0
0
0
0
0
0
0
0
0
0
0
0
0
0
0
0
0
0
0
0
0
0
0
0
0
0
0
0
0
0
0
0
0
0
0
0
0
0
0
0
0
0
0
0
0
0
0
0
0
0
0
0
0
0
0
0
0
0
0
0
0
0
0
0
0
0
0
0
0
0
0
0
0
0
0
0
0
0
0
0
0
0
0
0
0
0
0
0
0
0
0
0
0
0
0
0
0
0
0
0
0
0
0
0
0
0
0
0
0
0
0
0
0
0
0
0
0
0
0
0
0
0
0
0
0
0
0
0
0
0
0
0
0
0
0
0
0
0
0
0
0
0
0
0
0
0
0
0
0
0
0
0
0
0
0
0
0
0
0
0
0
0
0
0
0
0
0
0
0
0
0
0
0
0
0
0
0
0
0
0
0
0
0
0
0
0
0
0
0
0
0
0
0
0
0
0
0
0
0
0
0
0
0
0
0
0
0
0
0
0
0
0
0
0
0
0
0
0
0
0
0
0
0
0
0
0
0
0
0
0
0
0
0
0
0
0
0
0
0
0
0
0
0
0
0
0
0
0
0
0
0
0
0
0
0
0
0
0
0
0
0
0
0
0
0
0
0
0
0
0
0
0
0
0
0
0
0
0
0
0
0
0
0
0
0
0
0
0
0
0
0
0
0
0
0
0
0
0
0
0
0
0
0
0
0
0
0
0
0
0
0
0
0
0
0
0
0
0
0
0
0
0
0
0
0
0
0
0
0
0
0
0
0
0
0
0
0
0
0
0
0
0
0
0
0
0
0
0
0
0
0
0
0
0
0
0
0
0
0
0
0
0
0
0
0
0
0
0
0
0
0
0
0
0
0
0
0
0
0
0
0
0
0
0
0
0
0
0
0
0
0
0
0
0
0
0
0
0
0
0
0
0
0
0
0
0
0
0
0
0
0
0
0
0
0
0
0
0
0
0
0
0
0
0
0
0
0
0
0
0
0
0
0
0
0
0
0
0
0
0
0
0
0
0
0
0
0
0
0
0
0
0
0
0
0
0
0
0
0
0
0
0
0
0
0
0
0
0
0
0
0
0
0
0
0
0
0
0
0
0
0
0
0
0
0
0
0
0
0
0
0
0
0
0
0
0
0
0
0
0
0
0
0
0
0
0
0
0
0
0
0
0
0
0
0
0
0
0
0
0
0
0
0
0
0
0
0
0
0
0
0
0
0
0
0
0
0
0
0
0
0
0
0
0
0
0
0
0
0
0
0
0
0
0
0
0
0
0
0
0
0
0
0
0
0
0
0
0
0
0
0
0
0
0
0
0
0
0
0
0
0
0
0
0
0
0
0
0
0
0
0
0
0
0
0
0
0
0
0
0
0
0
0
0
0
0
0
0
0
0
0
0
0
0
0
0
0
0
0
0
0
0
0
0
0
0
0
0
0
0
0
0
0
0
0
0
0
0
0
0
0
0
0
0
0
0
0
0
0
0
0
0
0
0
0
0
0
0
0
0
0
0
0
0
0
0
0
0
0
0
0
0
0
0
0
0
0
0
0
0
0
0
0
0
0
0
0
0
0
0
0
0
0
0
0
0
0
0
0
0
0
0
0
0
0
0
0
0
0
0
0
0
0
0
0
0
0
0
0
0
0
0
0
0
0
0
0
0
0
0
0
0
0
0
0
0
0
0
0
0
0
0
0
0
0
0
0
0
0
0
0
0
0
0
0
0
0
0
0
0
0
0
0
0
0
0
0
0
0
0
0
0
0
0
0
0
0
0
0
0
0
0
0
0
0
0
0
0
0
0
0
0
0
0
0
0
0
0
0
0
0
0
0
0
0
0
0
0
0
0
0
0
0
0
0
0
0
0
0
0
0
0
0
0
0
0
0
0
0
0
0
0
0
0
0
0
0
0
0
0
0
0
0
0
0
0
0
0
0
0
0
0
0
0
0
0
0
0
0
0
0
0
0
0
0
0
0
0
0
0
0
0
0
0
0
0
0
0
0
0
0
0
0
0
0
0
0
0
0
0
0
0
0
0
0
0
0
0
0
0
0
0
0
0
0
0
0
0
0
0
0
0
0
0
0
0
0
0
0
0
0
0
0
0
0
0
0
0
0
0
0
0
0
0
0
0
0
0
0
0
0
0
0
0
0
0
0
0
0
0
0
0
0
0
0
0
0
0
0
0
0
0
0
0
0
0
0
0
0
0
0
0
0
0
0
0
0
0
0
0
0
0
0
0
0
0
0
0
0
0
0
0
0
0
0
0
0
0
0
0
0
0
0
0
0
0
0
0
0
0
0
0
0
0
0
0
0
0
0
0
0
0
0
0
0
0
0
0
0
0
0
0
0
0
0
0
0
0
0
0
0
0
0
0
0
0
0
0
0
0
0
0
0
0
0
0
0
0
0
0
0
0
0
0
0
0
0
0
0
0
0
0
0
0
0
0
0
0
0
0
0
0
0
0
0
0
0
0
0
0
0
0
0
0
0
0
0
0
0
0
0
0
0
0
0
0
0
0
0
0
0
0
0
0
0
0
0
0
0
0
0
0
0
0
0
0
0
0
0
0
0
0
0
0
0
0
0
0
0
0
0
0
0
0
0
0
0
0
0
0
0
0
0
0
0
0
0
0
0
0
0
0
0
0
0
0
0
0
0
0
0
0
0
0
0
0
0
0
0
0
0
0
0
0
0
0
0
0
0
0
0
0
0
0
0
0
0
0
0
0
0
0
0
0
0
0
0
0
0
0
0
0
0
0
0
0
0
0
0
0
0
0
0
0
0
0
0
0
0
0
0
0
0
0
0
0
0
0
0
0
0
0
0
0
0
0
0
0
0
0
0
0
0
0
0
0
0
0
0
0
0
0
0
0
0
0
0
0
0
0
0
0
0
0
0
0
0
0
0
0
0
0
0
0
0
0
0
0
0
0
0
0
0
0
0
0
0
0
0
0
0
0
0
0
0
0
0
0
0
0
0
0
0
0
0
0
0
0
0
0
0
0
0
0
0
0
0
0
0
0
0
0
0
0
0
0
0
0
0
0
0
0
0
0
0
0
0
0
0
0
0
0
0
0
0
0
0
0
0
0
0
0
0
0
0
0
0
0
0
0
0
0
0
0
0
0
0
0
0
0
0
0
0
0
0
0
0
0
0
0
0
0
0
0
0
0
0
0
0
0
0
0
0
0
0
0
0
0
0
0
0
0
0
0
0
0
0
0
0
0
0
0
0
0
0
0
0
0
0
0
0
0
0
0
0
0
0
0
0
0
0
0
0
0
0
0
0
0
0
0
0
0
0
0
0
0
0
0
0
0
0
0
0
0
0
0
0
0
0
0
0
0
0
0
0
0
0
0
0
0
0
0
0
0
0
0
0
0
0
0
0
0
0
0
0
0
0
0
0
0
0
0
0
0
0
0
0
0
0
0
0
0
0
0
0
0
0
0
0
0
0
0
0
0
0
0
0
0
0
0
0
0
0
0
0
0
0
0
0
0
0
0
0
0
0
0
0
0
0
0
0
0
0
0
0
0
0
0
0
0
0
0
0
0
0
0
0
0
0
0
0
0
0
0
0
0
0
0
0
0
0
0
0
0
0
0
0
0
0
0
0
0
0
0
0
0
0
0
0
0
0
0
0
0
0
0
0
0
0
0
0
0
0
0
0
0
0
0
0
0
0
0
0
0
0
0
0
0
0
0
0
0
0
0
0
0
0
0
0
0
0
0
0
0
0
0
0
0
0
0
0
0
0
0
0
0
0
0
0
0
0
0
0
0
0
0
0
0
0
0
0
0
0
0
0
0
0
0
0
0
0
0
0
0
0
0
0
0
0
0
0
0
0
0
0
0
0
0
0
0
0
0
0
0
0
0
0
0
0
0
0
0
0
0
0
0
0
0
0
0
0
0
0
0
0
0
0
0
0
0
0
0
0
0
0
0
0
0
0
0
0
0
0
0
0
0
0
0
0
0
0
0
0
0
0
0
0
0
0
0
0
0
0
0
0
0
0
0
0
0
0
0
0
0
0
0
0
0
0
0
0
0
0
0
0
0
0
0
0
0
0
0
0
0
0
0
0
0
0
0
0
0
0
0
0
0
0
0
0
0
0
0
0
0
0
0
0
0
0
0
0
0
0
0
0
0
0
0
0
0
0
0
0
0
0
0
0
0
0
0
0
0
0
0
0
0
0
0
0
0
0
0
0
0
0
0
0
0
0
0
0
0
0
0
0
0
0
0
0
0
0
0
0
0
0
0
0
0
0
0
0
0
0
0
0
0
0
0
0
0
0
0
0
0
0
0
0
0
0
0
0
0
0
0
0
0
0
0
0
0
0
0
0
0
0
0
0
0
0
0
0
0
0
0
0
0
0
0
0
0
0
0
0
0
0
0
0
0
0
0
0
0
0
0
0
0
0
0
0
0
0
0
0
0
0
0
0
0
0
0
0
0
0
0
0
0
0
0
0
0
0
0
0
0
0
0
0
0
0
0
0
0
0
0
0
0
0
0
0
0
0
0
0
0
0
0
0
0
0
0
0
0
0
0
0
0
0
0
0
0
0
0
0
0
0
0
0
0
0
0
0
0
0
0
0
0
0
0
0
0
0
0
0
0
0
0
0
0
0
0
0
0
0
0
0
0
0
0
0
0
0
0
0
0
0
0
0
0
0
0
0
0
0
0
0
0
0
0
0
0
0
0
0
0
0
0
0
0
0
0
0
0
0
0
0
0
0
0
0
0
0
0
0
0
0
0
0
0
0
0
0
0
0
0
0
0
0
0
0
0
0
0
0
0
0
0
0
0
0
0
0
0
0
0
0
0
0
0
0
0
0
0
0
0
0
0
0
0
0
0
0
0
0
0
0
0
0
0
0
0
0
0
0
0
0
0
0
0
0
0
0
0
0
0
0
0
0
0
0
0
0
0
0
0
0
0
0
0
0
0
0
0
0
0
0
0
0
0
0
0
0
0
0
0
0
0
0
0
0
0
0
0
0
0
0
0
0
0
0
0
0
0
0
0
0
0
0
0
0
0
0
0
0
0
0
0
0
0
0
0
0
0
0
0
0
0
0
0
0
0
0
0
0
0
0
0
0
0
0
0
0
0
0
0
0
0
0
0
0
0
0
0
0
0
0
0
0
0
0
0
0
0
0
0
0
0
0
0
0
0
0
0
0
0
0
0
0
0
0
0
0
0
0
0
0
0
0
0
0
0
0
0
0
0
0
0
0
0
0
0
0
0
0
0
0
0
0
0
0
0
0
0
0
0
0
0
0
0
0
0
0
0
0
0
0
0
0
0
0
0
0
0
0
0
0
0
0
0
0
0
0
0
0
0
0
0
0
0
0
0
0
0
0
0
0
0
0
0
0
0
0
0
0
0
0
0
0
0
0
0
0
0
0
0
0
0
0
0
0
0
0
0
0
0
0
0
0
0
0
0
0
0
0
0
0
0
0
0
0
0
0
0
0
0
0
0
0
0
0
0
0
0
0
0
0
0
0
0
0
0
0
0
0
0
0
0
0
0
0
0
0
0
0
0
0
0
0
0
0
0
0
0
0
0
0
0
0
0
0
0
0
0
0
0
0
0
0
0
0
0
0
0
0
0
0
0
0
0
0
0
0
0
0
0
0
0
0
0
0
0
0
0
0
0
0
0
0
0
0
0
0
0
0
0
0
0
0
0
0
0
0
0
0
0
0
0
0
0
0
0
0
0
0
0
0
0
0
0
0
0
0
0
0
0
0
0
0
0
0
0
0
0
0
0
0
0
0
0
0
0
0
0
0
0
0
0
0
0
0
0
0
0
0
0
0
0
0
0
0
0
0
0
0
0
0
0
0
0
0
0
0
0
0
0
0
0
0
0
0
0
0
0
0
0
0
0
0
0
0
0
0
0
0
0
0
0
0
0
0
0
0
0
0
0
0
0
0
0
0
0
0
0
0
0
0
0
0
0
0
0
0
0
0
0
0
0
0
0
0
0
0
0
0
0
0
0
0
0
0
0
0
0
0
0
0
0
0
0
0
0
0
0
0
0
0
0
0
0
0
0
0
0
0
0
0
0
0
0
0
0
0
0
0
0
0
0
0
0
0
0
0
0
0
0
0
0
0
0
0
0
0
0
0
0
0
0
0
0
0
0
0
0
0
0
0
0
0
0
0
0
0
0
0
0
0
0
0
0
0
0
0
0
0
0
0
0
0
0
0
0
0
0
0
0
0
0
0
0
0
0
0
0
0
0
0
0
0
0
0
0
0
0
0
0
0
0
0
0
0
0
0
0
0
0
0
0
0
0
0
0
0
0
0
0
0
0
0
0
0
0
0
0
0
0
0
0
0
0
0
0
0
0
0
0
0
0
0
0
0
0
0
0
0
0
0
0
0
0
0
0
0
0
0
0
0
0
0
0
0
0
0
0
0
0
0
0
0
0
0
0
0
0
0
0
0
0
0
0
0
0
0
0
0
0
0
0
0
0
0
0
0
0
0
0
0
0
0
0
0
0
0
0
0
0
0
0
0
0
0
0
0
0
0
0
0
0
0
0
0
0
0
0
0
0
0
0
0
0
0
0
0
0
0
0
0
0
0
0
0
0
0
0
0
0
0
0
0
0
0
0
0
0
0
0
0
0
0
0
0
0
0
0
0
0
0
0
0
0
0
0
0
0
0
0
0
0
0
0
0
0
0
0
0
0
0
0
0
0
0
0
0
0
0
0
0
0
0
0
0
0
0
0
0
0
0
0
0
0
0
0
0
0
0
0
0
0
0
0
0
0
0
0
0
0
0
0
0
0
0
0
0
0
0
0
0
0
0
0
0
0
0
0
0
0
0
0
0
0
0
0
0
0
0
0
0
0
0
0
0
0
0
0
0
0
0
0
0
0
0
0
0
0
0
0
0
0
0
0
0
0
0
0
0
0
0
0
0
0
0
0
0
0
0
0
0
0
0
0
0
0
0
0
0
0
0
0
0
0
0
0
0
0
0
0
0
0
0
0
0
0
0
0
0
0
0
0
0
0
0
0
0
0
0
0
0
0
0
0
0
0
0
0
0
0
0
0
0
0
0
0
0
0
0
0
0
0
0
0
0
0
0
0
0
0
0
0
0
0
0
0
0
0
0
0
0
0
0
0
0
0
0
0
0
0
0
0
0
0
0
0
0
0
0
0
0
0
0
0
0
0
0
0
0
0
0
0
0
0
0
0
0
0
0
0
0
0
0
0
0
0
0
0
0
0
0
0
0
0
0
0
0
0
0
0
0
0
0
0
0
0
0
0
0
0
0
0
0
0
0
0
0
0
0
0
0
0
0
0
0
0
0
0
0
0
0
0
0
0
0
0
0
0
0
0
0
0
0
0
0
0
0
0
0
0
0
0
0
0
0
0
0
0
0
0
0
0
0
0
0
0
0
0
0
0
0
0
0
0
0
0
0
0
0
0
0
0
0
0
0
0
0
0
0
0
0
0
0
0
0
0
0
0
0
0
0
0
0
0
0
0
0
0
0
0
0
0
0
0
0
0
0
0
0
0
0
0
0
0
0
0
0
0
0
0
0
0
0
0
0
0
0
0
0
0
0
0
0
0
0
0
0
0
0
0
0
0
0
0
0
0
0
0
0
0
0
0
0
0
0
0
0
0
0
0
0
0
0
0
0
0
0
0
0
0
0
0
0
0
0
0
0
0
0
0
0
0
0
0
0
0
0
0
0
0
0
0
0
0
0
0
0
0
0
0
0
0
0
0
0
0
0
0
0
0
0
0
0
0
0
0
0
0
0
0
0
0
0
0
0
0
0
0
0
0
0
0
0
0
0
0
0
0
0
0
0
0
0
0
0
0
0
0
0
0
0
0
0
0
0
0
0
0
0
0
0
0
0
0
0
0
0
0
0
0
0
0
0
0
0
0
0
0
0
0
0
0
0
0
0
0
0
0
0
0
0
0
0
0
0
0
0
0
0
0
0
0
0
0
0
0
0
0
0
0
0
0
0
0
0
0
0
0
0
0
0
0
0
0
0
0
0
0
0
0
0
0
0
0
0
0
0
0
0
0
0
0
0
0
0
0
0
0
0
0
0
0
0
0
0
0
0
0
0
0
0
0
0
0
0
0
0
0
0
0
0
0
0
0
0
0
0
0
0
0
0
0
0
0
0
0
0
0
0
0
0
0
0
0
0
0
0
0
0
0
0
0
0
0
0
0
0
0
0
0
0
0
0
0
0
0
0
0
0
0
0
0
0
0
0
0
0
0
0
0
0
0
0
0
0
0
0
0
0
0
0
0
0
0
0
0
0
0
0
0
0
0
0
0
0
0
0
0
0
0
0
0
0
0
0
0
0
0
0
0
0
0
0
0
0
0
0
0
0
0
0
0
0
0
0
0
0
0
0
0
0
0
0
0
0
0
0
0
0
0
0
0
0
0
0
0
0
0
0
0
0
0
0
0
0
0
0
0
0
0
0
0
0
0
0
0
0
0
0
0
0
0
0
0
0
0
0
0
0
0
0
0
0
0
0
0
0
0
0
0
0
0
0
0
0
0
0
0
0
0
0
0
0
0
0
0
0
0
0
0
0
0
0
0
0
0
0
0
0
0
0
0
0
0
0
0
0
0
0
0
0
0
0
0
0
0
0
0
0
0
0
0
0
0
0
0
0
0
0
0
0
0
0
0
0
0
0
0
0
0
0
0
0
0
0
0
0
0
0
0
0
0
0
0
0
0
0
0
0
0
0
0
0
0
0
0
0
0
0
0
0
0
0
0
0
0
0
0
0
0
0
0
0
0
0
0
0
0
0
0
0
0
0
0
0
0
0
0
0
0
0
0
0
0
0
0
0
0
0
0
0
0
0
0
0
0
0
0
0
0
0
0
0
0
0
0
0
0
0
0
0
0
0
0
0
0
0
0
0
0
0
0
0
0
0
0
0
0
0
0
0
0
0
0
0
0
0
0
0
0
0
0
0
0
0
0
0
0
0
0
0
0
0
0
0
0
0
0
0
0
0
0
0
0
0
0
0
0
0
0
0
0
0
0
0
0
0
0
0
0
0
0
0
0
0
0
0
0
0
0
0
0
0
0
0
0
0
0
0
0
0
0
0
0
0
0
0
0
0
0
0
0
0
0
0
0
0
0
0
0
0
0
0
0
0
0
0
0
0
0
0
0
0
0
0
0
0
0
0
0
0
0
0
0
0
0
0
0
0
0
0
0
0
0
0
0
0
0
0
0
0
0
0
0
0
0
0
0
0
0
0
0
0
0
0
0
0
0
0
0
0
0
0
0
0
0
0
0
0
0
0
0
0
0
0
0
0
0
0
0
0
0
0
0
0
0
0
0
0
0
0
0
0
0
0
0
0
0
0
0
0
0
0
0
0
0
0
0
0
0
0
0
0
0
0
0
0
0
0
0
0
0
0
0
0
0
0
0
0
0
0
0
0
0
0
0
0
0
0
0
0
0
0
0
0
0
0
0
0
0
0
0
0
0
0
0
0
0
0
0
0
0
0
0
0
0
0
0
0
0
0
0
0
0
0
0
0
0
0
0
0
0
0
0
0
0
0
0
0
0
0
0
0
0
0
0
0
0
0
0
0
0
0
0
0
0
0
0
0
0
0
0
0
0
0
0
0
0
0
0
0
0
0
0
0
0
0
0
0
0
0
0
0
0
0
0
0
0
0
0
0
0
0
0
0
0
0
0
0
0
0
0
0
0
0
0
0
0
0
0
0
0
0
0
0
0
0
0
0
0
0
0
0
0
0
0
0
0
0
0
0
0
0
0
0
0
0
0
0
0
0
0
0
0
0
0
0
0
0
0
0
0
0
0
0
0
0
0
0
0
0
0
0
0
0
0
0
0
0
0
0
0
0
0
0
0
0
0
0
0
0
0
0
0
0
0
0
0
0
0
0
0
0
0
0
0
0
0
0
0
0
0
0
0
0
0
0
0
0
0
0
0
0
0
0
0
0
0
0
0
0
0
0
0
0
0
0
0
0
0
0
0
0
0
0
0
0
0
0
0
0
0
0
0
0
0
0
0
0
0
0
0
0
0
0
0
0
0
0
0
0
0
0
0
0
0
0
0
0
0
0
0
0
0
0
0
0
0
0
0
0
0
0
0
0
0
0
0
0
0
0
0
0
0
0
0
0
0
0
0
0
0
0
0
0
0
0
0
0
0
0
0
0
0
0
0
0
0
0
0
0
0
0
0
0
0
0
0
0
0
0
0
0
0
0
0
0
0
0
0
0
0
0
0
0
0
0
0
0
0
0
0
0
0
0
0
0
0
0
0
0
0
0
0
0
0
0
0
0
0
0
0
0
0
0
0
0
0
0
0
0
0
0
0
0
0
0
0
0
0
0
0
0
0
0
0
0
0
0
0
0
0
0
0
0
0
0
0
0
0
0
0
0
0
0
0
0
0
0
0
0
0
0
0
0
0
0
0
0
0
0
0
0
0
0
0
0
0
0
0
0
0
0
0
0
0
0
0
0
0
0
0
0
0
0
0
0
0
0
0
0
0
0
0
0
0
0
0
0
0
0
0
0
0
0
0
0
0
0
0
0
0
0
0
0
0
0
0
0
0
0
0
0
0
0
0
0
0
0
0
0
0
0
0
0
0
0
0
0
0
0
0
0
0
0
0
0
0
0
0
0
0
0
0
0
0
0
0
0
0
0
0
0
0
0
0
0
0
0
0
0
0
0
0
0
0
0
0
0
0
0
0
0
0
0
0
0
0
0
0
0
0
0
0
0
0
0
0
0
0
0
0
0
0
0
0
0
0
0
0
0
0
0
0
0
0
0
0
0
0
0
0
0
0
0
0
0
0
0
0
0
0
0
0
0
0
0
0
0
0
0
0
0
0
0
0
0
0
0
0
0
0
0
0
0
0
0
0
0
0
0
0
0
0
0
0
0
0
0
0
0
0
0
0
0
0
0
0
0
0
0
0
0
0
0
0
0
0
0
0
0
0
0
0
0
0
0
0
0
0
0
0
0
0
0
0
0
0
0
0
0
0
0
0
0
0
0
0
0
0
0
0
0
0
0
0
0
0
0
0
0
0
0
0
0
0
0
0
0
0
0
0
0
0
0
0
0
0
0
0
0
0
0
0
0
0
0
0
0
0
0
0
0
0
0
0
0
0
0
0
0
0
0
0
0
0
0
0
0
0
0
0
0
0
0
0
0
0
0
0
0
0
0
0
0
0
0
0
0
0
0
0
0
0
0
0
0
0
0
0
0
0
0
0
0
0
0
0
0
0
0
0
0
0
0
0
0
0
0
0
0
0
0
0
0
0
0
0
0
0
0
0
0
0
0
0
0
0
0
0
0
0
0
0
0
0
0
0
0
0
0
0
0
0
0
0
0
0
0
0
0
0
0
0
0
0
0
0
0
0
0
0
0
0
0
0
0
0
0
0
0
0
0
0
0
0
0
0
0
0
0
0
0
0
0
0
0
0
0
0
0
0
0
0
0
0
0
0
0
0
0
0
0
0
0
0
0
0
0
0
0
0
0
0
0
0
0
0
0
0
0
0
0
0
0
0
0
0
0
0
0
0
0
0
0
0
0
0
0
0
0
0
0
0
0
0
0
0
0
0
0
0
0
0
0
0
0
0
0
0
0
0
0
0
0
0
0
0
0
0
0
0
0
0
0
0
0
0
0
0
0
0
0
0
0
0
0
0
0
0
0
0
0
0
0
0
0
0
0
0
0
0
0
0
0
0
0
0
0
0
0
0
0
0
0
0
0
0
0
0
0
0
0
0
0
0
0
0
0
0
0
0
0
0
0
0
0
0
0
0
0
0
0
0
0
0
0
0
0
0
0
0
0
0
0
0
0
0
0
0
0
0
0
0
0
0
0
0
0
0
0
0
0
0
0
0
0
0
0
0
0
0
0
0
0
0
0
0
0
0
0
0
0
0
0
0
0
0
0
0
0
0
0
0
0
0
0
0
0
0
0
0
0
0
0
0
0
0
0
0
0
0
0
0
0
0
0
0
0
0
0
0
0
0
0
0
0
0
0
0
0
0
0
0
0
0
0
0
0
0
0
0
0
0
0
0
0
0
0
0
0
0
0
0
0
0
0
0
0
0
0
0
0
0
0
0
0
0
0
0
0
0
0
0
0
0
0
0
0
0
0
0
0
0
0
0
0
0
0
0
0
0
0
0
0
0
0
0
0
0
0
0
0
0
0
0
0
0
0
0
0
0
0
0
0
0
0
0
0
0
0
0
0
0
0
0
0
0
0
0
0
0
0
0
0
0
0
0
0
0
0
0
0
0
0
0
0
0
0
0
0
0
0
0
0
0
0
0
0
0
0
0
0
0
0
0
0
0
0
0
0
0
0
0
0
0
0
0
0
0
0
0
0
0
0
0
0
0
0
0
0
0
0
0
0
0
0
0
0
0
0
0
0
0
0
0
0
0
0
0
0
0
0
0
0
0
0
0
0
0
0
0
0
0
0
0
0
0
0
0
0
0
0
0
0
0
0
0
0
0
0
0
0
0
0
0
0
0
0
0
0
0
0
0
0
0
0
0
0
0
0
0
0
0
0
0
0
0
0
0
0
0
0
0
0
0
0
0
0
0
0
0
0
0
0
0
0
0
0
0
0
0
0
0
0
0
0
0
0
0
0
0
0
0
0
0
0
0
0
0
0
0
0
0
0
0
0
0
0
0
0
0
0
0
0
0
0
0
0
0
0
0
0
0
0
0
0
0
0
0
0
0
0
0
0
0
0
0
0
0
0
0
0
0
0
0
0
0
0
0
0
0
0
0
0
0
0
0
0
0
0
0
0
0
0
0
0
0
0
0
0
0
0
0
0
0
0
0
0
0
0
0
0
0
0
0
0
0
0
0
0
0
0
0
0
0
0
0
0
0
0
0
0
0
0
0
0
0
0
0
0
0
0
0
0
0
0
0
0
0
0
0
0
0
0
0
0
0
0
0
0
0
0
0
0
0
0
0
0
0
0
0
0
0
0
0
0
0
0
0
0
0
0
0
0
0
0
0
0
0
0
0
0
0
0
0
0
0
0
0
0
0
0
0
0
0
0
0
0
0
0
0
0
0
0
0
0
0
0
0
0
0
0
0
0
0
0
0
0
0
0
0
0
0
0
0
0
0
0
0
0
0
0
0
0
0
0
0
0
0
0
0
0
0
0
0
0
0
0
0
0
0
0
0
0
0
0
0
0
0
0
0
0
0
0
0
0
0
0
0
0
0
0
0
0
0
0
0
0
0
0
0
0
0
0
0
0
0
0
0
0
0
0
0
0
0
0
0
0
0
0
0
0
0
0
0
0
0
0
0
0
0
0
0
0
0
0
0
0
0
0
0
0
0
0
0
0
0
0
0
0
0
0
0
0
0
0
0
0
0
0
0
0
0
0
0
0
0
0
0
0
0
0
0
0
0
0
0
0
0
0
0
0
0
0
0
0
0
0
0
0
0
0
0
0
0
0
0
0
0
0
0
0
0
0
0
0
0
0
0
0
0
0
0
0
0
0
0
0
0
0
0
0
0
0
0
0
0
0
0
0
0
0
0
0
0
0
0
0
0
0
0
0
0
0
0
0
0
0
0
0
0
0
0
0
0
0
0
0
0
0
0
0
0
0
0
0
0
0
0
0
0
0
0
0
0
0
0
0
0
0
0
0
0
0
0
0
0
0
0
0
0
0
0
0
0
0
0
0
0
0
0
0
0
0
0
0
0
0
0
0
0
0
0
0
0
0
0
0
0
0
0
0
0
0
0
0
0
0
0
0
0
0
0
0
0
0
0
0
0
0
0
0
0
0
0
0
0
0
0
0
0
0
0
0
0
0
0
0
0
0
0
0
0
0
0
0
0
0
0
0
0
0
0
0
0
0
0
0
0
0
0
0
0
0
0
0
0
0
0
0
0
0
0
0
0
0
0
0
0
0
0
0
0
0
0
0
0
0
0
0
0
0
0
0
0
0
0
0
0
0
0
0
0
0
0
0
0
0
0
0
0
0
0
0
0
0
0
0
0
0
0
0
0
0
0
0
0
0
0
0
0
0
0
0
0
0
0
0
0
0
0
0
0
0
0
0
0
0
0
0
0
0
0
0
0
0
0
0
0
0
0
0
0
0
0
0
0
0
0
0
0
0
0
0
0
0
0
0
0
0
0
0
0
0
0
0
0
0
0
0
0
0
0
0
0
0
0
0
0
0
0
0
0
0
0
0
0
0
0
0
0
0
0
0
0
0
0
0
0
0
0
0
0
0
0
0
0
0
0
0
0
0
0
0
0
0
0
0
0
0
0
0
0
0
0
0
0
0
0
0
0
0
0
0
0
0
0
0
0
0
0
0
0
0
0
0
0
0
0
0
0
0
0
0
0
0
0
0
0
0
0
0
0
0
0
0
0
0
0
0
0
0
0
0
0
0
0
0
0
0
0
0
0
0
0
0
0
0
0
0
0
0
0
0
0
0
0
0
0
0
0
0
0
0
0
0
0
0
0
0
0
0
0
0
0
0
0
0
0
0
0
0
0
0
0
0
0
0
0
0
0
0
0
0
0
0
0
0
0
0
0
0
0
0
0
0
0
0
0
0
0
0
0
0
0
0
0
0
0
0
0
0
0
0
0
0
0
0
0
0
0
0
0
0
0
0
0
0
0
0
0
0
0
0
0
0
0
0
0
0
0
0
0
0
0
0
0
0
0
0
0
0
0
0
0
0
0
0
0
0
0
0
0
0
0
0
0
0
0
0
0
0
0
0
0
0
0
0
0
0
0
0
0
0
0
0
0
0
0
0
0
0
0
0
0
0
0
0
0
0
0
0
0
0
0
0
0
0
0
0
0
0
0
0
0
0
0
0
0
0
0
0
0
0
0
0
0
0
0
0
0
0
0
0
0
0
0
0
0
0
0
0
0
0
0
0
0
0
0
0
0
0
0
0
0
0
0
0
0
0
0
0
0
0
0
0
0
0
0
0
0
0
0
0
0
0
0
0
0
0
0
0
0
0
0
0
0
0
0
0
0
0
0
0
0
0
0
0
0
0
0
0
0
0
0
0
0
0
0
0
0
0
0
0
0
0
0
0
0
0
0
0
0
0
0
0
0
0
0
0
0
0
0
0
0
0
0
0
0
0
0
0
0
0
0
0
0
0
0
0
0
0
0
0
0
0
0
0
0
0
0
0
0
0
0
0
0
0
0
0
0
0
0
0
0
0
0
0
0
0
0
0
0
0
0
0
0
0
0
0
0
0
0
0
0
0
0
0
0
0
0
0
0
0
0
0
0
0
0
0
0
0
0
0
0
0
0
0
0
0
0
0
0
0
0
0
0
0
0
0
0
0
0
0
0
0
0
0
0
0
0
0
0
0
0
0
0
0
0
0
0
0
0
0
0
0
0
0
0
0
0
0
0
0
0
0
0
0
0
0
0
0
0
0
0
0
0
0
0
0
0
0
0
0
0
0
0
0
0
0
0
0
0
0
0
0
0
0
0
0
0
0
0
0
0
0
0
0
0
0
0
0
0
0
0
0
0
0
0
0
0
0
0
0
0
0
0
0
0
0
0
0
0
0
0
0
0
0
0
0
0
0
0
0
0
0
0
0
0
0
0
0
0
0
0
0
0
0
0
0
0
0
0
0
0
0
0
0
0
0
0
0
0
0
0
0
0
0
0
0
0
0
0
0
0
0
0
0
0
0
0
0
0
0
0
0
0
0
0
0
0
0
0
0
0
0
0
0
0
0
0
0
0
0
0
0
0
0
0
0
0
0
0
0
0
0
0
0
0
0
0
0
0
0
0
0
0
0
0
0
0
0
0
0
0
0
0
0
0
0
0
0
0
0
0
0
0
0
0
0
0
0
0
0
0
0
0
0
0
0
0
0
0
0
0
0
0
0
0
0
0
0
0
0
0
0
0
0
0
0
0
0
0
0
0
0
0
0
0
0
0
0
0
0
0
0
0
0
0
0
0
0
0
0
0
0
0
0
0
0
0
0
0
0
0
0
0
0
0
0
0
0
0
0
0
0
0
0
0
0
0
0
0
0
0
0
0
0
0
0
0
0
0
0
0
0
0
0
0
0
0
0
0
0
0
0
0
0
0
0
0
0
0
0
0
0
0
0
0
0
0
0
0
0
0
0
0
0
0
0
0
0
0
0
0
0
0
0
0
0
0
0
0
0
0
0
0
0
0
0
0
0
0
0
0
0
0
0
0
0
0
0
0
0
0
0
0
0
0
0
0
0
0
0
0
0
0
0
0
0
0
0
0
0
0
0
0
0
0
0
0
0
0
0
0
0
0
0
0
0
0
0
0
0
0
0
0
0
0
0
0
0
0
0
0
0
0
0
0
0
0
0
0
0
0
0
0
0
0
0
0
0
0
0
0
0
0
0
0
0
0
0
0
0
0
0
0
0
0
0
0
0
0
0
0
0
0
0
0
0
0
0
0
0
0
0
0
0
0
0
0
0
0
0
0
0
0
0
0
0
0
0
0
0
0
0
0
0
0
0
0
0
0
0
0
0
0
0
0
0
0
0
0
0
0
0
0
0
0
0
0
0
0
0
0
0
0
0
0
0
0
0
0
0
0
0
0
0
0
0
0
0
0
0
0
0
0
0
0
0
0
0
0
0
0
0
0
0
0
0
0
0
0
0
0
0
0
0
0
0
0
0
0
0
0
0
0
0
0
0
0
0
0
0
0
0
0
0
0
0
0
0
0
0
0
0
0
0
0
0
0
0
0
0
0
0
0
0
0
0
0
0
0
0
0
0
0
0
0
0
0
0
0
0
0
0
0
0
0
0
0
0
0
0
0
0
0
0
0
0
0
0
0
0
0
0
0
0
0
0
0
0
0
0
0
0
0
0
0
0
0
0
0
0
0
0
0
0
0
0
0
0
0
0
0
0
0
0
0
0
0
0
0
0
0
0
0
0
0
0
0
0
0
0
0
0
0
0
0
0
0
0
0
0
0
0
0
0
0
0
0
0
0
0
0
0
0
0
0
0
0
0
0
0
0
0
0
0
0
0
0
0
0
0
0
0
0
0
0
0
0
0
0
0
0
0
0
0
0
0
0
0
0
0
0
0
0
0
0
0
0
0
0
0
0
0
0
0
0
0
0
0
0
0
0
0
0
0
0
0
0
0
0
0
0
0
0
0
0
0
0
0
0
0
0
0
0
0
0
0
0
0
0
0
0
0
0
0
0
0
0
0
0
0
0
0
0
0
0
0
0
0
0
0
0
0
0
0
0
0
0
0
0
0
0
0
0
0
0
0
0
0
0
0
0
0
0
0
0
0
0
0
0
0
0
0
0
0
0
0
0
0
0
0
0
0
0
0
0
0
0
0
0
0
0
0
0
0
0
0
0
0
0
0
0
0
0
0
0
0
0
0
0
0
0
0
0
0
0
0
0
0
0
0
0
0
0
0
0
0
0
0
0
0
0
0
0
0
0
0
0
0
0
0
0
0
0
0
0
0
0
0
0
0
0
0
0
0
0
0
0
0
0
0
0
0
0
0
0
0
0
0
0
0
0
0
0
0
0
0
0
0
0
0
0
0
0
0
0
0
0
0
0
0
0
0
0
0
0
0
0
0
0
0
0
0
0
0
0
0
0
0
0
0
0
0
0
0
0
0
0
0
0
0
0
0
0
0
0
0
0
0
0
0
0
0
0
0
0
0
0
0
0
0
0
0
0
0
0
0
0
0
0
0
0
0
0
0
0
0
0
0
0
0
0
0
0
0
0
0
0
0
0
0
0
0
0
0
0
0
0
0
0
0
0
0
0
0
0
0
0
0
0
0
0
0
0
0
0
0
0
0
0
0
0
0
0
0
0
0
0
0
0
0
0
0
0
0
0
0
0
0
0
0
0
0
0
0
0
0
0
0
0
0
0
0
0
0
0
0
0
0
0
0
0
0
0
0
0
0
0
0
0
0
0
0
0
0
0
0
0
0
0
0
0
0
0
0
0
0
0
0
0
0
0
0
0
0
0
0
0
0
0
0
0
0
0
0
0
0
0
0
0
0
0
0
0
0
0
0
0
0
0
0
0
0
0
0
0
0
0
0
0
0
0
0
0
0
0
0
0
0
0
0
0
0
0
0
0
0
0
0
0
0
0
0
0
0
0
0
0
0
0
0
0
0
0
0
0
0
0
0
0
0
0
0
0
0
0
0
0
0
0
0
0
0
0
0
0
0
0
0
0
0
0
0
0
0
0
0
0
0
0
0
0
0
0
0
0
0
0
0
0
0
0
0
0
0
0
0
0
0
0
0
0
0
0
0
0
0
0
0
0
0
0
0
0
0
0
0
0
0
0
0
0
0
0
0
0
0
0
0
0
0
0
0
0
0
0
0
0
0
0
0
0
0
0
0
0
0
0
0
0
0
0
0
0
0
0
0
0
0
0
0
0
0
0
0
0
0
0
0
0
0
0
0
0
0
0
0
0
0
0
0
0
0
0
0
0
0
0
0
0
0
0
0
0
0
0
0
0
0
0
0
0
0
0
0
0
0
0
0
0
0
0
0
0
0
0
0
0
0
0
0
0
0
0
0
0
0
0
0
0
0
0
0
0
0
0
0
0
0
0
0
0
0
0
0
0
0
0
0
0
0
0
0
0
0
0
0
0
0
0
0
0
0
0
0
0
0
0
0
0
0
0
0
0
0
0
0
0
0
0
0
0
0
0
0
0
0
0
0
0
0
0
0
0
0
0
0
0
0
0
0
0
0
0
0
0
0
0
0
0
0
0
0
0
0
0
0
0
0
0
0
0
0
0
0
0
0
0
0
0
0
0
0
0
0
0
0
0
0
0
0
0
0
0
0
0
0
0
0
0
0
0
0
0
0
0
0
0
0
0
0
0
0
0
0
0
0
0
0
0
0
0
0
0
0
0
0
0
0
0
0
0
0
0
0
0
0
0
0
0
0
0
0
0
0
0
0
0
0
0
0
0
0
0
0
0
0
0
0
0
0
0
0
0
0
0
0
0
0
0
0
0
0
0
0
0
0
0
0
0
0
0
0
0
0
0
0
0
0
0
0
0
0
0
0
0
0
0
0
0
0
0
0
0
0
0
0
0
0
0
0
0
0
0
0
0
0
0
0
0
0
0
0
0
0
0
0
0
0
0
0
0
0
0
0
0
0
0
0
0
0
0
0
0
0
0
0
0
0
0
0
0
0
0
0
0
0
0
0
0
0
0
0
0
0
0
0
0
0
0
0
0
0
0
0
0
0
0
0
0
0
0
0
0
0
0
0
0
0
0
0
0
0
0
0
0
0
0
0
0
0
0
0
0
0
0
0
0
0
0
0
0
0
0
0
0
0
0
0
0
0
0
0
0
0
0
0
0
0
0
0
0
0
0
0
0
0
0
0
0
0
0
0
0
0
0
0
0
0
0
0
0
0
0
0
0
0
0
0
0
0
0
0
0
0
0
0
0
0
0
0
0
0
0
0
0
0
0
0
0
0
0
0
0
0
0
0
0
0
0
0
0
0
0
0
0
0
0
0
0
0
0
0
0
0
0
0
0
0
0
0
0
0
0
0
0
0
0
0
0
0
0
0
0
0
0
0
0
0
0
0
0
0
0
0
0
0
0
0
0
0
0
0
0
0
0
0
0
0
0
0
0
0
0
0
0
0
0
0
0
0
0
0
0
0
0
0
0
0
0
0
0
0
0
0
0
0
0
0
0
0
0
0
0
0
0
0
0
0
0
0
0
0
0
0
0
0
0
0
0
0
0
0
0
0
0
0
0
0
0
0
0
0
0
0
0
0
0
0
0
0
0
0
0
0
0
0
0
0
0
0
0
0
0
0
0
0
0
0
0
0
0
0
0
0
0
0
0
0
0
0
0
0
0
0
0
0
0
0
0
0
0
0
0
0
0
0
0
0
0
0
0
0
0
0
0
0
0
0
0
0
0
0
0
0
0
0
0
0
0
0
0
0
0
0
0
0
0
0
0
0
0
0
0
0
0
0
0
0
0
0
0
0
0
0
0
0
0
0
0
0
0
0
0
0
0
0
0
0
0
0
0
0
0
0
0
0
0
0
0
0
0
0
0
0
0
0
0
0
0
0
0
0
0
0
0
0
0
0
0
0
0
0
0
0
0
0
0
0
0
0
0
0
0
0
0
0
0
0
0
0
0
0
0
0
0
0
0
0
0
0
0
0
0
0
0
0
0
0
0
0
0
0
0
0
0
0
0
0
0
0
0
0
0
0
0
0
0
0
0
0
0
0
0
0
0
0
0
0
0
0
0
0
0
0
0
0
0
0
0
0
0
0
0
0
0
0
0
0
0
0
0
0
0
0
0
0
0
0
0
0
0
0
0
0
0
0
0
0
0
0
0
0
0
0
0
0
0
0
0
0
0
0
0
0
0
0
0
0
0
0
0
0
0
0
0
0
0
0
0
0
0
0
0
0
0
0
0
0
0
0
0
0
0
0
0
0
0
0
0
0
0
0
0
0
0
0
0
0
0
0
0
0
0
0
0
0
0
0
0
0
0
0
0
0
0
0
0
0
0
0
0
0
0
0
0
0
0
0
0
0
0
0
0
0
0
0
0
0
0
0
0
0
0
0
0
0
0
0
0
0
0
0
0
0
0
0
0
0
0
0
0
0
0
0
0
0
0
0
0
0
0
0
0
0
0
0
0
0
0
0
0
0
0
0
0
0
0
0
0
0
0
0
0
0
0
0
0
0
0
0
0
0
0
0
0
0
0
0
0
0
0
0
0
0
0
0
0
0
0
0
0
0
0
0
0
0
0
0
0
0
0
0
0
0
0
0
0
0
0
0
0
0
0
0
0
0
0
0
0
0
0
0
0
0
0
0
0
0
0
0
0
0
0
0
0
0
0
0
0
0
0
0
0
0
0
0
0
0
0
0
0
0
0
0
0
0
0
0
0
0
0
0
0
0
0
0
0
0
0
0
0
0
0
0
0
0
0
0
0
0
0
0
0
0
0
0
0
0
0
0
0
0
0
0
0
0
0
0
0
0
0
0
0
0
0
0
0
0
0
0
0
0
0
0
0
0
0
0
0
0
0
0
0
0
0
0
0
0
0
0
0
0
0
0
0
0
0
0
0
0
0
0
0
0
0
0
0
0
0
0
0
0
0
0
0
0
0
0
0
0
0
0
0
0
0
0
0
0
0
0
0
0
0
0
0
0
0
0
0
0
0
0
0
0
0
0
0
0
0
0
0
0
0
0
0
0
0
0
0
0
0
0
0
0
0
0
0
0
0
0
0
0
0
0
0
0
0
0
0
0
0
0
0
0
0
0
0
0
0
0
0
0
0
0
0
0
0
0
0
0
0
0
0
0
0
0
0
0
0
0
0
0
0
0
0
0
0
0
0
0
0
0
0
0
0
0
0
0
0
0
0
0
0
0
0
0
0
0
0
0
0
0
0
0
0
0
0
0
0
0
0
0
0
0
0
0
0
0
0
0
0
0
0
0
0
0
0
0
0
0
0
0
0
0
0
0
0
0
0
0
0
0
0
0
0
0
0
0
0
0
0
0
0
0
0
0
0
0
0
0
0
0
0
0
0
0
0
0
0
0
0
0
0
0
0
0
0
0
0
0
0
0
0
0
0
0
0
0
0
0
0
0
0
0
0
0
0
0
0
0
0
0
0
0
0
0
0
0
0
0
0
0
0
0
0
0
0
0
0
0
0
0
0
0
0
0
0
0
0
0
0
0
0
0
0
0
0
0
0
0
0
0
0
0
0
0
0
0
0
0
0
0
0
0
0
0
0
0
0
0
0
0
0
0
0
0
0
0
0
0
0
0
0
0
0
0
0
0
0
0
0
0
0
0
0
0
0
0
0
0
0
0
0
0
0
0
0
0
0
0
0
0
0
0
0
0
0
0
0
0
0
0
0
0
0
0
0
0
0
0
0
0
0
0
0
0
0
0
0
0
0
0
0
0
0
0
0
0
0
0
0
0
0
0
0
0
0
0
0
0
0
0
0
0
0
0
0
0
0
0
0
0
0
0
0
0
0
0
0
0
0
0
0
0
0
0
0
0
0
0
0
0
0
0
0
0
0
0
0
0
0
0
0
0
0
0
0
0
0
0
0
0
0
0
0
0
0
0
0
0
0
0
0
0
0
0
0
0
0
0
0
0
0
0
0
0
0
0
0
0
0
0
0
0
0
0
0
0
0
0
0
0
0
0
0
0
0
0
0
0
0
0
0
0
0
0
0
0
0
0
0
0
0
0
0
0
0
0
0
0
0
0
0
0
0
0
0
0
0
0
0
0
0
0
0
0
0
0
0
0
0
0
0
0
0
0
0
0
0
0
0
0
0
0
0
0
0
0
0
0
0
0
0
0
0
0
0
0
0
0
0
0
0
0
0
0
0
0
0
0
0
0
0
0
0
0
0
0
0
0
0
0
0
0
0
0
0
0
0
0
0
0
0
0
0
0
0
0
0
0
0
0
0
0
0
0
0
0
0
0
0
0
0
0
0
0
0
0
0
0
0
0
0
0
0
0
0
0
0
0
0
0
0
0
0
0
0
0
0
0
0
0
0
0
0
0
0
0
0
0
0
0
0
0
0
0
0
0
0
0
0
0
0
0
0
0
0
0
0
0
0
0
0
0
0
0
0
0
0
0
0
0
0
0
0
0
0
0
0
0
0
0
0
0
0
0
0
0
0
0
0
0
0
0
0
0
0
0
0
0
0
0
0
0
0
0
0
0
0
0
0
0
0
0
0
0
0
0
0
0
0
0
0
0
0
0
0
0
0
0
0
0
0
0
0
0
0
0
0
0
0
0
0
0
0
0
0
0
0
0
0
0
0
0
0
0
0
0
0
0
0
0
0
0
0
0
0
0
0
0
0
0
0
0
0
0
0
0
0
0
0
0
0
0
0
0
0
0
0
0
0
0
0
0
0
0
0
0
0
0
0
0
0
0
0
0
0
0
0
0
0
0
0
0
0
0
0
0
0
0
0
0
0
0
0
0
0
0
0
0
0
0
0
0
0
0
0
0
0
0
0
0
0
0
0
0
0
0
0
0
0
0
0
0
0
0
0
0
0
0
0
0
0
0
0
0
0
0
0
0
0
0
0
0
0
0
0
0
0
0
0
0
0
0
0
0
0
0
0
0
0
0
0
0
0
0
0
0
0
0
0
0
0
0
0
0
0
0
0
0
0
0
0
0
0
0
0
0
0
0
0
0
0
0
0
0
0
0
0
0
0
0
0
0
0
0
0
0
0
0
0
0
0
0
0
0
0
0
0
0
0
0
0
0
0
0
0
0
0
0
0
0
0
0
0
0
0
0
0
0
0
0
0
0
0
0
0
0
0
0
0
0
0
0
0
0
0
0
0
0
0
0
0
0
0
0
0
0
0
0
0
0
0
0
0
0
0
0
0
0
0
0
0
0
0
0
0
0
0
0
0
0
0
0
0
0
0
0
0
0
0
0
0
0
0
0
0
0
0
0
0
0
0
0
0
0
0
0
0
0
0
0
0
0
0
0
0
0
0
0
0
0
0
0
0
0
0
0
0
0
0
0
0
0
0
0
0
0
0
0
0
0
0
0
0
0
0
0
0
0
0
0
0
0
0
0
0
0
0
0
0
0
0
0
0
0
0
0
0
0
0
0
0
0
0
0
0
0
0
0
0
0
0
0
0
0
0
0
0
0
0
0
0
0
0
0
0
0
0
0
0
0
0
0
0
0
0
0
0
0
0
0
0
0
0
0
0
0
0
0
0
0
0
0
0
0
0
0
0
0
0
0
0
0
0
0
0
0
0
0
0
0
0
0
0
0
0
0
0
0
0
0
0
0
0
0
0
0
0
0
0
0
0
0
0
0
0
0
0
0
0
0
0
0
0
0
0
0
0
0
0
0
0
0
0
0
0
0
0
0
0
0
0
0
0
0
0
0
0
0
0
0
0
0
0
0
0
0
0
0
0
0
0
0
0
0
0
0
0
0
0
0
0
0
0
0
0
0
0
0
0
0
0
0
0
0
0
0
0
0
0
0
0
0
0
0
0
0
0
0
0
0
0
0
0
0
0
0
0
0
0
0
0
0
0
0
0
0
0
0
0
0
0
0
0
0
0
0
0
0
0
0
0
0
0
0
0
0
0
0
0
0
0
0
0
0
0
0
0
0
0
0
0
0
0
0
0
0
0
0
0
0
0
0
0
0
0
0
0
0
0
0
0
0
0
0
0
0
0
0
0
0
0
0
0
0
0
0
0
0
0
0
0
0
0
0
0
0
0
0
0
0
0
0
0
0
0
0
0
0
0
0
0
0
0
0
0
0
0
0
0
0
0
0
0
0
0
0
0
0
0
0
0
0
0
0
0
0
0
0
0
0
0
0
0
0
0
0
0
0
0
0
0
0
0
0
0
0
0
0
0
0
0
0
0
0
0
0
0
0
0
0
0
0
0
0
0
0
0
0
0
0
0
0
0
0
0
0
0
0
0
0
0
0
0
0
0
0
0
0
0
0
0
0
0
0
0
0
0
0
0
0
0
0
0
0
0
0
0
0
0
0
0
0
0
0
0
0
0
0
0
0
0
0
0
0
0
0
0
0
0
0
0
0
0
0
0
0
0
0
0
0
0
0
0
0
0
0
0
0
0
0
0
0
0
0
0
0
0
0
0
0
0
0
0
0
0
0
0
0
0
0
0
0
0
0
0
0
0
0
0
0
0
0
0
0
0
0
0
0
0
0
0
0
0
0
0
0
0
0
0
0
0
0
0
0
0
0
0
0
0
0
0
0
0
0
0
0
0
0
0
0
0
0
0
0
0
0
0
0
0
0
0
0
0
0
0
0
0
0
0
0
0
0
0
0
0
0
0
0
0
0
0
0
0
0
0
0
0
0
0
0
0
0
0
0
0
0
0
0
0
0
0
0
0
0
0
0
0
0
0
0
0
0
0
0
0
0
0
0
0
0
0
0
0
0
0
0
0
0
0
0
0
0
0
0
0
0
0
0
0
0
0
0
0
0
0
0
0
0
0
0
0
0
0
0
0
0
0
0
0
0
0
0
0
0
0
0
0
0
0
0
0
0
0
0
0
0
0
0
0
0
0
0
0
0
0
0
0
0
0
0
0
0
0
0
0
0
0
0
0
0
0
0
0
0
0
0
0
0
0
0
0
0
0
0
0
0
0
0
0
0
0
0
0
0
0
0
0
0
0
0
0
0
0
0
0
0
0
0
0
0
0
0
0
0
0
0
0
0
0
0
0
0
0
0
0
0
0
0
0
0
0
0
0
0
0
0
0
0
0
0
0
0
0
0
0
0
0
0
0
0
0
0
0
0
0
0
0
0
0
0
0
0
0
0
0
0
0
0
0
0
0
0
0
0
0
0
0
0
0
0
0
0
0
0
0
0
0
0
0
0
0
0
0
0
0
0
0
0
0
0
0
0
0
0
0
0
0
0
0
0
0
0
0
0
0
0
0
0
0
0
0
0
0
0
0
0
0
0
0
0
0
0
0
0
0
0
0
0
0
0
0
0
0
0
0
0
0
0
0
0
0
0
0
0
0
0
0
0
0
0
0
0
0
0
0
0
0
0
0
0
0
0
0
0
0
0
0
0
0
0
0
0
0
0
0
0
0
0
0
0
0
0
0
0
0
0
0
0
0
0
0
0
0
0
0
0
0
0
0
0
0
0
0
0
0
0
0
0
0
0
0
0
0
0
0
0
0
0
0
0
0
0
0
0
0
0
0
0
0
0
0
0
0
0
0
0
0
0
0
0
0
0
0
0
0
0
0
0
0
0
0
0
0
0
0
0
0
0
0
0
0
0
0
0
0
0
0
0
0
0
0
0
0
0
0
0
0
0
0
0
0
0
0
0
0
0
0
0
0
0
0
0
0
0
0
0
0
0
0
0
0
0
0
0
0
0
0
0
0
0
0
0
0
0
0
0
0
0
0
0
0
0
0
0
0
0
0
0
0
0
0
0
0
0
0
0
0
0
0
0
0
0
0
0
0
0
0
0
0
0
0
0
0
0
0
0
0
0
0
0
0
0
0
0
0
0
0
0
0
0
0
0
0
0
0
0
0
0
0
0
0
0
0
0
0
0
0
0
0
0
0
0
0
0
0
0
0
0
0
0
0
0
0
0
0
0
0
0
0
0
0
0
0
0
0
0
0
0
0
0
0
0
0
0
0
0
0
0
0
0
0
0
0
0
0
0
0
0
0
0
0
0
0
0
0
0
0
0
0
0
0
0
0
0
0
0
0
0
0
0
0
0
0
0
0
0
0
0
0
0
0
0
0
0
0
0
0
0
0
0
0
0
0
0
0
0
0
0
0
0
0
0
0
0
0
0
0
0
0
0
0
0
0
0
0
0
0
0
0
0
0
0
0
0
0
0
0
0
0
0
0
0
0
0
0
0
0
0
0
0
0
0
0
0
0
0
0
0
0
0
0
0
0
0
0
0
0
0
0
0
0
0
0
0
0
0
0
0
0
0
0
0
0
0
0
0
0
0
0
0
0
0
0
0
0
0
0
0
0
0
0
0
0
0
0
0
0
0
0
0
0
0
0
0
0
0
0
0
0
0
0
0
0
0
0
0
0
0
0
0
0
0
0
0
0
0
0
0
0
0
0
0
0
0
0
0
0
0
0
0
0
0
0
0
0
0
0
0
0
0
0
0
0
0
0
0
0
0
0
0
0
0
0
0
0
0
0
0
0
0
0
0
0
0
0
0
0
0
0
0
0
0
0
0
0
0
0
0
0
0
0
0
0
0
0
0
0
0
0
0
0
0
0
0
0
0
0
0
0
0
0
0
0
0
0
0
0
0
0
0
0
0
0
0
0
0
0
0
0
0
0
0
0
0
0
0
0
0
0
0
0
0
0
0
0
0
0
0
0
0
0
0
0
0
0
0
0
0
0
0
0
0
0
0
0
0
0
0
0
0
0
0
0
0
0
0
0
0
0
0
0
0
0
0
0
0
0
0
0
0
0
0
0
0
0
0
0
0
0
0
0
0
0
0
0
0
0
0
0
0
0
0
0
0
0
0
0
0
0
0
0
0
0
0
0
0
0
0
0
0
0
0
0
0
0
0
0
0
0
0
0
0
0
0
0
0
0
0
0
0
0
0
0
0
0
0
0
0
0
0
0
0
0
0
0
0
0
0
0
0
0
0
0
0
0
0
0
0
0
0
0
0
0
0
0
0
0
0
0
0
0
0
0
0
0
0
0
0
0
0
0
0
0
0
0
0
0
0
0
0
0
0
0
0
0
0
0
0
0
0
0
0
0
0
0
0
0
0
0
0
0
0
0
0
0
0
0
0
0
0
0
0
0
0
0
0
0
0
0
0
0
0
0
0
0
0
0
0
0
0
0
0
0
0
0
0
0
0
0
0
0
0
0
0
0
0
0
0
0
0
0
0
0
0
0
0
0
0
0
0
0
0
0
0
0
0
0
0
0
0
0
0
0
0
0
0
0
0
0
0
0
0
0
0
0
0
0
0
0
0
0
0
0
0
0
0
0
0
0
0
0
0
0
0
0
0
0
0
0
0
0
0
0
0
0
0
0
0
0
0
0
0
0
0
0
0
0
0
0
0
0
0
0
0
0
0
0
0
0
0
0
0
0
0
0
0
0
0
0
0
0
0
0
0
0
0
0
0
0
0
0
0
0
0
0
0
0
0
0
0
0
0
0
0
0
0
0
0
0
0
0
0
0
0
0
0
0
0
0
0
0
0
0
0
0
0
0
0
0
0
0
0
0
0
0
0
0
0
0
0
0
0
0
0
0
0
0
0
0
0
0
0
0
0
0
0
0
0
0
0
0
0
0
0
0
0
0
0
0
0
0
0
0
0
0
0
0
0
0
0
0
0
0
0
0
0
0
0
0
0
0
0
0
0
0
0
0
0
0
0
0
0
0
0
0
0
0
0
0
0
0
0
0
0
0
0
0
0
0
0
0
0
0
0
0
0
0
0
0
0
0
0
0
0
0
0
0
0
0
0
0
0
0
0
0
0
0
0
0
0
0
0
0
0
0
0
0
0
0
0
0
0
0
0
0
0
0
0
0
0
0
0
0
0
0
0
0
0
0
0
0
0
0
0
0
0
0
0
0
0
0
0
0
0
0
0
0
0
0
0
0
0
0
0
0
0
0
0
0
0
0
0
0
0
0
0
0
0
0
0
0
0
0
0
0
0
0
0
0
0
0
0
0
0
0
0
0
0
0
0
0
0
0
0
0
0
0
0
0
0
0
0
0
0
0
0
0
0
0
0
0
0
0
0
0
0
0
0
0
0
0
0
0
0
0
0
0
0
0
0
0
0
0
0
0
0
0
0
0
0
0
0
0
0
0
0
0
0
0
0
0
0
0
0
0
0
0
0
0
0
0
0
0
0
0
0
0
0
0
0
0
0
0
0
0
0
0
0
0
0
0
0
0
0
0
0
0
0
0
0
0
0
0
0
0
0
0
0
0
0
0
0
0
0
0
0
0
0
0
0
0
0
0
0
0
0
0
0
0
0
0
0
0
0
0
0
0
0
0
0
0
0
0
0
0
0
0
0
0
0
0
0
0
0
0
0
0
0
0
0
0
0
0
0
0
0
0
0
0
0
0
0
0
0
0
0
0
0
0
0
0
0
0
0
0
0
0
0
0
0
0
0
0
0
0
0
0
0
0
0
0
0
0
0
0
0
0
0
0
0
0
0
0
0
0
0
0
0
0
0
0
0
0
0
0
0
0
0
0
0
0
0
0
0
0
0
0
0
0
0
0
0
0
0
0
0
0
0
0
0
0
0
0
0
0
0
0
0
0
0
0
0
0
0
0
0
0
0
0
0
0
0
0
0
0
0
0
0
0
0
0
0
0
0
0
0
0
0
0
0
0
0
0
0
0
0
0
0
0
0
0
0
0
0
0
0
0
0
0
0
0
0
0
0
0
0
0
0
0
0
0
0
0
0
0
0
0
0
0
0
0
0
0
0
0
0
0
0
0
0
0
0
0
0
0
0
0
0
0
0
0
0
0
0
0
0
0
0
0
0
0
0
0
0
0
0
0
0
0
0
0
0
0
0
0
0
0
0
0
0
0
0
0
0
0
0
0
0
0
0
0
0
0
0
0
0
0
0
0
0
0
0
0
0
0
0
0
0
0
0
0
0
0
0
0
0
0
0
0
0
0
0
0
0
0
0
0
0
0
0
0
0
0
0
0
0
0
0
0
0
0
0
0
0
0
0
0
0
0
0
0
0
0
0
0
0
0
0
0
0
0
0
0
0
0
0
0
0
0
0
0
0
0
0
0
0
0
0
0
0
0
0
0
0
0
0
0
0
0
0
0
0
0
0
0
0
0
0
0
0
0
0
0
0
0
0
0
0
0
0
0
0
0
0
0
0
0
0
0
0
0
0
0
0
0
0
0
0
0
0
0
0
0
0
0
0
0
0
0
0
0
0
0
0
0
0
0
0
0
0
0
0
0
0
0
0
0
0
0
0
0
0
0
0
0
0
0
0
0
0
0
0
0
0
0
0
0
0
0
0
0
0
0
0
0
0
0
0
0
0
0
0
0
0
0
0
0
0
0
0
0
0
0
0
0
0
0
0
0
0
0
0
0
0
0
0
0
0
0
0
0
0
0
0
0
0
0
0
0
0
0
0
0
0
0
0
0
0
0
0
0
0
0
0
0
0
0
0
0
0
0
0
0
0
0
0
0
0
0
0
0
0
0
0
0
0
0
0
0
0
0
0
0
0
0
0
0
0
0
0
0
0
0
0
0
0
0
0
0
0
0
0
0
0
0
0
0
0
0
0
0
0
0
0
0
0
0
0
0
0
0
0
0
0
0
0
0
0
0
0
0
0
0
0
0
0
0
0
0
0
0
0
0
0
0
0
0
0
0
0
0
0
0
0
0
0
0
0
0
0
0
0
0
0
0
0
0
0
0
0
0
0
0
0
0
0
0
0
0
0
0
0
0
0
0
0
0
0
0
0
0
0
0
0
0
0
0
0
0
0
0
0
0
0
0
0
0
0
0
0
0
0
0
0
0
0
0
0
0
0
0
0
0
0
0
0
0
0
0
0
0
0
0
0
0
0
0
0
0
0
0
0
0
0
0
0
0
0
0
0
0
0
0
0
0
0
0
0
0
0
0
0
0
0
0
0
0
0
0
0
0
0
0
0
0
0
0
0
0
0
0
0
0
0
0
0
0
0
0
0
0
0
0
0
0
0
0
0
0
0
0
0
0
0
0
0
0
0
0
0
0
0
0
0
0
0
0
0
0
0
0
0
0
0
0
0
0
0
0
0
0
0
0
0
0
0
0
0
0
0
0
0
0
0
0
0
0
0
0
0
0
0
0
0
0
0
0
0
0
0
0
0
0
0
0
0
0
0
0
0
0
0
0
0
0
0
0
0
0
0
0
0
0
0
0
0
0
0
0
0
0
0
0
0
0
0
0
0
0
0
0
0
0
0
0
0
0
0
0
0
0
0
0
0
0
0
0
0
0
0
0
0
0
0
0
0
0
0
0
0
0
0
0
0
0
0
0
0
0
0
0
0
0
0
0
0
0
0
0
0
0
0
0
0
0
0
0
0
0
0
0
0
0
0
0
0
0
0
0
0
0
0
0
0
0
0
0
0
0
0
0
0
0
0
0
0
0
0
0
0
0
0
0
0
0
0
0
0
0
0
0
0
0
0
0
0
0
0
0
0
0
0
0
0
0
0
0
0
0
0
0
0
0
0
0
0
0
0
0
0
0
0
0
0
0
0
0
0
0
0
0
0
0
0
0
0
0
0
0
0
0
0
0
0
0
0
0
0
0
0
0
0
0
0
0
0
0
0
0
0
0
0
0
0
0
0
0
0
0
0
0
0
0
0
0
0
0
0
0
0
0
0
0
0
0
0
0
0
0
0
0
0
0
0
0
0
0
0
0
0
0
0
0
0
0
0
0
0
0
0
0
0
0
0
0
0
0
0
0
0
0
0
0
0
0
0
0
0
0
0
0
0
0
0
0
0
0
0
0
0
0
0
0
0
0
0
0
0
0
0
0
0
0
0
0
0
0
0
0
0
0
0
0
0
0
0
0
0
0
0
0
0
0
0
0
0
0
0
0
0
0
0
0
0
0
0
0
0
0
0
0
0
0
0
0
0
0
0
0
0
0
0
0
0
0
0
0
0
0
0
0
0
0
0
0
0
0
0
0
0
0
0
0
0
0
0
0
0
0
0
0
0
0
0
0
0
0
0
0
0
0
0
0
0
0
0
0
0
0
0
0
0
0
0
0
0
0
0
0
0
0
0
0
0
0
0
0
0
0
0
0
0
0
0
0
0
0
0
0
0
0
0
0
0
0
0
0
0
0
0
0
0
0
0
0
0
0
0
0
0
0
0
0
0
0
0
0
0
0
0
0
0
0
0
0
0
0
0
0
0
0
0
0
0
0
0
0
0
0
0
0
0
0
0
0
0
0
0
0
0
0
0
0
0
0
0
0
0
0
0
0
0
0
0
0
0
0
0
0
0
0
0
0
0
0
0
0
0
0
0
0
0
0
0
0
0
0
0
0
0
0
0
0
0
0
0
0
0
0
0
0
0
0
0
0
0
0
0
0
0
0
0
0
0
0
0
0
0
0
0
0
0
0
0
0
0
0
0
0
0
0
0
0
0
0
0
0
0
0
0
0
0
0
0
0
0
0
0
0
0
0
0
0
0
0
0
0
0
0
0
0
0
0
0
0
0
0
0
0
0
0
0
0
0
0
0
0
0
0
0
0
0
0
0
0
0
0
0
0
0
0
0
0
0
0
0
0
0
0
0
0
0
0
0
0
0
0
0
0
0
0
0
0
0
0
0
0
0
0
0
0
0
0
0
0
0
0
0
0
0
0
0
0
0
0
0
0
0
0
0
0
0
0
0
0
0
0
0
0
0
0
0
0
0
0
0
0
0
0
0
0
0
0
0
0
0
0
0
0
0
0
0
0
0
0
0
0
0
0
0
0
0
0
0
0
0
0
0
0
0
0
0
0
0
0
0
0
0
0
0
0
0
0
0
0
0
0
0
0
0
0
0
0
0
0
0
0
0
0
0
0
0
0
0
0
0
0
0
0
0
0
0
0
0
0
0
0
0
0
0
0
0
0
0
0
0
0
0
0
0
0
0
0
0
0
0
0
0
0
0
0
0
0
0
0
0
0
0
0
0
0
0
0
0
0
0
0
0
0
0
0
0
0
0
0
0
0
0
0
0
0
0
0
0
0
0
0
0
0
0
0
0
0
0
0
0
0
0
0
0
0
0
0
0
0
0
0
0
0
0
0
0
0
0
0
0
0
0
0
0
0
0
0
0
0
0
0
0
0
0
0
0
0
0
0
0
0
0
0
0
0
0
0
0
0
0
0
0
0
0
0
0
0
0
0
0
0
0
0
0
0
0
0
0
0
0
0
0
0
0
0
0
0
0
0
0
0
0
0
0
0
0
0
0
0
0
0
0
0
0
0
0
0
0
0
0
0
0
0
0
0
0
0
0
0
0
0
0
0
0
0
0
0
0
0
0
0
0
0
0
0
0
0
0
0
0
0
0
0
0
0
0
0
0
0
0
0
0
0
0
0
0
0
0
0
0
0
0
0
0
0
0
0
0
0
0
0
0
0
0
0
0
0
0
0
0
0
0
0
0
0
0
0
0
0
0
0
0
0
0
0
0
0
0
0
0
0
0
0
0
0
0
0
0
0
0
0
0
0
0
0
0
0
0
0
0
0
0
0
0
0
0
0
0
0
0
0
0
0
0
0
0
0
0
0
0
0
0
0
0
0
0
0
0
0
0
0
0
0
0
0
0
0
0
0
0
0
0
0
0
0
0
0
0
0
0
0
0
0
0
0
0
0
0
0
0
0
0
0
0
0
0
0
0
0
0
0
0
0
0
0
0
0
0
0
0
0
0
0
0
0
0
0
0
0
0
0
0
0
0
0
0
0
0
0
0
0
0
0
0
0
0
0
0
0
0
0
0
0
0
0
0
0
0
0
0
0
0
0
0
0
0
0
0
0
0
0
0
0
0
0
0
0
0
0
0
0
0
0
0
0
0
0
0
0
0
0
0
0
0
0
0
0
0
0
0
0
0
0
0
0
0
0
0
0
0
0
0
0
0
0
0
0
0
0
0
0
0
0
0
0
0
0
0
0
0
0
0
0
0
0
0
0
0
0
0
0
0
0
0
0
0
0
0
0
0
0
0
0
0
0
0
0
0
0
0
0
0
0
0
0
0
0
0
0
0
0
0
0
0
0
0
0
0
0
0
0
0
0
0
0
0
0
0
0
0
0
0
0
0
0
0
0
0
0
0
0
0
0
0
0
0
0
0
0
0
0
0
0
0
0
0
0
0
0
0
0
0
0
0
0
0
0
0
0
0
0
0
0
0
0
0
0
0
0
0
0
0
0
0
0
0
0
0
0
0
0
0
0
0
0
0
0
0
0
0
0
0
0
0
0
0
0
0
0
0
0
0
0
0
0
0
0
0
0
0
0
0
0
0
0
0
0
0
0
0
0
0
0
0
0
0
0
0
0
0
0
0
0
0
0
0
0
0
0
0
0
0
0
0
0
0
0
0
0
0
0
0
0
0
0
0
0
0
0
0
0
0
0
0
0
0
0
0
0
0
0
0
0
0
0
0
0
0
0
0
0
0
0
0
0
0
0
0
0
0
0
0
0
0
0
0
0
0
0
0
0
0
0
0
0
0
0
0
0
0
0
0
0
0
0
0
0
0
0
0
0
0
0
0
0
0
0
0
0
0
0
0
0
0
0
0
0
0
0
0
0
0
0
0
0
0
0
0
0
0
0
0
0
0
0
0
0
0
0
0
0
0
0
0
0
0
0
0
0
0
0
0
0
0
0
0
0
0
0
0
0
0
0
0
0
0
0
0
0
0
0
0
0
0
0
0
0
0
0
0
0
0
0
0
0
0
0
0
0
0
0
0
0
0
0
0
0
0
0
0
0
0
0
0
0
0
0
0
0
0
0
0
0
0
0
0
0
0
0
0
0
0
0
0
0
0
0
0
0
0
0
0
0
0
0
0
0
0
0
0
0
0
0
0
0
0
0
0
0
0
0
0
0
0
0
0
0
0
0
0
0
0
0
0
0
0
0
0
0
0
0
0
0
0
0
0
0
0
0
0
0
0
0
0
0
0
0
0
0
0
0
0
0
0
0
0
0
0
0
0
0
0
0
0
0
0
0
0
0
0
0
0
0
0
0
0
0
0
0
0
0
0
0
0
0
0
0
0
0
0
0
0
0
0
0
0
0
0
0
0
0
0
0
0
0
0
0
0
0
0
0
0
0
0
0
0
0
0
0
0
0
0
0
0
0
0
0
0
0
0
0
0
0
0
0
0
0
0
0
0
0
0
0
0
0
0
0
0
0
0
0
0
0
0
0
0
0
0
0
0
0
0
0
0
0
0
0
0
0
0
0
0
0
0
0
0
0
0
0
0
0
0
0
0
0
0
0
0
0
0
0
0
0
0
0
0
0
0
0
0
0
0
0
0
0
0
0
0
0
0
0
0
0
0
0
0
0
0
0
0
0
0
0
0
0
0
0
0
0
0
0
0
0
0
0
0
0
0
0
0
0
0
0
0
0
0
0
0
0
0
0
0
0
0
0
0
0
0
0
0
0
0
0
0
0
0
0
0
0
0
0
0
0
0
0
0
0
0
0
0
0
0
0
0
0
0
0
0
0
0
0
0
0
0
0
0
0
0
0
0
0
0
0
0
0
0
0
0
0
0
0
0
0
0
0
0
0
0
0
0
0
0
0
0
0
0
0
0
0
0
0
0
0
0
0
0
0
0
0
0
0
0
0
0
0
0
0
0
0
0
0
0
0
0
0
0
0
0
0
0
0
0
0
0
0
0
0
0
0
0
0
0
0
0
0
0
0
0
0
0
0
0
0
0
0
0
0
0
0
0
0
0
0
0
0
0
0
0
0
0
0
0
0
0
0
0
0
0
0
0
0
0
0
0
0
0
0
0
0
0
0
0
0
0
0
0
0
0
0
0
0
0
0
0
0
0
0
0
0
0
0
0
0
0
0
0
0
0
0
0
0
0
0
0
0
0
0
0
0
0
0
0
0
0
0
0
0
0
0
0
0
0
0
0
0
0
0
0
0
0
0
0
0
0
0
0
0
0
0
0
0
0
0
0
0
0
0
0
0
0
0
0
0
0
0
0
0
0
0
0
0
0
0
0
0
0
0
0
0
0
0
0
0
0
0
0
0
0
0
0
0
0
0
0
0
0
0
0
0
0
0
0
0
0
0
0
0
0
0
0
0
0
0
0
0
0
0
0
0
0
0
0
0
0
0
0
0
0
0
0
0
0
0
0
0
0
0
0
0
0
0
0
0
0
0
0
0
0
0
0
0
0
0
0
0
0
0
0
0
0
0
0
0
0
0
0
0
0
0
0
0
0
0
0
0
0
0
0
0
0
0
0
0
0
0
0
0
0
0
0
0
0
0
0
0
0
0
0
0
0
0
0
0
0
0
0
0
0
0
0
0
0
0
0
0
0
0
0
0
0
0
0
0
0
0
0
0
0
0
0
0
0
0
0
0
0
0
0
0
0
0
0
0
0
0
0
0
0
0
0
0
0
0
0
0
0
0
0
0
0
0
0
0
0
0
0
0
0
0
0
0
0
0
0
0
0
0
0
0
0
0
0
0
0
0
0
0
0
0
0
0
0
0
0
0
0
0
0
0
0
0
0
0
0
0
0
0
0
0
0
0
0
0
0
0
0
0
0
0
0
0
0
0
0
0
0
0
0
0
0
0
0
0
0
0
0
0
0
0
0
0
0
0
0
0
0
0
0
0
0
0
0
0
0
0
0
0
0
0
0
0
0
0
0
0
0
0
0
0
0
0
0
0
0
0
0
0
0
0
0
0
0
0
0
0
0
0
0
0
0
0
0
0
0
0
0
0
0
0
0
0
0
0
0
0
0
0
0
0
0
0
0
0
0
0
0
0
0
0
0
0
0
0
0
0
0
0
0
0
0
0
0
0
0
0
0
0
0
0
0
0
0
0
0
0
0
0
0
0
0
0
0
0
0
0
0
0
0
0
0
0
0
0
0
0
0
0
0
0
0
0
0
0
0
0
0
0
0
0
0
0
0
0
0
0
0
0
0
0
0
0
0
0
0
0
0
0
0
0
0
0
0
0
0
0
0
0
0
0
0
0
0
0
0
0
0
0
0
0
0
0
0
0
0
0
0
0
0
0
0
0
0
0
0
0
0
0
0
0
0
0
0
0
0
0
0
0
0
0
0
0
0
0
0
0
0
0
0
0
0
0
0
0
0
0
0
0
0
0
0
0
0
0
0
0
0
0
0
0
0
0
0
0
0
0
0
0
0
0
0
0
0
0
0
0
0
0
0
0
0
0
0
0
0
0
0
0
0
0
0
0
0
0
0
0
0
0
0
0
0
0
0
0
0
0
0
0
0
0
0
0
0
0
0
0
0
0
0
0
0
0
0
0
0
0
0
0
0
0
0
0
0
0
0
0
0
0
0
0
0
0
0
0
0
0
0
0
0
0
0
0
0
0
0
0
0
0
0
0
0
0
0
0
0
0
0
0
0
0
0
0
0
0
0
0
0
0
0
0
0
0
0
0
0
0
0
0
0
0
0
0
0
0
0
0
0
0
0
0
0
0
0
0
0
0
0
0
0
0
0
0
0
0
0
0
0
0
0
0
0
0
0
0
0
0
0
0
0
0
0
0
0
0
0
0
0
0
0
0
0
0
0
0
0
0
0
0
0
0
0
0
0
0
0
0
0
0
0
0
0
0
0
0
0
0
0
0
0
0
0
0
0
0
0
0
0
0
0
0
0
0
0
0
0
0
0
0
0
0
0
0
0
0
0
0
0
0
0
0
0
0
0
0
0
0
0
0
0
0
0
0
0
0
0
0
0
0
0
0
0
0
0
0
0
0
0
0
0
0
0
0
0
0
0
0
0
0
0
0
0
0
0
0
0
0
0
0
0
0
0
0
0
0
0
0
0
0
0
0
0
0
0
0
0
0
0
0
0
0
0
0
0
0
0
0
0
0
0
0
0
0
0
0
0
0
0
0
0
0
0
0
0
0
0
0
0
0
0
0
0
0
0
0
0
0
0
0
0
0
0
0
0
0
0
0
0
0
0
0
0
0
0
0
0
0
0
0
0
0
0
0
0
0
0
0
0
0
0
0
0
0
0
0
0
0
0
0
0
0
0
0
0
0
0
0
0
0
0
0
0
0
0
0
0
0
0
0
0
0
0
0
0
0
0
0
0
0
0
0
0
0
0
0
0
0
0
0
0
0
0
0
0
0
0
0
0
0
0
0
0
0
0
0
0
0
0
0
0
0
0
0
0
0
0
0
0
0
0
0
0
0
0
0
0
0
0
0
0
0
0
0
0
0
0
0
0
0
0
0
0
0
0
0
0
0
0
0
0
0
0
0
0
0
0
0
0
0
0
0
0
0
0
0
0
0
0
0
0
0
0
0
0
0
0
0
0
0
0
0
0
0
0
0
0
0
0
0
0
0
0
0
0
0
0
0
0
0
0
0
0
0
0
0
0
0
0
0
0
0
0
0
0
0
0
0
0
0
0
0
0
0
0
0
0
0
0
0
0
0
0
0
0
0
0
0
0
0
0
0
0
0
0
0
0
0
0
0
0
0
0
0
0
0
0
0
0
0
0
0
0
0
0
0
0
0
0
0
0
0
0
0
0
0
0
0
0
0
0
0
0
0
0
0
0
0
0
0
0
0
0
0
0
0
0
0
0
0
0
0
0
0
0
0
0
0
0
0
0
0
0
0
0
0
0
0
0
0
0
0
0
0
0
0
0
0
0
0
0
0
0
0
0
0
0
0
0
0
0
0
0
0
0
0
0
0
0
0
0
0
0
0
0
0
0
0
0
0
0
0
0
0
0
0
0
0
0
0
0
0
0
0
0
0
0
0
0
0
0
0
0
0
0
0
0
0
0
0
0
0
0
0
0
0
0
0
0
0
0
0
0
0
0
0
0
0
0
0
0
0
0
0
0
0
0
0
0
0
0
0
0
0
0
0
0
0
0
0
0
0
0
0
0
0
0
0
0
0
0
0
0
0
0
0
0
0
0
0
0
0
0
0
0
0
0
0
0
0
0
0
0
0
0
0
0
0
0
0
0
0
0
0
0
0
0
0
0
0
0
0
0
0
0
0
0
0
0
0
0
0
0
0
0
0
0
0
0
0
0
0
0
0
0
0
0
0
0
0
0
0
0
0
0
0
0
0
0
0
0
0
0
0
0
0
0
0
0
0
0
0
0
0
0
0
0
0
0
0
0
0
0
0
0
0
0
0
0
0
0
0
0
0
0
0
0
0
0
0
0
0
0
0
0
0
0
0
0
0
0
0
0
0
0
0
0
0
0
0
0
0
0
0
0
0
0
0
0
0
0
0
0
0
0
0
0
0
0
0
0
0
0
0
0
0
0
0
0
0
0
0
0
0
0
0
0
0
0
0
0
0
0
0
0
0
0
0
0
0
0
0
0
0
0
0
0
0
0
0
0
0
0
0
0
0
0
0
0
0
0
0
0
0
0
0
0
0
0
0
0
0
0
0
0
0
0
0
0
0
0
0
0
0
0
0
0
0
0
0
0
0
0
0
0
0
0
0
0
0
0
0
0
0
0
0
0
0
0
0
0
0
0
0
0
0
0
0
0
0
0
0
0
0
0
0
0
0
0
0
0
0
0
0
0
0
0
0
0
0
0
0
0
0
0
0
0
0
0
0
0
0
0
0
0
0
0
0
0
0
0
0
0
0
0
0
0
0
0
0
0
0
0
0
0
0
0
0
0
0
0
0
0
0
0
0
0
0
0
0
0
0
0
0
0
0
0
0
0
0
0
0
0
0
0
0
0
0
0
0
0
0
0
0
0
0
0
0
0
0
0
0
0
0
0
0
0
0
0
0
0
0
0
0
0
0
0
0
0
0
0
0
0
0
0
0
0
0
0
0
0
0
0
0
0
0
0
0
0
0
0
0
0
0
0
0
0
0
0
0
0
0
0
0
0
0
0
0
0
0
0
0
0
0
0
0
0
0
0
0
0
0
0
0
0
0
0
0
0
0
0
0
0
0
0
0
0
0
0
0
0
0
0
0
0
0
0
0
0
0
0
0
0
0
0
0
0
0
0
0
0
0
0
0
0
0
0
0
0
0
0
0
0
0
0
0
0
0
0
0
0
0
0
0
0
0
0
0
0
0
0
0
0
0
0
0
0
0
0
0
0
0
0
0
0
0
0
0
0
0
0
0
0
0
0
0
0
0
0
0
0
0
0
0
0
0
0
0
0
0
0
0
0
0
0
0
0
0
0
0
0
0
0
0
0
0
0
0
0
0
0
0
0
0
0
0
0
0
0
0
0
0
0
0
0
0
0
0
0
0
0
0
0
0
0
0
0
0
0
0
0
0
0
0
0
0
0
0
0
0
0
0
0
0
0
0
0
0
0
0
0
0
0
0
0
0
0
0
0
0
0
0
0
0
0
0
0
0
0
0
0
0
0
0
0
0
0
0
0
0
0
0
0
0
0
0
0
0
0
0
0
0
0
0
0
0
0
0
0
0
0
0
0
0
0
0
0
0
0
0
0
0
0
0
0
0
0
0
0
0
0
0
0
0
0
0
0
0
0
0
0
0
0
0
0
0
0
0
0
0
0
0
0
0
0
0
0
0
0
0
0
0
0
0
0
0
0
0
0
0
0
0
0
0
0
0
0
0
0
0
0
0
0
0
0
0
0
0
0
0
0
0
0
0
0
0
0
0
0
0
0
0
0
0
0
0
0
0
0
0
0
0
0
0
0
0
0
0
0
0
0
0
0
0
0
0
0
0
0
0
0
0
0
0
0
0
0
0
0
0
0
0
0
0
0
0
0
0
0
0
0
0
0
0
0
0
0
0
0
0
0
0
0
0
0
0
0
0
0
0
0
0
0
0
0
0
0
0
0
0
0
0
0
0
0
0
0
0
0
0
0
0
0
0
0
0
0
0
0
0
0
0
0
0
0
0
0
0
0
0
0
0
0
0
0
0
0
0
0
0
0
0
0
0
0
0
0
0
0
0
0
0
0
0
0
0
0
0
0
0
0
0
0
0
0
0
0
0
0
0
0
0
0
0
0
0
0
0
0
0
0
0
0
0
0
0
0
0
0
0
0
0
0
0
0
0
0
0
0
0
0
0
0
0
0
0
0
0
0
0
0
0
0
0
0
0
0
0
0
0
0
0
0
0
0
0
0
0
0
0
0
0
0
0
0
0
0
0
0
0
0
0
0
0
0
0
0
0
0
0
0
0
0
0
0
0
0
0
0
0
0
0
0
0
0
0
0
0
0
0
0
0
0
0
0
0
0
0
0
0
0
0
0
0
0
0
0
0
0
0
0
0
0
0
0
0
0
0
0
0
0
0
0
0
0
0
0
0
0
0
0
0
0
0
0
0
0
0
0
0
0
0
0
0
0
0
0
0
0
0
0
0
0
0
0
0
0
0
0
0
0
0
0
0
0
0
0
0
0
0
0
0
0
0
0
0
0
0
0
0
0
0
0
0
0
0
0
0
0
0
0
0
0
0
0
0
0
0
0
0
0
0
0
0
0
0
0
0
0
0
0
0
0
0
0
0
0
0
0
0
0
0
0
0
0
0
0
0
0
0
0
0
0
0
0
0
0
0
0
0
0
0
0
0
0
0
0
0
0
0
0
0
0
0
0
0
0
0
0
0
0
0
0
0
0
0
0
0
0
0
0
0
0
0
0
0
0
0
0
0
0
0
0
0
0
0
0
0
0
0
0
0
0
0
0
0
0
0
0
0
0
0
0
0
0
0
0
0
0
0
0
0
0
0
0
0
0
0
0
0
0
0
0
0
0
0
0
0
0
0
0
0
0
0
0
0
0
0
0
0
0
0
0
0
0
0
0
0
0
0
0
0
0
0
0
0
0
0
0
0
0
0
0
0
0
0
0
0
0
0
0
0
0
0
0
0
0
0
0
0
0
0
0
0
0
0
0
0
0
0
0
0
0
0
0
0
0
0
0
0
0
0
0
0
0
0
0
0
0
0
0
0
0
0
0
0
0
0
0
0
0
0
0
0
0
0
0
0
0
0
0
0
0
0
0
0
0
0
0
0
0
0
0
0
0
0
0
0
0
0
0
0
0
0
0
0
0
0
0
0
0
0
0
0
0
0
0
0
0
0
0
0
0
0
0
0
0
0
0
0
0
0
0
0
0
0
0
0
0
0
0
0
0
0
0
0
0
0
0
0
0
0
0
0
0
0
0
0
0
0
0
0
0
0
0
0
0
0
0
0
0
0
0
0
0
0
0
0
0
0
0
0
0
0
0
0
0
0
0
0
0
0
0
0
0
0
0
0
0
0
0
0
0
0
0
0
0
0
0
0
0
0
0
0
0
0
0
0
0
0
0
0
0
0
0
0
0
0
0
0
0
0
0
0
0
0
0
0
0
0
0
0
0
0
0
0
0
0
0
0
0
0
0
0
0
0
0
0
0
0
0
0
0
0
0
0
0
0
0
0
0
0
0
0
0
0
0
0
0
0
0
0
0
0
0
0
0
0
0
0
0
0
0
0
0
0
0
0
0
0
0
0
0
0
0
0
0
0
0
0
0
0
0
0
0
0
0
0
0
0
0
0
0
0
0
0
0
0
0
0
0
0
0
0
0
0
0
0
0
0
0
0
0
0
0
0
0
0
0
0
0
0
0
0
0
0
0
0
0
0
0
0
0
0
0
0
0
0
0
0
0
0
0
0
0
0
0
0
0
0
0
0
0
0
0
0
0
0
0
0
0
0
0
0
0
0
0
0
0
0
0
0
0
0
0
0
0
0
0
0
0
0
0
0
0
0
0
0
0
0
0
0
0
0
0
0
0
0
0
0
0
0
0
0
0
0
0
0
0
0
0
0
0
0
0
0
0
0
0
0
0
0
0
0
0
0
0
0
0
0
0
0
0
0
0
0
0
0
0
0
0
0
0
0
0
0
0
0
0
0
0
0
0
0
0
0
0
0
0
0
0
0
0
0
0
0
0
0
0
0
0
0
0
0
0
0
0
0
0
0
0
0
0
0
0
0
0
0
0
0
0
0
0
0
0
0
0
0
0
0
0
0
0
0
0
0
0
0
0
0
0
0
0
0
0
0
0
0
0
0
0
0
0
0
0
0
0
0
0
0
0
0
0
0
0
0
0
0
0
0
0
0
0
0
0
0
0
0
0
0
0
0
0
0
0
0
0
0
0
0
0
0
0
0
0
0
0
0
0
0
0
0
0
0
0
0
0
0
0
0
0
0
0
0
0
0
0
0
0
0
0
0
0
0
0
0
0
0
0
0
0
0
0
0
0
0
0
0
0
0
0
0
0
0
0
0
0
0
0
0
0
0
0
0
0
0
0
0
0
0
0
0
0
0
0
0
0
0
0
0
0
0
0
0
0
0
0
0
0
0
0
0
0
0
0
0
0
0
0
0
0
0
0
0
0
0
0
0
0
0
0
0
0
0
0
0
0
0
0
0
0
0
0
0
0
0
0
0
0
0
0
0
0
0
0
0
0
0
0
0
0
0
0
0
0
0
0
0
0
0
0
0
0
0
0
0
0
0
0
0
0
0
0
0
0
0
0
0
0
0
0
0
0
0
0
0
0
0
0
0
0
0
0
0
0
0
0
0
0
0
0
0
0
0
0
0
0
0
0
0
0
0
0
0
0
0
0
0
0
0
0
0
0
0
0
0
0
0
0
0
0
0
0
0
0
0
0
0
0
0
0
0
0
0
0
0
0
0
0
0
0
0
0
0
0
0
0
0
0
0
0
0
0
0
0
0
0
0
0
0
0
0
0
0
0
0
0
0
0
0
0
0
0
0
0
0
0
0
0
0
0
0
0
0
0
0
0
0
0
0
0
0
0
0
0
0
0
0
0
0
0
0
0
0
0
0
0
0
0
0
0
0
0
0
0
0
0
0
0
0
0
0
0
0
0
0
0
0
0
0
0
0
0
0
0
0
0
0
0
0
0
0
0
0
0
0
0
0
0
0
0
0
0
0
0
0
0
0
0
0
0
0
0
0
0
0
0
0
0
0
0
0
0
0
0
0
0
0
0
0
0
0
0
0
0
0
0
0
0
0
0
0
0
0
0
0
0
0
0
0
0
0
0
0
0
0
0
0
0
0
0
0
0
0
0
0
0
0
0
0
0
0
0
0
0
0
0
0
0
0
0
0
0
0
0
0
0
0
0
0
0
0
0
0
0
0
0
0
0
0
0
0
0
0
0
0
0
0
0
0
0
0
0
0
0
0
0
0
0
0
0
0
0
0
0
0
0
0
0
0
0
0
0
0
0
0
0
0
0
0
0
0
0
0
0
0
0
0
0
0
0
0
0
0
0
0
0
0
0
0
0
0
0
0
0
0
0
0
0
0
0
0
0
0
0
0
0
0
0
0
0
0
0
0
0
0
0
0
0
0
0
0
0
0
0
0
0
0
0
0
0
0
0
0
0
0
0
0
0
0
0
0
0
0
0
0
0
0
0
0
0
0
0
0
0
0
0
0
0
0
0
0
0
0
0
0
0
0
0
0
0
0
0
0
0
0
0
0
0
0
0
0
0
0
0
0
0
0
0
0
0
0
0
0
0
0
0
0
0
0
0
0
0
0
0
0
0
0
0
0
0
0
0
0
0
0
0
0
0
0
0
0
0
0
0
0
0
0
0
0
0
0
0
0
0
0
0
0
0
0
0
0
0
0
0
0
0
0
0
0
0
0
0
0
0
0
0
0
0
0
0
0
0
0
0
0
0
0
0
0
0
0
0
0
0
0
0
0
0
0
0
0
0
0
0
0
0
0
0
0
0
0
0
0
0
0
0
0
0
0
0
0
0
0
0
0
0
0
0
0
0
0
0
0
0
0
0
0
0
0
0
0
0
0
0
0
0
0
0
0
0
0
0
0
0
0
0
0
0
0
0
0
0
0
0
0
0
0
0
0
0
0
0
0
0
0
0
0
0
0
0
0
0
0
0
0
0
0
0
0
0
0
0
0
0
0
0
0
0
0
0
0
0
0
0
0
0
0
0
0
0
0
0
0
0
0
0
0
0
0
0
0
0
0
0
0
0
0
0
0
0
0
0
0
0
0
0
0
0
0
0
0
0
0
0
0
0
0
0
0
0
0
0
0
0
0
0
0
0
0
0
0
0
0
0
0
0
0
0
0
0
0
0
0
0
0
0
0
0
0
0
0
0
0
0
0
0
0
0
0
0
0
0
0
0
0
0
0
0
0
0
0
0
0
0
0
0
0
0
0
0
0
0
0
0
0
0
0
0
0
0
0
0
0
0
0
0
0
0
0
0
0
0
0
0
0
0
0
0
0
0
0
0
0
0
0
0
0
0
0
0
0
0
0
0
0
0
0
0
0
0
0
0
0
0
0
0
0
0
0
0
0
0
0
0
0
0
0
0
0
0
0
0
0
0
0
0
0
0
0
0
0
0
0
0
0
0
0
0
0
0
0
0
0
0
0
0
0
0
0
0
0
0
0
0
0
0
0
0
0
0
0
0
0
0
0
0
0
0
0
0
0
0
0
0
0
0
0
0
0
0
0
0
0
0
0
0
0
0
0
0
0
0
0
0
0
0
0
0
0
0
0
0
0
0
0
0
0
0
0
0
0
0
0
0
0
0
0
0
0
0
0
0
0
0
0
0
0
0
0
0
0
0
0
0
0
0
0
0
0
0
0
0
0
0
0
0
0
0
0
0
0
0
0
0
0
0
0
0
0
0
0
0
0
0
0
0
0
0
0
0
0
0
0
0
0
0
0
0
0
0
0
0
0
0
0
0
0
0
0
0
0
0
0
0
0
0
0
0
0
0
0
0
0
0
0
0
0
0
0
0
0
0
0
0
0
0
0
0
0
0
0
0
0
0
0
0
0
0
0
0
0
0
0
0
0
0
0
0
0
0
0
0
0
0
0
0
0
0
0
0
0
0
0
0
0
0
0
0
0
0
0
0
0
0
0
0
0
0
0
0
0
0
0
0
0
0
0
0
0
0
0
0
0
0
0
0
0
0
0
0
0
0
0
0
0
0
0
0
0
0
0
0
0
0
0
0
0
0
0
0
0
0
0
0
0
0
0
0
0
0
0
0
0
0
0
0
0
0
0
0
0
0
0
0
0
0
0
0
0
0
0
0
0
0
0
0
0
0
0
0
0
0
0
0
0
0
0
0
0
0
0
0
0
0
0
0
0
0
0
0
0
0
0
0
0
0
0
0
0
0
0
0
0
0
0
0
0
0
0
0
0
0
0
0
0
0
0
0
0
0
0
0
0
0
0
0
0
0
0
0
0
0
0
0
0
0
0
0
0
0
0
0
0
0
0
0
0
0
0
0
0
0
0
0
0
0
0
0
0
0
0
0
0
0
0
0
0
0
0
0
0
0
0
0
0
0
0
0
0
0
0
0
0
0
0
0
0
0
0
0
0
0
0
0
0
0
0
0
0
0
0
0
0
0
0
0
0
0
0
0
0
0
0
0
0
0
0
0
0
0
0
0
0
0
0
0
0
0
0
0
0
0
0
0
0
0
0
0
0
0
0
0
0
0
0
0
0
0
0
0
0
0
0
0
0
0
0
0
0
0
0
0
0
0
0
0
0
0
0
0
0
0
0
0
0
0
0
0
0
0
0
0
0
0
0
0
0
0
0
0
0
0
0
0
0
0
0
0
0
0
0
0
0
0
0
0
0
0
0
0
0
0
0
0
0
0
0
0
0
0
0
0
0
0
0
0
0
0
0
0
0
0
0
0
0
0
0
0
0
0
0
0
0
0
0
0
0
0
0
0
0
0
0
0
0
0
0
0
0
0
0
0
0
0
0
0
0
0
0
0
0
0
0
0
0
0
0
0
0
0
0
0
0
0
0
0
0
0
0
0
0
0
0
0
0
0
0
0
0
0
0
0
0
0
0
0
0
0
0
0
0
0
0
0
0
0
0
0
0
0
0
0
0
0
0
0
0
0
0
0
0
0
0
0
0
0
0
0
0
0
0
0
0
0
0
0
0
0
0
0
0
0
0
0
0
0
0
0
0
0
0
0
0
0
0
0
0
0
0
0
0
0
0
0
0
0
0
0
0
0
0
0
0
0
0
0
0
0
0
0
0
0
0
0
0
0
0
0
0
0
0
0
0
0
0
0
0
0
0
0
0
0
0
0
0
0
0
0
0
0
0
0
0
0
0
0
0
0
0
0
0
0
0
0
0
0
0
0
0
0
0
0
0
0
0
0
0
0
0
0
0
0
0
0
0
0
0
0
0
0
0
0
0
0
0
0
0
0
0
0
0
0
0
0
0
0
0
0
0
0
0
0
0
0
0
0
0
0
0
0
0
0
0
0
0
0
0
0
0
0
0
0
0
0
0
0
0
0
0
0
0
0
0
0
0
0
0
0
0
0
0
0
0
0
0
0
0
0
0
0
0
0
0
0
0
0
0
0
0
0
0
0
0
0
0
0
0
0
0
0
0
0
0
0
0
0
0
0
0
0
0
0
0
0
0
0
0
0
0
0
0
0
0
0
0
0
0
0
0
0
0
0
0
0
0
0
0
0
0
0
0
0
0
0
0
0
0
0
0
0
0
0
0
0
0
0
0
0
0
0
0
0
0
0
0
0
0
0
0
0
0
0
0
0
0
0
0
0
0
0
0
0
0
0
0
0
0
0
0
0
0
0
0
0
0
0
0
0
0
0
0
0
0
0
0
0
0
0
0
0
0
0
0
0
0
0
0
0
0
0
0
0
0
0
0
0
0
0
0
0
0
0
0
0
0
0
0
0
0
0
0
0
0
0
0
0
0
0
0
0
0
0
0
0
0
0
0
0
0
0
0
0
0
0
0
0
0
0
0
0
0
0
0
0
0
0
0
0
0
0
0
0
0
0
0
0
0
0
0
0
0
0
0
0
0
0
0
0
0
0
0
0
0
0
0
0
0
0
0
0
0
0
0
0
0
0
0
0
0
0
0
0
0
0
0
0
0
0
0
0
0
0
0
0
0
0
0
0
0
0
0
0
0
0
0
0
0
0
0
0
0
0
0
0
0
0
0
0
0
0
0
0
0
0
0
0
0
0
0
0
0
0
0
0
0
0
0
0
0
0
0
0
0
0
0
0
0
0
0
0
0
0
0
0
0
0
0
0
0
0
0
0
0
0
0
0
0
0
0
0
0
0
0
0
0
0
0
0
0
0
0
0
0
0
0
0
0
0
0
0
0
0
0
0
0
0
0
0
0
0
0
0
0
0
0
0
0
0
0
0
0
0
0
0
0
0
0
0
0
0
0
0
0
0
0
0
0
0
0
0
0
0
0
0
0
0
0
0
0
0
0
0
0
0
0
0
0
0
0
0
0
0
0
0
0
0
0
0
0
0
0
0
0
0
0
0
0
0
0
0
0
0
0
0
0
0
0
0
0
0
0
0
0
0
0
0
0
0
0
0
0
0
0
0
0
0
0
0
0
0
0
0
0
0
0
0
0
0
0
0
0
0
0
0
0
0
0
0
0
0
0
0
0
0
0
0
0
0
0
0
0
0
0
0
0
0
0
0
0
0
0
0
0
0
0
0
0
0
0
0
0
0
0
0
0
0
0
0
0
0
0
0
0
0
0
0
0
0
0
0
0
0
0
0
0
0
0
0
0
0
0
0
0
0
0
0
0
0
0
0
0
0
0
0
0
0
0
0
0
0
0
0
0
0
0
0
0
0
0
0
0
0
0
0
0
0
0
0
0
0
0
0
0
0
0
0
0
0
0
0
0
0
0
0
0
0
0
0
0
0
0
0
0
0
0
0
0
0
0
0
0
0
0
0
0
0
0
0
0
0
0
0
0
0
0
0
0
0
0
0
0
0
0
0
0
0
0
0
0
0
0
0
0
0
0
0
0
0
0
0
0
0
0
0
0
0
0
0
0
0
0
0
0
0
0
0
0
0
0
0
0
0
0
0
0
0
0
0
0
0
0
0
0
0
0
0
0
0
0
0
0
0
0
0
0
0
0
0
0
0
0
0
0
0
0
0
0
0
0
0
0
0
0
0
0
0
0
0
0
0
0
0
0
0
0
0
0
0
0
0
0
0
0
0
0
0
0
0
0
0
0
0
0
0
0
0
0
0
0
0
0
0
0
0
0
0
0
0
0
0
0
0
0
0
0
0
0
0
0
0
0
0
0
0
0
0
0
0
0
0
0
0
0
0
0
0
0
0
0
0
0
0
0
0
0
0
0
0
0
0
0
0
0
0
0
0
0
0
0
0
0
0
0
0
0
0
0
0
0
0
0
0
0
0
0
0
0
0
0
0
0
0
0
0
0
0
0
0
0
0
0
0
0
0
0
0
0
0
0
0
0
0
0
0
0
0
0
0
0
0
0
0
0
0
0
0
0
0
0
0
0
0
0
0
0
0
0
0
0
0
0
0
0
0
0
0
0
0
0
0
0
0
0
0
0
0
0
0
0
0
0
0
0
0
0
0
0
0
0
0
0
0
0
0
0
0
0
0
0
0
0
0
0
0
0
0
0
0
0
0
0
0
0
0
0
0
0
0
0
0
0
0
0
0
0
0
0
0
0
0
0
0
0
0
0
0
0
0
0
0
0
0
0
0
0
0
0
0
0
0
0
0
0
0
0
0
0
0
0
0
0
0
0
0
0
0
0
0
0
0
0
0
0
0
0
0
0
0
0
0
0
0
0
0
0
0
0
0
0
0
0
0
0
0
0
0
0
0
0
0
0
0
0
0
0
0
0
0
0
0
0
0
0
0
0
0
0
0
0
0
0
0
0
0
0
0
0
0
0
0
0
0
0
0
0
0
0
0
0
0
0
0
0
0
0
0
0
0
0
0
0
0
0
0
0
0
0
0
0
0
0
0
0
0
0
0
0
0
0
0
0
0
0
0
0
0
0
0
0
0
0
0
0
0
0
0
0
0
0
0
0
0
0
0
0
0
0
0
0
0
0
0
0
0
0
0
0
0
0
0
0
0
0
0
0
0
0
0
0
0
0
0
0
0
0
0
0
0
0
0
0
0
0
0
0
0
0
0
0
0
0
0
0
0
0
0
0
0
0
0
0
0
0
0
0
0
0
0
0
0
0
0
0
0
0
0
0
0
0
0
0
0
0
0
0
0
0
0
0
0
0
0
0
0
0
0
0
0
0
0
0
0
0
0
0
0
0
0
0
0
0
0
0
0
0
0
0
0
0
0
0
0
0
0
0
0
0
0
0
0
0
0
0
0
0
0
0
0
0
0
0
0
0
0
0
0
0
0
0
0
0
0
0
0
0
0
0
0
0
0
0
0
0
0
0
0
0
0
0
0
0
0
0
0
0
0
0
0
0
0
0
0
0
0
0
0
0
0
0
0
0
0
0
0
0
0
0
0
0
0
0
0
0
0
0
0
0
0
0
0
0
0
0
0
0
0
0
0
0
0
0
0
0
0
0
0
0
0
0
0
0
0
0
0
0
0
0
0
0
0
0
0
0
0
0
0
0
0
0
0
0
0
0
0
0
0
0
0
0
0
0
0
0
0
0
0
0
0
0
0
0
0
0
0
0
0
0
0
0
0
0
0
0
0
0
0
0
0
0
0
0
0
0
0
0
0
0
0
0
0
0
0
0
0
0
0
0
0
0
0
0
0
0
0
0
0
0
0
0
0
0
0
0
0
0
0
0
0
0
0
0
0
0
0
0
0
0
0
0
0
0
0
0
0
0
0
0
0
0
0
0
0
0
0
0
0
0
0
0
0
0
0
0
0
0
0
0
0
0
0
0
0
0
0
0
0
0
0
0
0
0
0
0
0
0
0
0
0
0
0
0
0
0
0
0
0
0
0
0
0
0
0
0
0
0
0
0
0
0
0
0
0
0
0
0
0
0
0
0
0
0
0
0
0
0
0
0
0
0
0
0
0
0
0
0
0
0
0
0
0
0
0
0
0
0
0
0
0
0
0
0
0
0
0
0
0
0
0
0
0
0
0
0
0
0
0
0
0
0
0
0
0
0
0
0
0
0
0
0
0
0
0
0
0
0
0
0
0
0
0
0
0
0
0
0
0
0
0
0
0
0
0
0
0
0
0
0
0
0
0
0
0
0
0
0
0
0
0
0
0
0
0
0
0
0
0
0
0
0
0
0
0
0
0
0
0
0
0
0
0
0
0
0
0
0
0
0
0
0
0
0
0
0
0
0
0
0
0
0
0
0
0
0
0
0
0
0
0
0
0
0
0
0
0
0
0
0
0
0
0
0
0
0
0
0
0
0
0
0
0
0
0
0
0
0
0
0
0
0
0
0
0
0
0
0
0
0
0
0
0
0
0
0
0
0
0
0
0
0
0
0
0
0
0
0
0
0
0
0
0
0
0
0
0
0
0
0
0
0
0
0
0
0
0
0
0
0
0
0
0
0
0
0
0
0
0
0
0
0
0
0
0
0
0
0
0
0
0
0
0
0
0
0
0
0
0
0
0
0
0
0
0
0
0
0
0
0
0
0
0
0
0
0
0
0
0
0
0
0
0
0
0
0
0
0
0
0
0
0
0
0
0
0
0
0
0
0
0
0
0
0
0
0
0
0
0
0
0
0
0
0
0
0
0
0
0
0
0
0
0
0
0
0
0
0
0
0
0
0
0
0
0
0
0
0
0
0
0
0
0
0
0
0
0
0
0
0
0
0
0
0
0
0
0
0
0
0
0
0
0
0
0
0
0
0
0
0
0
0
0
0
0
0
0
0
0
0
0
0
0
0
0
0
0
0
0
0
0
0
0
0
0
0
0
0
0
0
0
0
0
0
0
0
0
0
0
0
0
0
0
0
0
0
0
0
0
0
0
0
0
0
0
0
0
0
0
0
0
0
0
0
0
0
0
0
0
0
0
0
0
0
0
0
0
0
0
0
0
0
0
0
0
0
0
0
0
0
0
0
0
0
0
0
0
0
0
0
0
0
0
0
0
0
0
0
0
0
0
0
0
0
0
0
0
0
0
0
0
0
0
0
0
0
0
0
0
0
0
0
0
0
0
0
0
0
0
0
0
0
0
0
0
0
0
0
0
0
0
0
0
0
0
0
0
0
0
0
0
0
0
0
0
0
0
0
0
0
0
0
0
0
0
0
0
0
0
0
0
0
0
0
0
0
0
0
0
0
0
0
0
0
0
0
0
0
0
0
0
0
0
0
0
0
0
0
0
0
0
0
0
0
0
0
0
0
0
0
0
0
0
0
0
0
0
0
0
0
0
0
0
0
0
0
0
0
0
0
0
0
0
0
0
0
0
0
0
0
0
0
0
0
0
0
0
0
0
0
0
0
0
0
0
0
0
0
0
0
0
0
0
0
0
0
0
0
0
0
0
0
0
0
0
0
0
0
0
0
0
0
0
0
0
0
0
0
0
0
0
0
0
0
0
0
0
0
0
0
0
0
0
0
0
0
0
0
0
0
0
0
0
0
0
0
0
0
0
0
0
0
0
0
0
0
0
0
0
0
0
0
0
0
0
0
0
0
0
0
0
0
0
0
0
0
0
0
0
0
0
0
0
0
0
0
0
0
0
0
0
0
0
0
0
0
0
0
0
0
0
0
0
0
0
0
0
0
0
0
0
0
0
0
0
0
0
0
0
0
0
0
0
0
0
0
0
0
0
0
0
0
0
0
0
0
0
0
0
0
0
0
0
0
0
0
0
0
0
0
0
0
0
0
0
0
0
0
0
0
0
0
0
0
0
0
0
0
0
0
0
0
0
0
0
0
0
0
0
0
0
0
0
0
0
0
0
0
0
0
0
0
0
0
0
0
0
0
0
0
0
0
0
0
0
0
0
0
0
0
0
0
0
0
0
0
0
0
0
0
0
0
0
0
0
0
0
0
0
0
0
0
0
0
0
0
0
0
0
0
0
0
0
0
0
0
0
0
0
0
0
0
0
0
0
0
0
0
0
0
0
0
0
0
0
0
0
0
0
0
0
0
0
0
0
0
0
0
0
0
0
0
0
0
0
0
0
0
0
0
0
0
0
0
0
0
0
0
0
0
0
0
0
0
0
0
0
0
0
0
0
0
0
0
0
0
0
0
0
0
0
0
0
0
0
0
0
0
0
0
0
0
0
0
0
0
0
0
0
0
0
0
0
0
0
0
0
0
0
0
0
0
0
0
0
0
0
0
0
0
0
0
0
0
0
0
0
0
0
0
0
0
0
0
0
0
0
0
0
0
0
0
0
0
0
0
0
0
0
0
0
0
0
0
0
0
0
0
0
0
0
0
0
0
0
0
0
0
0
0
0
0
0
0
0
0
0
0
0
0
0
0
0
0
0
0
0
0
0
0
0
0
0
0
0
0
0
0
0
0
0
0
0
0
0
0
0
0
0
0
0
0
0
0
0
0
0
0
0
0
0
0
0
0
0
0
0
0
0
0
0
0
0
0
0
0
0
0
0
0
0
0
0
0
0
0
0
0
0
0
0
0
0
0
0
0
0
0
0
0
0
0
0
0
0
0
0
0
0
0
0
0
0
0
0
0
0
0
0
0
0
0
0
0
0
0
0
0
0
0
0
0
0
0
0
0
0
0
0
0
0
0
0
0
0
0
0
0
0
0
0
0
0
0
0
0
0
0
0
0
0
0
0
0
0
0
0
0
0
0
0
0
0
0
0
0
0
0
0
0
0
0
0
0
0
0
0
0
0
0
0
0
0
0
0
0
0
0
0
0
0
0
0
0
0
0
0
0
0
0
0
0
0
0
0
0
0
0
0
0
0
0
0
0
0
0
0
0
0
0
0
0
0
0
0
0
0
0
0
0
0
0
0
0
0
0
0
0
0
0
0
0
0
0
0
0
0
0
0
0
0
0
0
0
0
0
0
0
0
0
0
0
0
0
0
0
0
0
0
0
0
0
0
0
0
0
0
0
0
0
0
0
0
0
0
0
0
0
0
0
0
0
0
0
0
0
0
0
0
0
0
0
0
0
0
0
0
0
0
0
0
0
0
0
0
0
0
0
0
0
0
0
0
0
0
0
0
0
0
0
0
0
0
0
0
0
0
0
0
0
0
0
0
0
0
0
0
0
0
0
0
0
0
0
0
0
0
0
0
0
0
0
0
0
0
0
0
0
0
0
0
0
0
0
0
0
0
0
0
0
0
0
0
0
0
0
0
0
0
0
0
0
0
0
0
0
0
0
0
0
0
0
0
0
0
0
0
0
0
0
0
0
0
0
0
0
0
0
0
0
0
0
0
0
0
0
0
0
0
0
0
0
0
0
0
0
0
0
0
0
0
0
0
0
0
0
0
0
0
0
0
0
0
0
0
0
0
0
0
0
0
0
0
0
0
0
0
0
0
0
0
0
0
0
0
0
0
0
0
0
0
0
0
0
0
0
0
0
0
0
0
0
0
0
0
0
0
0
0
0
0
0
0
0
0
0
0
0
0
0
0
0
0
0
0
0
0
0
0
0
0
0
0
0
0
0
0
0
0
0
0
0
0
0
0
0
0
0
0
0
0
0
0
0
0
0
0
0
0
0
0
0
0
0
0
0
0
0
0
0
0
0
0
0
0
0
0
0
0
0
0
0
0
0
0
0
0
0
0
0
0
0
0
0
0
0
0
0
0
0
0
0
0
0
0
0
0
0
0
0
0
0
0
0
0
0
0
0
0
0
0
0
0
0
0
0
0
0
0
0
0
0
0
0
0
0
0
0
0
0
0
0
0
0
0
0
0
0
0
0
0
0
0
0
0
0
0
0
0
0
0
0
0
0
0
0
0
0
0
0
0
0
0
0
0
0
0
0
0
0
0
0
0
0
0
0
0
0
0
0
0
0
0
0
0
0
0
0
0
0
0
0
0
0
0
0
0
0
0
0
0
0
0
0
0
0
0
0
0
0
0
0
0
0
0
0
0
0
0
0
0
0
0
0
0
0
0
0
0
0
0
0
0
0
0
0
0
0
0
0
0
0
0
0
0
0
0
0
0
0
0
0
0
0
0
0
0
0
0
0
0
0
0
0
0
0
0
0
0
0
0
0
0
0
0
0
0
0
0
0
0
0
0
0
0
0
0
0
0
0
0
0
0
0
0
0
0
0
0
0
0
0
0
0
0
0
0
0
0
0
0
0
0
0
0
0
0
0
0
0
0
0
0
0
0
0
0
0
0
0
0
0
0
0
0
0
0
0
0
0
0
0
0
0
0
0
0
0
0
0
0
0
0
0
0
0
0
0
0
0
0
0
0
0
0
0
0
0
0
0
0
0
0
0
0
0
0
0
0
0
0
0
0
0
0
0
0
0
0
0
0
0
0
0
0
0
0
0
0
0
0
0
0
0
0
0
0
0
0
0
0
0
0
0
0
0
0
0
0
0
0
0
0
0
0
0
0
0
0
0
0
0
0
0
0
0
0
0
0
0
0
0
0
0
0
0
0
0
0
0
0
0
0
0
0
0
0
0
0
0
0
0
0
0
0
0
0
0
0
0
0
0
0
0
0
0
0
0
0
0
0
0
0
0
0
0
0
0
0
0
0
0
0
0
0
0
0
0
0
0
0
0
0
0
0
0
0
0
0
0
0
0
0
0
0
0
0
0
0
0
0
0
0
0
0
0
0
0
0
0
0
0
0
0
0
0
0
0
0
0
0
0
0
0
0
0
0
0
0
0
0
0
0
0
0
0
0
0
0
0
0
0
0
0
0
0
0
0
0
0
0
0
0
0
0
0
0
0
0
0
0
0
0
0
0
0
0
0
0
0
0
0
0
0
0
0
0
0
0
0
0
0
0
0
0
0
0
0
0
0
0
0
0
0
0
0
0
0
0
0
0
0
0
0
0
0
0
0
0
0
0
0
0
0
0
0
0
0
0
0
0
0
0
0
0
0
0
0
0
0
0
0
0
0
0
0
0
0
0
0
0
0
0
0
0
0
0
0
0
0
0
0
0
0
0
0
0
0
0
0
0
0
0
0
0
0
0
0
0
0
0
0
0
0
0
0
0
0
0
0
0
0
0
0
0
0
0
0
0
0
0
0
0
0
0
0
0
0
0
0
0
0
0
0
0
0
0
0
0
0
0
0
0
0
0
0
0
0
0
0
0
0
0
0
0
0
0
0
0
0
0
0
0
0
0
0
0
0
0
0
0
0
0
0
0
0
0
0
0
0
0
0
0
0
0
0
0
0
0
0
0
0
0
0
0
0
0
0
0
0
0
0
0
0
0
0
0
0
0
0
0
0
0
0
0
0
0
0
0
0
0
0
0
0
0
0
0
0
0
0
0
0
0
0
0
0
0
0
0
0
0
0
0
0
0
0
0
0
0
0
0
0
0
0
0
0
0
0
0
0
0
0
0
0
0
0
0
0
0
0
0
0
0
0
0
0
0
0
0
0
0
0
0
0
0
0
0
0
0
0
0
0
0
0
0
0
0
0
0
0
0
0
0
0
0
0
0
0
0
0
0
0
0
0
0
0
0
0
0
0
0
0
0
0
0
0
0
0
0
0
0
0
0
0
0
0
0
0
0
0
0
0
0
0
0
0
0
0
0
0
0
0
0
0
0
0
0
0
0
0
0
0
0
0
0
0
0
0
0
0
0
0
0
0
0
0
0
0
0
0
0
0
0
0
0
0
0
0
0
0
0
0
0
0
0
0
0
0
0
0
0
0
0
0
0
0
0
0
0
0
0
0
0
0
0
0
0
0
0
0
0
0
0
0
0
0
0
0
0
0
0
0
0
0
0
0
0
0
0
0
0
0
0
0
0
0
0
0
0
0
0
0
0
0
0
0
0
0
0
0
0
0
0
0
0
0
0
0
0
0
0
0
0
0
0
0
0
0
0
0
0
0
0
0
0
0
0
0
0
0
0
0
0
0
0
0
0
0
0
0
0
0
0
0
0
0
0
0
0
0
0
0
0
0
0
0
0
0
0
0
0
0
0
0
0
0
0
0
0
0
0
0
0
0
0
0
0
0
0
0
0
0
0
0
0
0
0
0
0
0
0
0
0
0
0
0
0
0
0
0
0
0
0
0
0
0
0
0
0
0
0
0
0
0
0
0
0
0
0
0
0
0
0
0
0
0
0
0
0
0
0
0
0
0
0
0
0
0
0
0
0
0
0
0
0
0
0
0
0
0
0
0
0
0
0
0
0
0
0
0
0
0
0
0
0
0
0
0
0
0
0
0
0
0
0
0
0
0
0
0
0
0
0
0
0
0
0
0
0
0
0
0
0
0
0
0
0
0
0
0
0
0
0
0
0
0
0
0
0
0
0
0
0
0
0
0
0
0
0
0
0
0
0
0
0
0
0
0
0
0
0
0
0
0
0
0
0
0
0
0
0
0
0
0
0
0
0
0
0
0
0
0
0
0
0
0
0
0
0
0
0
0
0
0
0
0
0
0
0
0
0
0
0
0
0
0
0
0
0
0
0
0
0
0
0
0
0
0
0
0
0
0
0
0
0
0
0
0
0
0
0
0
0
0
0
0
0
0
0
0
0
0
0
0
0
0
0
0
0
0
0
0
0
0
0
0
0
0
0
0
0
0
0
0
0
0
0
0
0
0
0
0
0
0
0
0
0
0
0
0
0
0
0
0
0
0
0
0
0
0
0
0
0
0
0
0
0
0
0
0
0
0
0
0
0
0
0
0
0
0
0
0
0
0
0
0
0
0
0
0
0
0
0
0
0
0
0
0
0
0
0
0
0
0
0
0
0
0
0
0
0
0
0
0
0
0
0
0
0
0
0
0
0
0
0
0
0
0
0
0
0
0
0
0
0
0
0
0
0
0
0
0
0
0
0
0
0
0
0
0
0
0
0
0
0
0
0
0
0
0
0
0
0
0
0
0
0
0
0
0
0
0
0
0
0
0
0
0
0
0
0
0
0
0
0
0
0
0
0
0
0
0
0
0
0
0
0
0
0
0
0
0
0
0
0
0
0
0
0
0
0
0
0
0
0
0
0
0
0
0
0
0
0
0
0
0
0
0
0
0
0
0
0
0
0
0
0
0
0
0
0
0
0
0
0
0
0
0
0
0
0
0
0
0
0
0
0
0
0
0
0
0
0
0
0
0
0
0
0
0
0
0
0
0
0
0
0
0
0
0
0
0
0
0
0
0
0
0
0
0
0
0
0
0
0
0
0
0
0
0
0
0
0
0
0
0
0
0
0
0
0
0
0
0
0
0
0
0
0
0
0
0
0
0
0
0
0
0
0
0
0
0
0
0
0
0
0
0
0
0
0
0
0
0
0
0
0
0
0
0
0
0
0
0
0
0
0
0
0
0
0
0
0
0
0
0
0
0
0
0
0
0
0
0
0
0
0
0
0
0
0
0
0
0
0
0
0
0
0
0
0
0
0
0
0
0
0
0
0
0
0
0
0
0
0
0
0
0
0
0
0
0
0
0
0
0
0
0
0
0
0
0
0
0
0
0
0
0
0
0
0
0
0
0
0
0
0
0
0
0
0
0
0
0
0
0
0
0
0
0
0
0
0
0
0
0
0
0
0
0
0
0
0
0
0
0
0
0
0
0
0
0
0
0
0
0
0
0
0
0
0
0
0
0
0
0
0
0
0
0
0
0
0
0
0
0
0
0
0
0
0
0
0
0
0
0
0
0
0
0
0
0
0
0
0
0
0
0
0
0
0
0
0
0
0
0
0
0
0
0
0
0
0
0
0
0
0
0
0
0
0
0
0
0
0
0
0
0
0
0
0
0
0
0
0
0
0
0
0
0
0
0
0
0
0
0
0
0
0
0
0
0
0
0
0
0
0
0
0
0
0
0
0
0
0
0
0
0
0
0
0
0
0
0
0
0
0
0
0
0
0
0
0
0
0
0
0
0
0
0
0
0
0
0
0
0
0
0
0
0
0
0
0
0
0
0
0
0
0
0
0
0
0
0
0
0
0
0
0
0
0
0
0
0
0
0
0
0
0
0
0
0
0
0
0
0
0
0
0
0
0
0
0
0
0
0
0
0
0
0
0
0
0
0
0
0
0
0
0
0
0
0
0
0
0
0
0
0
0
0
0
0
0
0
0
0
0
0
0
0
0
0
0
0
0
0
0
0
0
0
0
0
0
0
0
0
0
0
0
0
0
0
0
0
0
0
0
0
0
0
0
0
0
0
0
0
0
0
0
0
0
0
0
0
0
0
0
0
0
0
0
0
0
0
0
0
0
0
0
0
0
0
0
0
0
0
0
0
0
0
0
0
0
0
0
0
0
0
0
0
0
0
0
0
0
0
0
0
0
0
0
0
0
0
0
0
0
0
0
0
0
0
0
0
0
0
0
0
0
0
0
0
0
0
0
0
0
0
0
0
0
0
0
0
0
0
0
0
0
0
0
0
0
0
0
0
0
0
0
0
0
0
0
0
0
0
0
0
0
0
0
0
0
0
0
0
0
0
0
0
0
0
0
0
0
0
0
0
0
0
0
0
0
0
0
0
0
0
0
0
0
0
0
0
0
0
0
0
0
0
0
0
0
0
0
0
0
0
0
0
0
0
0
0
0
0
0
0
0
0
0
0
0
0
0
0
0
0
0
0
0
0
0
0
0
0
0
0
0
0
0
0
0
0
0
0
0
0
0
0
0
0
0
0
0
0
0
0
0
0
0
0
0
0
0
0
0
0
0
0
0
0
0
0
0
0
0
0
0
0
0
0
0
0
0
0
0
0
0
0
0
0
0
0
0
0
0
0
0
0
0
0
0
0
0
0
0
0
0
0
0
0
0
0
0
0
0
0
0
0
0
0
0
0
0
0
0
0
0
0
0
0
0
0
0
0
0
0
0
0
0
0
0
0
0
0
0
0
0
0
0
0
0
0
0
0
0
0
0
0
0
0
0
0
0
0
0
0
0
0
0
0
0
0
0
0
0
0
0
0
0
0
0
0
0
0
0
0
0
0
0
0
0
0
0
0
0
0
0
0
0
0
0
0
0
0
0
0
0
0
0
0
0
0
0
0
0
0
0
0
0
0
0
0
0
0
0
0
0
0
0
0
0
0
0
0
0
0
0
0
0
0
0
0
0
0
0
0
0
0
0
0
0
0
0
0
0
0
0
0
0
0
0
0
0
0
0
0
0
0
0
0
0
0
0
0
0
0
0
0
0
0
0
0
0
0
0
0
0
0
0
0
0
0
0
0
0
0
0
0
0
0
0
0
0
0
0
0
0
0
0
0
0
0
0
0
0
0
0
0
0
0
0
0
0
0
0
0
0
0
0
0
0
0
0
0
0
0
0
0
0
0
0
0
0
0
0
0
0
0
0
0
0
0
0
0
0
0
0
0
0
0
0
0
0
0
0
0
0
0
0
0
0
0
0
0
0
0
0
0
0
0
0
0
0
0
0
0
0
0
0
0
0
0
0
0
0
0
0
0
0
0
0
0
0
0
0
0
0
0
0
0
0
0
0
0
0
0
0
0
0
0
0
0
0
0
0
0
0
0
0
0
0
0
0
0
0
0
0
0
0
0
0
0
0
0
0
0
0
0
0
0
0
0
0
0
0
0
0
0
0
0
0
0
0
0
0
0
0
0
0
0
0
0
0
0
0
0
0
0
0
0
0
0
0
0
0
0
0
0
0
0
0
0
0
0
0
0
0
0
0
0
0
0
0
0
0
0
0
0
0
0
0
0
0
0
0
0
0
0
0
0
0
0
0
0
0
0
0
0
0
0
0
0
0
0
0
0
0
0
0
0
0
0
0
0
0
0
0
0
0
0
0
0
0
0
0
0
0
0
0
0
0
0
0
0
0
0
0
0
0
0
0
0
0
0
0
0
0
0
0
0
0
0
0
0
0
0
0
0
0
0
0
0
0
0
0
0
0
0
0
0
0
0
0
0
0
0
0
0
0
0
0
0
0
0
0
0
0
0
0
0
0
0
0
0
0
0
0
0
0
0
0
0
0
0
0
0
0
0
0
0
0
0
0
0
0
0
0
0
0
0
0
0
0
0
0
0
0
0
0
0
0
0
0
0
0
0
0
0
0
0
0
0
0
0
0
0
0
0
0
0
0
0
0
0
0
0
0
0
0
0
0
0
0
0
0
0
0
0
0
0
0
0
0
0
0
0
0
0
0
0
0
0
0
0
0
0
0
0
0
0
0
0
0
0
0
0
0
0
0
0
0
0
0
0
0
0
0
0
0
0
0
0
0
0
0
0
0
0
0
0
0
0
0
0
0
0
0
0
0
0
0
0
0
0
0
0
0
0
0
0
0
0
0
0
0
0
0
0
0
0
0
0
0
0
0
0
0
0
0
0
0
0
0
0
0
0
0
0
0
0
0
0
0
0
0
0
0
0
0
0
0
0
0
0
0
0
0
0
0
0
0
0
0
0
0
0
0
0
0
0
0
0
0
0
0
0
0
0
0
0
0
0
0
0
0
0
0
0
0
0
0
0
0
0
0
0
0
0
0
0
0
0
0
0
0
0
0
0
0
0
0
0
0
0
0
0
0
0
0
0
0
0
0
0
0
0
0
0
0
0
0
0
0
0
0
0
0
0
0
0
0
0
0
0
0
0
0
0
0
0
0
0
0
0
0
0
0
0
0
0
0
0
0
0
0
0
0
0
0
0
0
0
0
0
0
0
0
0
0
0
0
0
0
0
0
0
0
0
0
0
0
0
0
0
0
0
0
0
0
0
0
0
0
0
0
0
0
0
0
0
0
0
0
0
0
0
0
0
0
0
0
0
0
0
0
0
0
0
0
0
0
0
0
0
0
0
0
0
0
0
0
0
0
0
0
0
0
0
0
0
0
0
0
0
0
0
0
0
0
0
0
0
0
0
0
0
0
0
0
0
0
0
0
0
0
0
0
0
0
0
0
0
0
0
0
0
0
0
0
0
0
0
0
0
0
0
0
0
0
0
0
0
0
0
0
0
0
0
0
0
0
0
0
0
0
0
0
0
0
0
0
0
0
0
0
0
0
0
0
0
0
0
0
0
0
0
0
0
0
0
0
0
0
0
0
0
0
0
0
0
0
0
0
0
0
0
0
0
0
0
0
0
0
0
0
0
0
0
0
0
0
0
0
0
0
0
0
0
0
0
0
0
0
0
0
0
0
0
0
0
0
0
0
0
0
0
0
0
0
0
0
0
0
0
0
0
0
0
0
0
0
0
0
0
0
0
0
0
0
0
0
0
0
0
0
0
0
0
0
0
0
0
0
0
0
0
0
0
0
0
0
0
0
0
0
0
0
0
0
0
0
0
0
0
0
0
0
0
0
0
0
0
0
0
0
0
0
0
0
0
0
0
0
0
0
0
0
0
0
0
0
0
0
0
0
0
0
0
0
0
0
0
0
0
0
0
0
0
0
0
0
0
0
0
0
0
0
0
0
0
0
0
0
0
0
0
0
0
0
0
0
0
0
0
0
0
0
0
0
0
0
0
0
0
0
0
0
0
0
0
0
0
0
0
0
0
0
0
0
0
0
0
0
0
0
0
0
0
0
0
0
0
0
0
0
0
0
0
0
0
0
0
0
0
0
0
0
0
0
0
0
0
0
0
0
0
0
0
0
0
0
0
0
0
0
0
0
0
0
0
0
0
0
0
0
0
0
0
0
0
0
0
0
0
0
0
0
0
0
0
0
0
0
0
0
0
0
0
0
0
0
0
0
0
0
0
0
0
0
0
0
0
0
0
0
0
0
0
0
0
0
0
0
0
0
0
0
0
0
0
0
0
0
0
0
0
0
0
0
0
0
0
0
0
0
0
0
0
0
0
0
0
0
0
0
0
0
0
0
0
0
0
0
0
0
0
0
0
0
0
0
0
0
0
0
0
0
0
0
0
0
0
0
0
0
0
0
0
0
0
0
0
0
0
0
0
0
0
0
0
0
0
0
0
0
0
0
0
0
0
0
0
0
0
0
0
0
0
0
0
0
0
0
0
0
0
0
0
0
0
0
0
0
0
0
0
0
0
0
0
0
0
0
0
0
0
0
0
0
0
0
0
0
0
0
0
0
0
0
0
0
0
0
0
0
0
0
0
0
0
0
0
0
0
0
0
0
0
0
0
0
0
0
0
0
0
0
0
0
0
0
0
0
0
0
0
0
0
0
0
0
0
0
0
0
0
0
0
0
0
0
0
0
0
0
0
0
0
0
0
0
0
0
0
0
0
0
0
0
0
0
0
0
0
0
0
0
0
0
0
0
0
0
0
0
0
0
0
0
0
0
0
0
0
0
0
0
0
0
0
0
0
0
0
0
0
0
0
0
0
0
0
0
0
0
0
0
0
0
0
0
0
0
0
0
0
0
0
0
0
0
0
0
0
0
0
0
0
0
0
0
0
0
0
0
0
0
0
0
0
0
0
0
0
0
0
0
0
0
0
0
0
0
0
0
0
0
0
0
0
0
0
0
0
0
0
0
0
0
0
0
0
0
0
0
0
0
0
0
0
0
0
0
0
0
0
0
0
0
0
0
0
0
0
0
0
0
0
0
0
0
0
0
0
0
0
0
0
0
0
0
0
0
0
0
0
0
0
0
0
0
0
0
0
0
0
0
0
0
0
0
0
0
0
0
0
0
0
0
0
0
0
0
0
0
0
0
0
0
0
0
0
0
0
0
0
0
0
0
0
0
0
0
0
0
0
0
0
0
0
0
0
0
0
0
0
0
0
0
0
0
0
0
0
0
0
0
0
0
0
0
0
0
0
0
0
0
0
0
0
0
0
0
0
0
0
0
0
0
0
0
0
0
0
0
0
0
0
0
0
0
0
0
0
0
0
0
0
0
0
0
0
0
0
0
0
0
0
0
0
0
0
0
0
0
0
0
0
0
0
0
0
0
0
0
0
0
0
0
0
0
0
0
0
0
0
0
0
0
0
0
0
0
0
0
0
0
0
0
0
0
0
0
0
0
0
0
0
0
0
0
0
0
0
0
0
0
0
0
0
0
0
0
0
0
0
0
0
0
0
0
0
0
0
0
0
0
0
0
0
0
0
0
0
0
0
0
0
0
0
0
0
0
0
0
0
0
0
0
0
0
0
0
0
0
0
0
0
0
0
0
0
0
0
0
0
0
0
0
0
0
0
0
0
0
0
0
0
0
0
0
0
0
0
0
0
0
0
0
0
0
0
0
0
0
0
0
0
0
0
0
0
0
0
0
0
0
0
0
0
0
0
0
0
0
0
0
0
0
0
0
0
0
0
0
0
0
0
0
0
0
0
0
0
0
0
0
0
0
0
0
0
0
0
0
0
0
0
0
0
0
0
0
0
0
0
0
0
0
0
0
0
0
0
0
0
0
0
0
0
0
0
0
0
0
0
0
0
0
0
0
0
0
0
0
0
0
0
0
0
0
0
0
0
0
0
0
0
0
0
0
0
0
0
0
0
0
0
0
0
0
0
0
0
0
0
0
0
0
0
0
0
0
0
0
0
0
0
0
0
0
0
0
0
0
0
0
0
0
0
0
0
0
0
0
0
0
0
0
0
0
0
0
0
0
0
0
0
0
0
0
0
0
0
0
0
0
0
0
0
0
0
0
0
0
0
0
0
0
0
0
0
0
0
0
0
0
0
0
0
0
0
0
0
0
0
0
0
0
0
0
0
0
0
0
0
0
0
0
0
0
0
0
0
0
0
0
0
0
0
0
0
0
0
0
0
0
0
0
0
0
0
0
0
0
0
0
0
0
0
0
0
0
0
0
0
0
0
0
0
0
0
0
0
0
0
0
0
0
0
0
0
0
0
0
0
0
0
0
0
0
0
0
0
0
0
0
0
0
0
0
0
0
0
0
0
0
0
0
0
0
0
0
0
0
0
0
0
0
0
0
0
0
0
0
0
0
0
0
0
0
0
0
0
0
0
0
0
0
0
0
0
0
0
0
0
0
0
0
0
0
0
0
0
0
0
0
0
0
0
0
0
0
0
0
0
0
0
0
0
0
0
0
0
0
0
0
0
0
0
0
0
0
0
0
0
0
0
0
0
0
0
0
0
0
0
0
0
0
0
0
0
0
0
0
0
0
0
0
0
0
0
0
0
0
0
0
0
0
0
0
0
0
0
0
0
0
0
0
0
0
0
0
0
0
0
0
0
0
0
0
0
0
0
0
0
0
0
0
0
0
0
0
0
0
0
0
0
0
0
0
0
0
0
0
0
0
0
0
0
0
0
0
0
0
0
0
0
0
0
0
0
0
0
0
0
0
0
0
0
0
0
0
0
0
0
0
0
0
0
0
0
0
0
0
0
0
0
0
0
0
0
0
0
0
0
0
0
0
0
0
0
0
0
0
0
0
0
0
0
0
0
0
0
0
0
0
0
0
0
0
0
0
0
0
0
0
0
0
0
0
0
0
0
0
0
0
0
0
0
0
0
0
0
0
0
0
0
0
0
0
0
0
0
0
0
0
0
0
0
0
0
0
0
0
0
0
0
0
0
0
0
0
0
0
0
0
0
0
0
0
0
0
0
0
0
0
0
0
0
0
0
0
0
0
0
0
0
0
0
0
0
0
0
0
0
0
0
0
0
0
0
0
0
0
0
0
0
0
0
0
0
0
0
0
0
0
0
0
0
0
0
0
0
0
0
0
0
0
0
0
0
0
0
0
0
0
0
0
0
0
0
0
0
0
0
0
0
0
0
0
0
0
0
0
0
0
0
0
0
0
0
0
0
0
0
0
0
0
0
0
0
0
0
0
0
0
0
0
0
0
0
0
0
0
0
0
0
0
0
0
0
0
0
0
0
0
0
0
0
0
0
0
0
0
0
0
0
0
0
0
0
0
0
0
0
0
0
0
0
0
0
0
0
0
0
0
0
0
0
0
0
0
0
0
0
0
0
0
0
0
0
0
0
0
0
0
0
0
0
0
0
0
0
0
0
0
0
0
0
0
0
0
0
0
0
0
0
0
0
0
0
0
0
0
0
0
0
0
0
0
0
0
0
0
0
0
0
0
0
0
0
0
0
0
0
0
0
0
0
0
0
0
0
0
0
0
0
0
0
0
0
0
0
0
0
0
0
0
0
0
0
0
0
0
0
0
0
0
0
0
0
0
0
0
0
0
0
0
0
0
0
0
0
0
0
0
0
0
0
0
0
0
0
0
0
0
0
0
0
0
0
0
0
0
0
0
0
0
0
0
0
0
0
0
0
0
0
0
0
0
0
0
0
0
0
0
0
0
0
0
0
0
0
0
0
0
0
0
0
0
0
0
0
0
0
0
0
0
0
0
0
0
0
0
0
0
0
0
0
0
0
0
0
0
0
0
0
0
0
0
0
0
0
0
0
0
0
0
0
0
0
0
0
0
0
0
0
0
0
0
0
0
0
0
0
0
0
0
0
0
0
0
0
0
0
0
0
0
0
0
0
0
0
0
0
0
0
0
0
0
0
0
0
0
0
0
0
0
0
0
0
0
0
0
0
0
0
0
0
0
0
0
0
0
0
0
0
0
0
0
0
0
0
0
0
0
0
0
0
0
0
0
0
0
0
0
0
0
0
0
0
0
0
0
0
0
0
0
0
0
0
0
0
0
0
0
0
0
0
0
0
0
0
0
0
0
0
0
0
0
0
0
0
0
0
0
0
0
0
0
0
0
0
0
0
0
0
0
0
0
0
0
0
0
0
0
0
0
0
0
0
0
0
0
0
0
0
0
0
0
0
0
0
0
0
0
0
0
0
0
0
0
0
0
0
0
0
0
0
0
0
0
0
0
0
0
0
0
0
0
0
0
0
0
0
0
0
0
0
0
0
0
0
0
0
0
0
0
0
0
0
0
0
0
0
0
0
0
0
0
0
0
0
0
0
0
0
0
0
0
0
0
0
0
0
0
0
0
0
0
0
0
0
0
0
0
0
0
0
0
0
0
0
0
0
0
0
0
0
0
0
0
0
0
0
0
0
0
0
0
0
0
0
0
0
0
0
0
0
0
0
0
0
0
0
0
0
0
0
0
0
0
0
0
0
0
0
0
0
0
0
0
0
0
0
0
0
0
0
0
0
0
0
0
0
0
0
0
0
0
0
0
0
0
0
0
0
0
0
0
0
0
0
0
0
0
0
0
0
0
0
0
0
0
0
0
0
0
0
0
0
0
0
0
0
0
0
0
0
0
0
0
0
0
0
0
0
0
0
0
0
0
0
0
0
0
0
0
0
0
0
0
0
0
0
0
0
0
0
0
0
0
0
0
0
0
0
0
0
0
0
0
0
0
0
0
0
0
0
0
0
0
0
0
0
0
0
0
0
0
0
0
0
0
0
0
0
0
0
0
0
0
0
0
0
0
0
0
0
0
0
0
0
0
0
0
0
0
0
0
0
0
0
0
0
0
0
0
0
0
0
0
0
0
0
0
0
0
0
0
0
0
0
0
0
0
0
0
0
0
0
0
0
0
0
0
0
0
0
0
0
0
0
0
0
0
0
0
0
0
0
0
0
0
0
0
0
0
0
0
0
0
0
0
0
0
0
0
0
0
0
0
0
0
0
0
0
0
0
0
0
0
0
0
0
0
0
0
0
0
0
0
0
0
0
0
0
0
0
0
0
0
0
0
0
0
0
0
0
0
0
0
0
0
0
0
0
0
0
0
0
0
0
0
0
0
0
0
0
0
0
0
0
0
0
0
0
0
0
0
0
0
0
0
0
0
0
0
0
0
0
0
0
0
0
0
0
0
0
0
0
0
0
0
0
0
0
0
0
0
0
0
0
0
0
0
0
0
0
0
0
0
0
0
0
0
0
0
0
0
0
0
0
0
0
0
0
0
0
0
0
0
0
0
0
0
0
0
0
0
0
0
0
0
0
0
0
0
0
0
0
0
0
0
0
0
0
0
0
0
0
0
0
0
0
0
0
0
0
0
0
0
0
0
0
0
0
0
0
0
0
0
0
0
0
0
0
0
0
0
0
0
0
0
0
0
0
0
0
0
0
0
0
0
0
0
0
0
0
0
0
0
0
0
0
0
0
0
0
0
0
0
0
0
0
0
0
0
0
0
0
0
0
0
0
0
0
0
0
0
0
0
0
0
0
0
0
0
0
0
0
0
0
0
0
0
0
0
0
0
0
0
0
0
0
0
0
0
0
0
0
0
0
0
0
0
0
0
0
0
0
0
0
0
0
0
0
0
0
0
0
0
0
0
0
0
0
0
0
0
0
0
0
0
0
0
0
0
0
0
0
0
0
0
0
0
0
0
0
0
0
0
0
0
0
0
0
0
0
0
0
0
0
0
0
0
0
0
0
0
0
0
0
0
0
0
0
0
0
0
0
0
0
0
0
0
0
0
0
0
0
0
0
0
0
0
0
0
0
0
0
0
0
0
0
0
0
0
0
0
0
0
0
0
0
0
0
0
0
0
0
0
0
0
0
0
0
0
0
0
0
0
0
0
0
0
0
0
0
0
0
0
0
0
0
0
0
0
0
0
0
0
0
0
0
0
0
0
0
0
0
0
0
0
0
0
0
0
0
0
0
0
0
0
0
0
0
0
0
0
0
0
0
0
0
0
0
0
0
0
0
0
0
0
0
0
0
0
0
0
0
0
0
0
0
0
0
0
0
0
0
0
0
0
0
0
0
0
0
0
0
0
0
0
0
0
0
0
0
0
0
0
0
0
0
0
0
0
0
0
0
0
0
0
0
0
0
0
0
0
0
0
0
0
0
0
0
0
0
0
0
0
0
0
0
0
0
0
0
0
0
0
0
0
0
0
0
0
0
0
0
0
0
0
0
0
0
0
0
0
0
0
0
0
0
0
0
0
0
0
0
0
0
0
0
0
0
0
0
0
0
0
0
0
0
0
0
0
0
0
0
0
0
0
0
0
0
0
0
0
0
0
0
0
0
0
0
0
0
0
0
0
0
0
0
0
0
0
0
0
0
0
0
0
0
0
0
0
0
0
0
0
0
0
0
0
0
0
0
0
0
0
0
0
0
0
0
0
0
0
0
0
0
0
0
0
0
0
0
0
0
0
0
0
0
0
0
0
0
0
0
0
0
0
0
0
0
0
0
0
0
0
0
0
0
0
0
0
0
0
0
0
0
0
0
0
0
0
0
0
0
0
0
0
0
0
0
0
0
0
0
0
0
0
0
0
0
0
0
0
0
0
0
0
0
0
0
0
0
0
0
0
0
0
0
0
0
0
0
0
0
0
0
0
0
0
0
0
0
0
0
0
0
0
0
0
0
0
0
0
0
0
0
0
0
0
0
0
0
0
0
0
0
0
0
0
0
0
0
0
0
0
0
0
0
0
0
0
0
0
0
0
0
0
0
0
0
0
0
0
0
0
0
0
0
0
0
0
0
0
0
0
0
0
0
0
0
0
0
0
0
0
0
0
0
0
0
0
0
0
0
0
0
0
0
0
0
0
0
0
0
0
0
0
0
0
0
0
0
0
0
0
0
0
0
0
0
0
0
0
0
0
0
0
0
0
0
0
0
0
0
0
0
0
0
0
0
0
0
0
0
0
0
0
0
0
0
0
0
0
0
0
0
0
0
0
0
0
0
0
0
0
0
0
0
0
0
0
0
0
0
0
0
0
0
0
0
0
0
0
0
0
0
0
0
0
0
0
0
0
0
0
0
0
0
0
0
0
0
0
0
0
0
0
0
0
0
0
0
0
0
0
0
0
0
0
0
0
0
0
0
0
0
0
0
0
0
0
0
0
0
0
0
0
0
0
0
0
0
0
0
0
0
0
0
0
0
0
0
0
0
0
0
0
0
0
0
0
0
0
0
0
0
0
0
0
0
0
0
0
0
0
0
0
0
0
0
0
0
0
0
0
0
0
0
0
0
0
0
0
0
0
0
0
0
0
0
0
0
0
0
0
0
0
0
0
0
0
0
0
0
0
0
0
0
0
0
0
0
0
0
0
0
0
0
0
0
0
0
0
0
0
0
0
0
0
0
0
0
0
0
0
0
0
0
0
0
0
0
0
0
0
0
0
0
0
0
0
0
0
0
0
0
0
0
0
0
0
0
0
0
0
0
0
0
0
0
0
0
0
0
0
0
0
0
0
0
0
0
0
0
0
0
0
0
0
0
0
0
0
0
0
0
0
0
0
0
0
0
0
0
0
0
0
0
0
0
0
0
0
0
0
0
0
0
0
0
0
0
0
0
0
0
0
0
0
0
0
0
0
0
0
0
0
0
0
0
0
0
0
0
0
0
0
0
0
0
0
0
0
0
0
0
0
0
0
0
0
0
0
0
0
0
0
0
0
0
0
0
0
0
0
0
0
0
0
0
0
0
0
0
0
0
0
0
0
0
0
0
0
0
0
0
0
0
0
0
0
0
0
0
0
0
0
0
0
0
0
0
0
0
0
0
0
0
0
0
0
0
0
0
0
0
0
0
0
0
0
0
0
0
0
0
0
0
0
0
0
0
0
0
0
0
0
0
0
0
0
0
0
0
0
0
0
0
0
0
0
0
0
0
0
0
0
0
0
0
0
0
0
0
0
0
0
0
0
0
0
0
0
0
0
0
0
0
0
0
0
0
0
0
0
0
0
0
0
0
0
0
0
0
0
0
0
0
0
0
0
0
0
0
0
0
0
0
0
0
0
0
0
0
0
0
0
0
0
0
0
0
0
0
0
0
0
0
0
0
0
0
0
0
0
0
0
0
0
0
0
0
0
0
0
0
0
0
0
0
0
0
0
0
0
0
0
0
0
0
0
0
0
0
0
0
0
0
0
0
0
0
0
0
0
0
0
0
0
0
0
0
0
0
0
0
0
0
0
0
0
0
0
0
0
0
0
0
0
0
0
0
0
0
0
0
0
0
0
0
0
0
0
0
0
0
0
0
0
0
0
0
0
0
0
0
0
0
0
0
0
0
0
0
0
0
0
0
0
0
0
0
0
0
0
0
0
0
0
0
0
0
0
0
0
0
0
0
0
0
0
0
0
0
0
0
0
0
0
0
0
0
0
0
0
0
0
0
0
0
0
0
0
0
0
0
0
0
0
0
0
0
0
0
0
0
0
0
0
0
0
0
0
0
0
0
0
0
0
0
0
0
0
0
0
0
0
0
0
0
0
0
0
0
0
0
0
0
0
0
0
0
0
0
0
0
0
0
0
0
0
0
0
0
0
0
0
0
0
0
0
0
0
0
0
0
0
0
0
0
0
0
0
0
0
0
0
0
0
0
0
0
0
0
0
0
0
0
0
0
0
0
0
0
0
0
0
0
0
0
0
0
0
0
0
0
0
0
0
0
0
0
0
0
0
0
0
0
0
0
0
0
0
0
0
0
0
0
0
0
0
0
0
0
0
0
0
0
0
0
0
0
0
0
0
0
0
0
0
0
0
0
0
0
0
0
0
0
0
0
0
0
0
0
0
0
0
0
0
0
0
0
0
0
0
0
0
0
0
0
0
0
0
0
0
0
0
0
0
0
0
0
0
0
0
0
0
0
0
0
0
0
0
0
0
0
0
0
0
0
0
0
0
0
0
0
0
0
0
0
0
0
0
0
0
0
0
0
0
0
0
0
0
0
0
0
0
0
0
0
0
0
0
0
0
0
0
0
0
0
0
0
0
0
0
0
0
0
0
0
0
0
0
0
0
0
0
0
0
0
0
0
0
0
0
0
0
0
0
0
0
0
0
0
0
0
0
0
0
0
0
0
0
0
0
0
0
0
0
0
0
0
0
0
0
0
0
0
0
0
0
0
0
0
0
0
0
0
0
0
0
0
0
0
0
0
0
0
0
0
0
0
0
0
0
0
0
0
0
0
0
0
0
0
0
0
0
0
0
0
0
0
0
0
0
0
0
0
0
0
0
0
0
0
0
0
0
0
0
0
0
0
0
0
0
0
0
0
0
0
0
0
0
0
0
0
0
0
0
0
0
0
0
0
0
0
0
0
0
0
0
0
0
0
0
0
0
0
0
0
0
0
0
0
0
0
0
0
0
0
0
0
0
0
0
0
0
0
0
0
0
0
0
0
0
0
0
0
0
0
0
0
0
0
0
0
0
0
0
0
0
0
0
0
0
0
0
0
0
0
0
0
0
0
0
0
0
0
0
0
0
0
0
0
0
0
0
0
0
0
0
0
0
0
0
0
0
0
0
0
0
0
0
0
0
0
0
0
0
0
0
0
0
0
0
0
0
0
0
0
0
0
0
0
0
0
0
0
0
0
0
0
0
0
0
0
0
0
0
0
0
0
0
0
0
0
0
0
0
0
0
0
0
0
0
0
0
0
0
0
0
0
0
0
0
0
0
0
0
0
0
0
0
0
0
0
0
0
0
0
0
0
0
0
0
0
0
0
0
0
0
0
0
0
0
0
0
0
0
0
0
0
0
0
0
0
0
0
0
0
0
0
0
0
0
0
0
0
0
0
0
0
0
0
0
0
0
0
0
0
0
0
0
0
0
0
0
0
0
0
0
0
0
0
0
0
0
0
0
0
0
0
0
0
0
0
0
0
0
0
0
0
0
0
0
0
0
0
0
0
0
0
0
0
0
0
0
0
0
0
0
0
0
0
0
0
0
0
0
0
0
0
0
0
0
0
0
0
0
0
0
0
0
0
0
0
0
0
0
0
0
0
0
0
0
0
0
0
0
0
0
0
0
0
0
0
0
0
0
0
0
0
0
0
0
0
0
0
0
0
0
0
0
0
0
0
0
0
0
0
0
0
0
0
0
0
0
0
0
0
0
0
0
0
0
0
0
0
0
0
0
0
0
0
0
0
0
0
0
0
0
0
0
0
0
0
0
0
0
0
0
0
0
0
0
0
0
0
0
0
0
0
0
0
0
0
0
0
0
0
0
0
0
0
0
0
0
0
0
0
0
0
0
0
0
0
0
0
0
0
0
0
0
0
0
0
0
0
0
0
0
0
0
0
0
0
0
0
0
0
0
0
0
0
0
0
0
0
0
0
0
0
0
0
0
0
0
0
0
0
0
0
0
0
0
0
0
0
0
0
0
0
0
0
0
0
0
0
0
0
0
0
0
0
0
0
0
0
0
0
0
0
0
0
0
0
0
0
0
0
0
0
0
0
0
0
0
0
0
0
0
0
0
0
0
0
0
0
0
0
0
0
0
0
0
0
0
0
0
0
0
0
0
0
0
0
0
0
0
0
0
0
0
0
0
0
0
0
0
0
0
0
0
0
0
0
0
0
0
0
0
0
0
0
0
0
0
0
0
0
0
0
0
0
0
0
0
0
0
0
0
0
0
0
0
0
0
0
0
0
0
0
0
0
0
0
0
0
0
0
0
0
0
0
0
0
0
0
0
0
0
0
0
0
0
0
0
0
0
0
0
0
0
0
0
0
0
0
0
0
0
0
0
0
0
0
0
0
0
0
0
0
0
0
0
0
0
0
0
0
0
0
0
0
0
0
0
0
0
0
0
0
0
0
0
0
0
0
0
0
0
0
0
0
0
0
0
0
0
0
0
0
0
0
0
0
0
0
0
0
0
0
0
0
0
0
0
0
0
0
0
0
0
0
0
0
0
0
0
0
0
0
0
0
0
0
0
0
0
0
0
0
0
0
0
0
0
0
0
0
0
0
0
0
0
0
0
0
0
0
0
0
0
0
0
0
0
0
0
0
0
0
0
0
0
0
0
0
0
0
0
0
0
0
0
0
0
0
0
0
0
0
0
0
0
0
0
0
0
0
0
0
0
0
0
0
0
0
0
0
0
0
0
0
0
0
0
0
0
0
0
0
0
0
0
0
0
0
0
0
0
0
0
0
0
0
0
0
0
0
0
0
0
0
0
0
0
0
0
0
0
0
0
0
0
0
0
0
0
0
0
0
0
0
0
0
0
0
0
0
0
0
0
0
0
0
0
0
0
0
0
0
0
0
0
0
0
0
0
0
0
0
0
0
0
0
0
0
0
0
0
0
0
0
0
0
0
0
0
0
0
0
0
0
0
0
0
0
0
0
0
0
0
0
0
0
0
0
0
0
0
0
0
0
0
0
0
0
0
0
0
0
0
0
0
0
0
0
0
0
0
0
0
0
0
0
0
0
0
0
0
0
0
0
0
0
0
0
0
0
0
0
0
0
0
0
0
0
0
0
0
0
0
0
0
0
0
0
0
0
0
0
0
0
0
0
0
0
0
0
0
0
0
0
0
0
0
0
0
0
0
0
0
0
0
0
0
0
0
0
0
0
0
0
0
0
0
0
0
0
0
0
0
0
0
0
0
0
0
0
0
0
0
0
0
0
0
0
0
0
0
0
0
0
0
0
0
0
0
0
0
0
0
0
0
0
0
0
0
0
0
0
0
0
0
0
0
0
0
0
0
0
0
0
0
0
0
0
0
0
0
0
0
0
0
0
0
0
0
0
0
0
0
0
0
0
0
0
0
0
0
0
0
0
0
0
0
0
0
0
0
0
0
0
0
0
0
0
0
0
0
0
0
0
0
0
0
0
0
0
0
0
0
0
0
0
0
0
0
0
0
0
0
0
0
0
0
0
0
0
0
0
0
0
0
0
0
0
0
0
0
0
0
0
0
0
0
0
0
0
0
0
0
0
0
0
0
0
0
0
0
0
0
0
0
0
0
0
0
0
0
0
0
0
0
0
0
0
0
0
0
0
0
0
0
0
0
0
0
0
0
0
0
0
0
0
0
0
0
0
0
0
0
0
0
0
0
0
0
0
0
0
0
0
0
0
0
0
0
0
0
0
0
0
0
0
0
0
0
0
0
0
0
0
0
0
0
0
0
0
0
0
0
0
0
0
0
0
0
0
0
0
0
0
0
0
0
0
0
0
0
0
0
0
0
0
0
0
0
0
0
0
0
0
0
0
0
0
0
0
0
0
0
0
0
0
0
0
0
0
0
0
0
0
0
0
0
0
0
0
0
0
0
0
0
0
0
0
0
0
0
0
0
0
0
0
0
0
0
0
0
0
0
0
0
0
0
0
0
0
0
0
0
0
0
0
0
0
0
0
0
0
0
0
0
0
0
0
0
0
0
0
0
0
0
0
0
0
0
0
0
0
0
0
0
0
0
0
0
0
0
0
0
0
0
0
0
0
0
0
0
0
0
0
0
0
0
0
0
0
0
0
0
0
0
0
0
0
0
0
0
0
0
0
0
0
0
0
0
0
0
0
0
0
0
0
0
0
0
0
0
0
0
0
0
0
0
0
0
0
0
0
0
0
0
0
0
0
0
0
0
0
0
0
0
0
0
0
0
0
0
0
0
0
0
0
0
0
0
0
0
0
0
0
0
0
0
0
0
0
0
0
0
0
0
0
0
0
0
0
0
0
0
0
0
0
0
0
0
0
0
0
0
0
0
0
0
0
0
0
0
0
0
0
0
0
0
0
0
0
0
0
0
0
0
0
0
0
0
0
0
0
0
0
0
0
0
0
0
0
0
0
0
0
0
0
0
0
0
0
0
0
0
0
0
0
0
0
0
0
0
0
0
0
0
0
0
0
0
0
0
0
0
0
0
0
0
0
0
0
0
0
0
0
0
0
0
0
0
0
0
0
0
0
0
0
0
0
0
0
0
0
0
0
0
0
0
0
0
0
0
0
0
0
0
0
0
0
0
0
0
0
0
0
0
0
0
0
0
0
0
0
0
0
0
0
0
0
0
0
0
0
0
0
0
0
0
0
0
0
0
0
0
0
0
0
0
0
0
0
0
0
0
0
0
0
0
0
0
0
0
0
0
0
0
0
0
0
0
0
0
0
0
0
0
0
0
0
0
0
0
0
0
0
0
0
0
0
0
0
0
0
0
0
0
0
0
0
0
0
0
0
0
0
0
0
0
0
0
0
0
0
0
0
0
0
0
0
0
0
0
0
0
0
0
0
0
0
0
0
0
0
0
0
0
0
0
0
0
0
0
0
0
0
0
0
0
0
0
0
0
0
0
0
0
0
0
0
0
0
0
0
0
0
0
0
0
0
0
0
0
0
0
0
0
0
0
0
0
0
0
0
0
0
0
0
0
0
0
0
0
0
0
0
0
0
0
0
0
0
0
0
0
0
0
0
0
0
0
0
0
0
0
0
0
0
0
0
0
0
0
0
0
0
0
0
0
0
0
0
0
0
0
0
0
0
0
0
0
0
0
0
0
0
0
0
0
0
0
0
0
0
0
0
0
0
0
0
0
0
0
0
0
0
0
0
0
0
0
0
0
0
0
0
0
0
0
0
0
0
0
0
0
0
0
0
0
0
0
0
0
0
0
0
0
0
0
0
0
0
0
0
0
0
0
0
0
0
0
0
0
0
0
0
0
0
0
0
0
0
0
0
0
0
0
0
0
0
0
0
0
0
0
0
0
0
0
0
0
0
0
0
0
0
0
0
0
0
0
0
0
0
0
0
0
0
0
0
0
0
0
0
0
0
0
0
0
0
0
0
0
0
0
0
0
0
0
0
0
0
0
0
0
0
0
0
0
0
0
0
0
0
0
0
0
0
0
0
0
0
0
0
0
0
0
0
0
0
0
0
0
0
0
0
0
0
0
0
0
0
0
0
0
0
0
0
0
0
0
0
0
0
0
0
0
0
0
0
0
0
0
0
0
0
0
0
0
0
0
0
0
0
0
0
0
0
0
0
0
0
0
0
0
0
0
0
0
0
0
0
0
0
0
0
0
0
0
0
0
0
0
0
0
0
0
0
0
0
0
0
0
0
0
0
0
0
0
0
0
0
0
0
0
0
0
0
0
0
0
0
0
0
0
0
0
0
0
0
0
0
0
0
0
0
0
0
0
0
0
0
0
0
0
0
0
0
0
0
0
0
0
0
0
0
0
0
0
0
0
0
0
0
0
0
0
0
0
0
0
0
0
0
0
0
0
0
0
0
0
0
0
0
0
0
0
0
0
0
0
0
0
0
0
0
0
0
0
0
0
0
0
0
0
0
0
0
0
0
0
0
0
0
0
0
0
0
0
0
0
0
0
0
0
0
0
0
0
0
0
0
0
0
0
0
0
0
0
0
0
0
0
0
0
0
0
0
0
0
0
0
0
0
0
0
0
0
0
0
0
0
0
0
0
0
0
0
0
0
0
0
0
0
0
0
0
0
0
0
0
0
0
0
0
0
0
0
0
0
0
0
0
0
0
0
0
0
0
0
0
0
0
0
0
0
0
0
0
0
0
0
0
0
0
0
0
0
0
0
0
0
0
0
0
0
0
0
0
0
0
0
0
0
0
0
0
0
0
0
0
0
0
0
0
0
0
0
0
0
0
0
0
0
0
0
0
0
0
0
0
0
0
0
0
0
0
0
0
0
0
0
0
0
0
0
0
0
0
0
0
0
0
0
0
0
0
0
0
0
0
0
0
0
0
0
0
0
0
0
0
0
0
0
0
0
0
0
0
0
0
0
0
0
0
0
0
0
0
0
0
0
0
0
0
0
0
0
0
0
0
0
0
0
0
0
0
0
0
0
0
0
0
0
0
0
0
0
0
0
0
0
0
0
0
0
0
0
0
0
0
0
0
0
0
0
0
0
0
0
0
0
0
0
0
0
0
0
0
0
0
0
0
0
0
0
0
0
0
0
0
0
0
0
0
0
0
0
0
0
0
0
0
0
0
0
0
0
0
0
0
0
0
0
0
0
0
0
0
0
0
0
0
0
0
0
0
0
0
0
0
0
0
0
0
0
0
0
0
0
0
0
0
0
0
0
0
0
0
0
0
0
0
0
0
0
0
0
0
0
0
0
0
0
0
0
0
0
0
0
0
0
0
0
0
0
0
0
0
0
0
0
0
0
0
0
0
0
0
0
0
0
0
0
0
0
0
0
0
0
0
0
0
0
0
0
0
0
0
0
0
0
0
0
0
0
0
0
0
0
0
0
0
0
0
0
0
0
0
0
0
0
0
0
0
0
0
0
0
0
0
0
0
0
0
0
0
0
0
0
0
0
0
0
0
0
0
0
0
0
0
0
0
0
0
0
0
0
0
0
0
0
0
0
0
0
0
0
0
0
0
0
0
0
0
0
0
0
0
0
0
0
0
0
0
0
0
0
0
0
0
0
0
0
0
0
0
0
0
0
0
0
0
0
0
0
0
0
0
0
0
0
0
0
0
0
0
0
0
0
0
0
0
0
0
0
0
0
0
0
0
0
0
0
0
0
0
0
0
0
0
0
0
0
0
0
0
0
0
0
0
0
0
0
0
0
0
0
0
0
0
0
0
0
0
0
0
0
0
0
0
0
0
0
0
0
0
0
0
0
0
0
0
0
0
0
0
0
0
0
0
0
0
0
0
0
0
0
0
0
0
0
0
0
0
0
0
0
0
0
0
0
0
0
0
0
0
0
0
0
0
0
0
0
0
0
0
0
0
0
0
0
0
0
0
0
0
0
0
0
0
0
0
0
0
0
0
0
0
0
0
0
0
0
0
0
0
0
0
0
0
0
0
0
0
0
0
0
0
0
0
0
0
0
0
0
0
0
0
0
0
0
0
0
0
0
0
0
0
0
0
0
0
0
0
0
0
0
0
0
0
0
0
0
0
0
0
0
0
0
0
0
0
0
0
0
0
0
0
0
0
0
0
0
0
0
0
0
0
0
0
0
0
0
0
0
0
0
0
0
0
0
0
0
0
0
0
0
0
0
0
0
0
0
0
0
0
0
0
0
0
0
0
0
0
0
0
0
0
0
0
0
0
0
0
0
0
0
0
0
0
0
0
0
0
0
0
0
0
0
0
0
0
0
0
0
0
0
0
0
0
0
0
0
0
0
0
0
0
0
0
0
0
0
0
0
0
0
0
0
0
0
0
0
0
0
0
0
0
0
0
0
0
0
0
0
0
0
0
0
0
0
0
0
0
0
0
0
0
0
0
0
0
0
0
0
0
0
0
0
0
0
0
0
0
0
0
0
0
0
0
0
0
0
0
0
0
0
0
0
0
0
0
0
0
0
0
0
0
0
0
0
0
0
0
0
0
0
0
0
0
0
0
0
0
0
0
0
0
0
0
0
0
0
0
0
0
0
0
0
0
0
0
0
0
0
0
0
0
0
0
0
0
0
0
0
0
0
0
0
0
0
0
0
0
0
0
0
0
0
0
0
0
0
0
0
0
0
0
0
0
0
0
0
0
0
0
0
0
0
0
0
0
0
0
0
0
0
0
0
0
0
0
0
0
0
0
0
0
0
0
0
0
0
0
0
0
0
0
0
0
0
0
0
0
0
0
0
0
0
0
0
0
0
0
0
0
0
0
0
0
0
0
0
0
0
0
0
0
0
0
0
0
0
0
0
0
0
0
0
0
0
0
0
0
0
0
0
0
0
0
0
0
0
0
0
0
0
0
0
0
0
0
0
0
0
0
0
0
0
0
0
0
0
0
0
0
0
0
0
0
0
0
0
0
0
0
0
0
0
0
0
0
0
0
0
0
0
0
0
0
0
0
0
0
0
0
0
0
0
0
0
0
0
0
0
0
0
0
0
0
0
0
0
0
0
0
0
0
0
0
0
0
0
0
0
0
0
0
0
0
0
0
0
0
0
0
0
0
0
0
0
0
0
0
0
0
0
0
0
0
0
0
0
0
0
0
0
0
0
0
0
0
0
0
0
0
0
0
0
0
0
0
0
0
0
0
0
0
0
0
0
0
0
0
0
0
0
0
0
0
0
0
0
0
0
0
0
0
0
0
0
0
0
0
0
0
0
0
0
0
0
0
0
0
0
0
0
0
0
0
0
0
0
0
0
0
0
0
0
0
0
0
0
0
0
0
0
0
0
0
0
0
0
0
0
0
0
0
0
0
0
0
0
0
0
0
0
0
0
0
0
0
0
0
0
0
0
0
0
0
0
0
0
0
0
0
0
0
0
0
0
0
0
0
0
0
0
0
0
0
0
0
0
0
0
0
0
0
0
0
0
0
0
0
0
0
0
0
0
0
0
0
0
0
0
0
0
0
0
0
0
0
0
0
0
0
0
0
0
0
0
0
0
0
0
0
0
0
0
0
0
0
0
0
0
0
0
0
0
0
0
0
0
0
0
0
0
0
0
0
0
0
0
0
0
0
0
0
0
0
0
0
0
0
0
0
0
0
0
0
0
0
0
0
0
0
0
0
0
0
0
0
0
0
0
0
0
0
0
0
0
0
0
0
0
0
0
0
0
0
0
0
0
0
0
0
0
0
0
0
0
0
0
0
0
0
0
0
0
0
0
0
0
0
0
0
0
0
0
0
0
0
0
0
0
0
0
0
0
0
0
0
0
0
0
0
0
0
0
0
0
0
0
0
0
0
0
0
0
0
0
0
0
0
0
0
0
0
0
0
0
0
0
0
0
0
0
0
0
0
0
0
0
0
0
0
0
0
0
0
0
0
0
0
0
0
0
0
0
0
0
0
0
0
0
0
0
0
0
0
0
0
0
0
0
0
0
0
0
0
0
0
0
0
0
0
0
0
0
0
0
0
0
0
0
0
0
0
0
0
0
0
0
0
0
0
0
0
0
0
0
0
0
0
0
0
0
0
0
0
0
0
0
0
0
0
0
0
0
0
0
0
0
0
0
0
0
0
0
0
0
0
0
0
0
0
0
0
0
0
0
0
0
0
0
0
0
0
0
0
0
0
0
0
0
0
0
0
0
0
0
0
0
0
0
0
0
0
0
0
0
0
0
0
0
0
0
0
0
0
0
0
0
0
0
0
0
0
0
0
0
0
0
0
0
0
0
0
0
0
0
0
0
0
0
0
0
0
0
0
0
0
0
0
0
0
0
0
0
0
0
0
0
0
0
0
0
0
0
0
0
0
0
0
0
0
0
0
0
0
0
0
0
0
0
0
0
0
0
0
0
0
0
0
0
0
0
0
0
0
0
0
0
0
0
0
0
0
0
0
0
0
0
0
0
0
0
0
0
0
0
0
0
0
0
0
0
0
0
0
0
0
0
0
0
0
0
0
0
0
0
0
0
0
0
0
0
0
0
0
0
0
0
0
0
0
0
0
0
0
0
0
0
0
0
0
0
0
0
0
0
0
0
0
0
0
0
0
0
0
0
0
0
0
0
0
0
0
0
0
0
0
0
0
0
0
0
0
0
0
0
0
0
0
0
0
0
0
0
0
0
0
0
0
0
0
0
0
0
0
0
0
0
0
0
0
0
0
0
0
0
0
0
0
0
0
0
0
0
0
0
0
0
0
0
0
0
0
0
0
0
0
0
0
0
0
0
0
0
0
0
0
0
0
0
0
0
0
0
0
0
0
0
0
0
0
0
0
0
0
0
0
0
0
0
0
0
0
0
0
0
0
0
0
0
0
0
0
0
0
0
0
0
0
0
0
0
0
0
0
0
0
0
0
0
0
0
0
0
0
0
0
0
0
0
0
0
0
0
0
0
0
0
0
0
0
0
0
0
0
0
0
0
0
0
0
0
0
0
0
0
0
0
0
0
0
0
0
0
0
0
0
0
0
0
0
0
0
0
0
0
0
0
0
0
0
0
0
0
0
0
0
0
0
0
0
0
0
0
0
0
0
0
0
0
0
0
0
0
0
0
0
0
0
0
0
0
0
0
0
0
0
0
0
0
0
0
0
0
0
0
0
0
0
0
0
0
0
0
0
0
0
0
0
0
0
0
0
0
0
0
0
0
0
0
0
0
0
0
0
0
0
0
0
0
0
0
0
0
0
0
0
0
0
0
0
0
0
0
0
0
0
0
0
0
0
0
0
0
0
0
0
0
0
0
0
0
0
0
0
0
0
0
0
0
0
0
0
0
0
0
0
0
0
0
0
0
0
0
0
0
0
0
0
0
0
0
0
0
0
0
0
0
0
0
0
0
0
0
0
0
0
0
0
0
0
0
0
0
0
0
0
0
0
0
0
0
0
0
0
0
0
0
0
0
0
0
0
0
0
0
0
0
0
0
0
0
0
0
0
0
0
0
0
0
0
0
0
0
0
0
0
0
0
0
0
0
0
0
0
0
0
0
0
0
0
0
0
0
0
0
0
0
0
0
0
0
0
0
0
0
0
0
0
0
0
0
0
0
0
0
0
0
0
0
0
0
0
0
0
0
0
0
0
0
0
0
0
0
0
0
0
0
0
0
0
0
0
0
0
0
0
0
0
0
0
0
0
0
0
0
0
0
0
0
0
0
0
0
0
0
0
0
0
0
0
0
0
0
0
0
0
0
0
0
0
0
0
0
0
0
0
0
0
0
0
0
0
0
0
0
0
0
0
0
0
0
0
0
0
0
0
0
0
0
0
0
0
0
0
0
0
0
0
0
0
0
0
0
0
0
0
0
0
0
0
0
0
0
0
0
0
0
0
0
0
0
0
0
0
0
0
0
0
0
0
0
0
0
0
0
0
0
0
0
0
0
0
0
0
0
0
0
0
0
0
0
0
0
0
0
0
0
0
0
0
0
0
0
0
0
0
0
0
0
0
0
0
0
0
0
0
0
0
0
0
0
0
0
0
0
0
0
0
0
0
0
0
0
0
0
0
0
0
0
0
0
0
0
0
0
0
0
0
0
0
0
0
0
0
0
0
0
0
0
0
0
0
0
0
0
0
0
0
0
0
0
0
0
0
0
0
0
0
0
0
0
0
0
0
0
0
0
0
0
0
0
0
0
0
0
0
0
0
0
0
0
0
0
0
0
0
0
0
0
0
0
0
0
0
0
0
0
0
0
0
0
0
0
0
0
0
0
0
0
0
0
0
0
0
0
0
0
0
0
0
0
0
0
0
0
0
0
0
0
0
0
0
0
0
0
0
0
0
0
0
0
0
0
0
0
0
0
0
0
0
0
0
0
0
0
0
0
0
0
0
0
0
0
0
0
0
0
0
0
0
0
0
0
0
0
0
0
0
0
0
0
0
0
0
0
0
0
0
0
0
0
0
0
0
0
0
0
0
0
0
0
0
0
0
0
0
0
0
0
0
0
0
0
0
0
0
0
0
0
0
0
0
0
0
0
0
0
0
0
0
0
0
0
0
0
0
0
0
0
0
0
0
0
0
0
0
0
0
0
0
0
0
0
0
0
0
0
0
0
0
0
0
0
0
0
0
0
0
0
0
0
0
0
0
0
0
0
0
0
0
0
0
0
0
0
0
0
0
0
0
0
0
0
0
0
0
0
0
0
0
0
0
0
0
0
0
0
0
0
0
0
0
0
0
0
0
0
0
0
0
0
0
0
0
0
0
0
0
0
0
0
0
0
0
0
0
0
0
0
0
0
0
0
0
0
0
0
0
0
0
0
0
0
0
0
0
0
0
0
0
0
0
0
0
0
0
0
0
0
0
0
0
0
0
0
0
0
0
0
0
0
0
0
0
0
0
0
0
0
0
0
0
0
0
0
0
0
0
0
0
0
0
0
0
0
0
0
0
0
0
0
0
0
0
0
0
0
0
0
0
0
0
0
0
0
0
0
0
0
0
0
0
0
0
0
0
0
0
0
0
0
0
0
0
0
0
0
0
0
0
0
0
0
0
0
0
0
0
0
0
0
0
0
0
0
0
0
0
0
0
0
0
0
0
0
0
0
0
0
0
0
0
0
0
0
0
0
0
0
0
0
0
0
0
0
0
0
0
0
0
0
0
0
0
0
0
0
0
0
0
0
0
0
0
0
0
0
0
0
0
0
0
0
0
0
0
0
0
0
0
0
0
0
0
0
0
0
0
0
0
0
0
0
0
0
0
0
0
0
0
0
0
0
0
0
0
0
0
0
0
0
0
0
0
0
0
0
0
0
0
0
0
0
0
0
0
0
0
0
0
0
0
0
0
0
0
0
0
0
0
0
0
0
0
0
0
0
0
0
0
0
0
0
0
0
0
0
0
0
0
0
0
0
0
0
0
0
0
0
0
0
0
0
0
0
0
0
0
0
0
0
0
0
0
0
0
0
0
0
0
0
0
0
0
0
0
0
0
0
0
0
0
0
0
0
0
0
0
0
0
0
0
0
0
0
0
0
0
0
0
0
0
0
0
0
0
0
0
0
0
0
0
0
0
0
0
0
0
0
0
0
0
0
0
0
0
0
0
0
0
0
0
0
0
0
0
0
0
0
0
0
0
0
0
0
0
0
0
0
0
0
0
0
0
0
0
0
0
0
0
0
0
0
0
0
0
0
0
0
0
0
0
0
0
0
0
0
0
0
0
0
0
0
0
0
0
0
0
0
0
0
0
0
0
0
0
0
0
0
0
0
0
0
0
0
0
0
0
0
0
0
0
0
0
0
0
0
0
0
0
0
0
0
0
0
0
0
0
0
0
0
0
0
0
0
0
0
0
0
0
0
0
0
0
0
0
0
0
0
0
0
0
0
0
0
0
0
0
0
0
0
0
0
0
0
0
0
0
0
0
0
0
0
0
0
0
0
0
0
0
0
0
0
0
0
0
0
0
0
0
0
0
0
0
0
0
0
0
0
0
0
0
0
0
0
0
0
0
0
0
0
0
0
0
0
0
0
0
0
0
0
0
0
0
0
0
0
0
0
0
0
0
0
0
0
0
0
0
0
0
0
0
0
0
0
0
0
0
0
0
0
0
0
0
0
0
0
0
0
0
0
0
0
0
0
0
0
0
0
0
0
0
0
0
0
0
0
0
0
0
0
0
0
0
0
0
0
0
0
0
0
0
0
0
0
0
0
0
0
0
0
0
0
0
0
0
0
0
0
0
0
0
0
0
0
0
0
0
0
0
0
0
0
0
0
0
0
0
0
0
0
0
0
0
0
0
0
0
0
0
0
0
0
0
0
0
0
0
0
0
0
0
0
0
0
0
0
0
0
0
0
0
0
0
0
0
0
0
0
0
0
0
0
0
0
0
0
0
0
0
0
0
0
0
0
0
0
0
0
0
0
0
0
0
0
0
0
0
0
0
0
0
0
0
0
0
0
0
0
0
0
0
0
0
0
0
0
0
0
0
0
0
0
0
0
0
0
0
0
0
0
0
0
0
0
0
0
0
0
0
0
0
0
0
0
0
0
0
0
0
0
0
0
0
0
0
0
0
0
0
0
0
0
0
0
0
0
0
0
0
0
0
0
0
0
0
0
0
0
0
0
0
0
0
0
0
0
0
0
0
0
0
0
0
0
0
0
0
0
0
0
0
0
0
0
0
0
0
0
0
0
0
0
0
0
0
0
0
0
0
0
0
0
0
0
0
0
0
0
0
0
0
0
0
0
0
0
0
0
0
0
0
0
0
0
0
0
0
0
0
0
0
0
0
0
0
0
0
0
0
0
0
0
0
0
0
0
0
0
0
0
0
0
0
0
0
0
0
0
0
0
0
0
0
0
0
0
0
0
0
0
0
0
0
0
0
0
0
0
0
0
0
0
0
0
0
0
0
0
0
0
0
0
0
0
0
0
0
0
0
0
0
0
0
0
0
0
0
0
0
0
0
0
0
0
0
0
0
0
0
0
0
0
0
0
0
0
0
0
0
0
0
0
0
0
0
0
0
0
0
0
0
0
0
0
0
0
0
0
0
0
0
0
0
0
0
0
0
0
0
0
0
0
0
0
0
0
0
0
0
0
0
0
0
0
0
0
0
0
0
0
0
0
0
0
0
0
0
0
0
0
0
0
0
0
0
0
0
0
0
0
0
0
0
0
0
0
0
0
0
0
0
0
0
0
0
0
0
0
0
0
0
0
0
0
0
0
0
0
0
0
0
0
0
0
0
0
0
0
0
0
0
0
0
0
0
0
0
0
0
0
0
0
0
0
0
0
0
0
0
0
0
0
0
0
0
0
0
0
0
0
0
0
0
0
0
0
0
0
0
0
0
0
0
0
0
0
0
0
0
0
0
0
0
0
0
0
0
0
0
0
0
0
0
0
0
0
0
0
0
0
0
0
0
0
0
0
0
0
0
0
0
0
0
0
0
0
0
0
0
0
0
0
0
0
0
0
0
0
0
0
0
0
0
0
0
0
0
0
0
0
0
0
0
0
0
0
0
0
0
0
0
0
0
0
0
0
0
0
0
0
0
0
0
0
0
0
0
0
0
0
0
0
0
0
0
0
0
0
0
0
0
0
0
0
0
0
0
0
0
0
0
0
0
0
0
0
0
0
0
0
0
0
0
0
0
0
0
0
0
0
0
0
0
0
0
0
0
0
0
0
0
0
0
0
0
0
0
0
0
0
0
0
0
0
0
0
0
0
0
0
0
0
0
0
0
0
0
0
0
0
0
0
0
0
0
0
0
0
0
0
0
0
0
0
0
0
0
0
0
0
0
0
0
0
0
0
0
0
0
0
0
0
0
0
0
0
0
0
0
0
0
0
0
0
0
0
0
0
0
0
0
0
0
0
0
0
0
0
0
0
0
0
0
0
0
0
0
0
0
0
0
0
0
0
0
0
0
0
0
0
0
0
0
0
0
0
0
0
0
0
0
0
0
0
0
0
0
0
0
0
0
0
0
0
0
0
0
0
0
0
0
0
0
0
0
0
0
0
0
0
0
0
0
0
0
0
0
0
0
0
0
0
0
0
0
0
0
0
0
0
0
0
0
0
0
0
0
0
0
0
0
0
0
0
0
0
0
0
0
0
0
0
0
0
0
0
0
0
0
0
0
0
0
0
0
0
0
0
0
0
0
0
0
0
0
0
0
0
0
0
0
0
0
0
0
0
0
0
0
0
0
0
0
0
0
0
0
0
0
0
0
0
0
0
0
0
0
0
0
0
0
0
0
0
0
0
0
0
0
0
0
0
0
0
0
0
0
0
0
0
0
0
0
0
0
0
0
0
0
0
0
0
0
0
0
0
0
0
0
0
0
0
0
0
0
0
0
0
0
0
0
0
0
0
0
0
0
0
0
0
0
0
0
0
0
0
0
0
0
0
0
0
0
0
0
0
0
0
0
0
0
0
0
0
0
0
0
0
0
0
0
0
0
0
0
0
0
0
0
0
0
0
0
0
0
0
0
0
0
0
0
0
0
0
0
0
0
0
0
0
0
0
0
0
0
0
0
0
0
0
0
0
0
0
0
0
0
0
0
0
0
0
0
0
0
0
0
0
0
0
0
0
0
0
0
0
0
0
0
0
0
0
0
0
0
0
0
0
0
0
0
0
0
0
0
0
0
0
0
0
0
0
0
0
0
0
0
0
0
0
0
0
0
0
0
0
0
0
0
0
0
0
0
0
0
0
0
0
0
0
0
0
0
0
0
0
0
0
0
0
0
0
0
0
0
0
0
0
0
0
0
0
0
0
0
0
0
0
0
0
0
0
0
0
0
0
0
0
0
0
0
0
0
0
0
0
0
0
0
0
0
0
0
0
0
0
0
0
0
0
0
0
0
0
0
0
0
0
0
0
0
0
0
0
0
0
0
0
0
0
0
0
0
0
0
0
0
0
0
0
0
0
0
0
0
0
0
0
0
0
0
0
0
0
0
0
0
0
0
0
0
0
0
0
0
0
0
0
0
0
0
0
0
0
0
0
0
0
0
0
0
0
0
0
0
0
0
0
0
0
0
0
0
0
0
0
0
0
0
0
0
0
0
0
0
0
0
0
0
0
0
0
0
0
0
0
0
0
0
0
0
0
0
0
0
0
0
0
0
0
0
0
0
0
0
0
0
0
0
0
0
0
0
0
0
0
0
0
0
0
0
0
0
0
0
0
0
0
0
0
0
0
0
0
0
0
0
0
0
0
0
0
0
0
0
0
0
0
0
0
0
0
0
0
0
0
0
0
0
0
0
0
0
0
0
0
0
0
0
0
0
0
0
0
0
0
0
0
0
0
0
0
0
0
0
0
0
0
0
0
0
0
0
0
0
0
0
0
0
0
0
0
0
0
0
0
0
0
0
0
0
0
0
0
0
0
0
0
0
0
0
0
0
0
0
0
0
0
0
0
0
0
0
0
0
0
0
0
0
0
0
0
0
0
0
0
0
0
0
0
0
0
0
0
0
0
0
0
0
0
0
0
0
0
0
0
0
0
0
0
0
0
0
0
0
0
0
0
0
0
0
0
0
0
0
0
0
0
0
0
0
0
0
0
0
0
0
0
0
0
0
0
0
0
0
0
0
0
0
0
0
0
0
0
0
0
0
0
0
0
0
0
0
0
0
0
0
0
0
0
0
0
0
0
0
0
0
0
0
0
0
0
0
0
0
0
0
0
0
0
0
0
0
0
0
0
0
0
0
0
0
0
0
0
0
0
0
0
0
0
0
0
0
0
0
0
0
0
0
0
0
0
0
0
0
0
0
0
0
0
0
0
0
0
0
0
0
0
0
0
0
0
0
0
0
0
0
0
0
0
0
0
0
0
0
0
0
0
0
0
0
0
0
0
0
0
0
0
0
0
0
0
0
0
0
0
0
0
0
0
0
0
0
0
0
0
0
0
0
0
0
0
0
0
0
0
0
0
0
0
0
0
0
0
0
0
0
0
0
0
0
0
0
0
0
0
0
0
0
0
0
0
0
0
0
0
0
0
0
0
0
0
0
0
0
0
0
0
0
0
0
0
0
0
0
0
0
0
0
0
0
0
0
0
0
0
0
0
0
0
0
0
0
0
0
0
0
0
0
0
0
0
0
0
0
0
0
0
0
0
0
0
0
0
0
0
0
0
0
0
0
0
0
0
0
0
0
0
0
0
0
0
0
0
0
0
0
0
0
0
0
0
0
0
0
0
0
0
0
0
0
0
0
0
0
0
0
0
0
0
0
0
0
0
0
0
0
0
0
0
0
0
0
0
0
0
0
0
0
0
0
0
0
0
0
0
0
0
0
0
0
0
0
0
0
0
0
0
0
0
0
0
0
0
0
0
0
0
0
0
0
0
0
0
0
0
0
0
0
0
0
0
0
0
0
0
0
0
0
0
0
0
0
0
0
0
0
0
0
0
0
0
0
0
0
0
0
0
0
0
0
0
0
0
0
0
0
0
0
0
0
0
0
0
0
0
0
0
0
0
0
0
0
0
0
0
0
0
0
0
0
0
0
0
0
0
0
0
0
0
0
0
0
0
0
0
0
0
0
0
0
0
0
0
0
0
0
0
0
0
0
0
0
0
0
0
0
0
0
0
0
0
0
0
0
0
0
0
0
0
0
0
0
0
0
0
0
0
0
0
0
0
0
0
0
0
0
0
0
0
0
0
0
0
0
0
0
0
0
0
0
0
0
0
0
0
0
0
0
0
0
0
0
0
0
0
0
0
0
0
0
0
0
0
0
0
0
0
0
0
0
0
0
0
0
0
0
0
0
0
0
0
0
0
0
0
0
0
0
0
0
0
0
0
0
0
0
0
0
0
0
0
0
0
0
0
0
0
0
0
0
0
0
0
0
0
0
0
0
0
0
0
0
0
0
0
0
0
0
0
0
0
0
0
0
0
0
0
0
0
0
0
0
0
0
0
0
0
0
0
0
0
0
0
0
0
0
0
0
0
0
0
0
0
0
0
0
0
0
0
0
0
0
0
0
0
0
0
0
0
0
0
0
0
0
0
0
0
0
0
0
0
0
0
0
0
0
0
0
0
0
0
0
0
0
0
0
0
0
0
0
0
0
0
0
0
0
0
0
0
0
0
0
0
0
0
0
0
0
0
0
0
0
0
0
0
0
0
0
0
0
0
0
0
0
0
0
0
0
0
0
0
0
0
0
0
0
0
0
0
0
0
0
0
0
0
0
0
0
0
0
0
0
0
0
0
0
0
0
0
0
0
0
0
0
0
0
0
0
0
0
0
0
0
0
0
0
0
0
0
0
0
0
0
0
0
0
0
0
0
0
0
0
0
0
0
0
0
0
0
0
0
0
0
0
0
0
0
0
0
0
0
0
0
0
0
0
0
0
0
0
0
0
0
0
0
0
0
0
0
0
0
0
0
0
0
0
0
0
0
0
0
0
0
0
0
0
0
0
0
0
0
0
0
0
0
0
0
0
0
0
0
0
0
0
0
0
0
0
0
0
0
0
0
0
0
0
0
0
0
0
0
0
0
0
0
0
0
0
0
0
0
0
0
0
0
0
0
0
0
0
0
0
0
0
0
0
0
0
0
0
0
0
0
0
0
0
0
0
0
0
0
0
0
0
0
0
0
0
0
0
0
0
0
0
0
0
0
0
0
0
0
0
0
0
0
0
0
0
0
0
0
0
0
0
0
0
0
0
0
0
0
0
0
0
0
0
0
0
0
0
0
0
0
0
0
0
0
0
0
0
0
0
0
0
0
0
0
0
0
0
0
0
0
0
0
0
0
0
0
0
0
0
0
0
0
0
0
0
0
0
0
0
0
0
0
0
0
0
0
0
0
0
0
0
0
0
0
0
0
0
0
0
0
0
0
0
0
0
0
0
0
0
0
0
0
0
0
0
0
0
0
0
0
0
0
0
0
0
0
0
0
0
0
0
0
0
0
0
0
0
0
0
0
0
0
0
0
0
0
0
0
0
0
0
0
0
0
0
0
0
0
0
0
0
0
0
0
0
0
0
0
0
0
0
0
0
0
0
0
0
0
0
0
0
0
0
0
0
0
0
0
0
0
0
0
0
0
0
0
0
0
0
0
0
0
0
0
0
0
0
0
0
0
0
0
0
0
0
0
0
0
0
0
0
0
0
0
0
0
0
0
0
0
0
0
0
0
0
0
0
0
0
0
0
0
0
0
0
0
0
0
0
0
0
0
0
0
0
0
0
0
0
0
0
0
0
0
0
0
0
0
0
0
0
0
0
0
0
0
0
0
0
0
0
0
0
0
0
0
0
0
0
0
0
0
0
0
0
0
0
0
0
0
0
0
0
0
0
0
0
0
0
0
0
0
0
0
0
0
0
0
0
0
0
0
0
0
0
0
0
0
0
0
0
0
0
0
0
0
0
0
0
0
0
0
0
0
0
0
0
0
0
0
0
0
0
0
0
0
0
0
0
0
0
0
0
0
0
0
0
0
0
0
0
0
0
0
0
0
0
0
0
0
0
0
0
0
0
0
0
0
0
0
0
0
0
0
0
0
0
0
0
0
0
0
0
0
0
0
0
0
0
0
0
0
0
0
0
0
0
0
0
0
0
0
0
0
0
0
0
0
0
0
0
0
0
0
0
0
0
0
0
0
0
0
0
0
0
0
0
0
0
0
0
0
0
0
0
0
0
0
0
0
0
0
0
0
0
0
0
0
0
0
0
0
0
0
0
0
0
0
0
0
0
0
0
0
0
0
0
0
0
0
0
0
0
0
0
0
0
0
0
0
0
0
0
0
0
0
0
0
0
0
0
0
0
0
0
0
0
0
0
0
0
0
0
0
0
0
0
0
0
0
0
0
0
0
0
0
0
0
0
0
0
0
0
0
0
0
0
0
0
0
0
0
0
0
0
0
0
0
0
0
0
0
0
0
0
0
0
0
0
0
0
0
0
0
0
0
0
0
0
0
0
0
0
0
0
0
0
0
0
0
0
0
0
0
0
0
0
0
0
0
0
0
0
0
0
0
0
0
0
0
0
0
0
0
0
0
0
0
0
0
0
0
0
0
0
0
0
0
0
0
0
0
0
0
0
0
0
0
0
0
0
0
0
0
0
0
0
0
0
0
0
0
0
0
0
0
0
0
0
0
0
0
0
0
0
0
0
0
0
0
0
0
0
0
0
0
0
0
0
0
0
0
0
0
0
0
0
0
0
0
0
0
0
0
0
0
0
0
0
0
0
0
0
0
0
0
0
0
0
0
0
0
0
0
0
0
0
0
0
0
0
0
0
0
0
0
0
0
0
0
0
0
0
0
0
0
0
0
0
0
0
0
0
0
0
0
0
0
0
0
0
0
0
0
0
0
0
0
0
0
0
0
0
0
0
0
0
0
0
0
0
0
0
0
0
0
0
0
0
0
0
0
0
0
0
0
0
0
0
0
0
0
0
0
0
0
0
0
0
0
0
0
0
0
0
0
0
0
0
0
0
0
0
0
0
0
0
0
0
0
0
0
0
0
0
0
0
0
0
0
0
0
0
0
0
0
0
0
0
0
0
0
0
0
0
0
0
0
0
0
0
0
0
0
0
0
0
0
0
0
0
0
0
0
0
0
0
0
0
0
0
0
0
0
0
0
0
0
0
0
0
0
0
0
0
0
0
0
0
0
0
0
0
0
0
0
0
0
0
0
0
0
0
0
0
0
0
0
0
0
0
0
0
0
0
0
0
0
0
0
0
0
0
0
0
0
0
0
0
0
0
0
0
0
0
0
0
0
0
0
0
0
0
0
0
0
0
0
0
0
0
0
0
0
0
0
0
0
0
0
0
0
0
0
0
0
0
0
0
0
0
0
0
0
0
0
0
0
0
0
0
0
0
0
0
0
0
0
0
0
0
0
0
0
0
0
0
0
0
0
0
0
0
0
0
0
0
0
0
0
0
0
0
0
0
0
0
0
0
0
0
0
0
0
0
0
0
0
0
0
0
0
0
0
0
0
0
0
0
0
0
0
0
0
0
0
0
0
0
0
0
0
0
0
0
0
0
0
0
0
0
0
0
0
0
0
0
0
0
0
0
0
0
0
0
0
0
0
0
0
0
0
0
0
0
0
0
0
0
0
0
0
0
0
0
0
0
0
0
0
0
0
0
0
0
0
0
0
0
0
0
0
0
0
0
0
0
0
0
0
0
0
0
0
0
0
0
0
0
0
0
0
0
0
0
0
0
0
0
0
0
0
0
0
0
0
0
0
0
0
0
0
0
0
0
0
0
0
0
0
0
0
0
0
0
0
0
0
0
0
0
0
0
0
0
0
0
0
0
0
0
0
0
0
0
0
0
0
0
0
0
0
0
0
0
0
0
0
0
0
0
0
0
0
0
0
0
0
0
0
0
0
0
0
0
0
0
0
0
0
0
0
0
0
0
0
0
0
0
0
0
0
0
0
0
0
0
0
0
0
0
0
0
0
0
0
0
0
0
0
0
0
0
0
0
0
0
0
0
0
0
0
0
0
0
0
0
0
0
0
0
0
0
0
0
0
0
0
0
0
0
0
0
0
0
0
0
0
0
0
0
0
0
0
0
0
0
0
0
0
0
0
0
0
0
0
0
0
0
0
0
0
0
0
0
0
0
0
0
0
0
0
0
0
0
0
0
0
0
0
0
0
0
0
0
0
0
0
0
0
0
0
0
0
0
0
0
0
0
0
0
0
0
0
0
0
0
0
0
0
0
0
0
0
0
0
0
0
0
0
0
0
0
0
0
0
0
0
0
0
0
0
0
0
0
0
0
0
0
0
0
0
0
0
0
0
0
0
0
0
0
0
0
0
0
0
0
0
0
0
0
0
0
0
0
0
0
0
0
0
0
0
0
0
0
0
0
0
0
0
0
0
0
0
0
0
0
0
0
0
0
0
0
0
0
0
0
0
0
0
0
0
0
0
0
0
0
0
0
0
0
0
0
0
0
0
0
0
0
0
0
0
0
0
0
0
0
0
0
0
0
0
0
0
0
0
0
0
0
0
0
0
0
0
0
0
0
0
0
0
0
0
0
0
0
0
0
0
0
0
0
0
0
0
0
0
0
0
0
0
0
0
0
0
0
0
0
0
0
0
0
0
0
0
0
0
0
0
0
0
0
0
0
0
0
0
0
0
0
0
0
0
0
0
0
0
0
0
0
0
0
0
0
0
0
0
0
0
0
0
0
0
0
0
0
0
0
0
0
0
0
0
0
0
0
0
0
0
0
0
0
0
0
0
0
0
0
0
0
0
0
0
0
0
0
0
0
0
0
0
0
0
0
0
0
0
0
0
0
0
0
0
0
0
0
0
0
0
0
0
0
0
0
0
0
0
0
0
0
0
0
0
0
0
0
0
0
0
0
0
0
0
0
0
0
0
0
0
0
0
0
0
0
0
0
0
0
0
0
0
0
0
0
0
0
0
0
0
0
0
0
0
0
0
0
0
0
0
0
0
0
0
0
0
0
0
0
0
0
0
0
0
0
0
0
0
0
0
0
0
0
0
0
0
0
0
0
0
0
0
0
0
0
0
0
0
0
0
0
0
0
0
0
0
0
0
0
0
0
0
0
0
0
0
0
0
0
0
0
0
0
0
0
0
0
0
0
0
0
0
0
0
0
0
0
0
0
0
0
0
0
0
0
0
0
0
0
0
0
0
0
0
0
0
0
0
0
0
0
0
0
0
0
0
0
0
0
0
0
0
0
0
0
0
0
0
0
0
0
0
0
0
0
0
0
0
0
0
0
0
0
0
0
0
0
0
0
0
0
0
0
0
0
0
0
0
0
0
0
0
0
0
0
0
0
0
0
0
0
0
0
0
0
0
0
0
0
0
0
0
0
0
0
0
0
0
0
0
0
0
0
0
0
0
0
0
0
0
0
0
0
0
0
0
0
0
0
0
0
0
0
0
0
0
0
0
0
0
0
0
0
0
0
0
0
0
0
0
0
0
0
0
0
0
0
0
0
0
0
0
0
0
0
0
0
0
0
0
0
0
0
0
0
0
0
0
0
0
0
0
0
0
0
0
0
0
0
0
0
0
0
0
0
0
0
0
0
0
0
0
0
0
0
0
0
0
0
0
0
0
0
0
0
0
0
0
0
0
0
0
0
0
0
0
0
0
0
0
0
0
0
0
0
0
0
0
0
0
0
0
0
0
0
0
0
0
0
0
0
0
0
0
0
0
0
0
0
0
0
0
0
0
0
0
0
0
0
0
0
0
0
0
0
0
0
0
0
0
0
0
0
0
0
0
0
0
0
0
0
0
0
0
0
0
0
0
0
0
0
0
0
0
0
0
0
0
0
0
0
0
0
0
0
0
0
0
0
0
0
0
0
0
0
0
0
0
0
0
0
0
0
0
0
0
0
0
0
0
0
0
0
0
0
0
0
0
0
0
0
0
0
0
0
0
0
0
0
0
0
0
0
0
0
0
0
0
0
0
0
0
0
0
0
0
0
0
0
0
0
0
0
0
0
0
0
0
0
0
0
0
0
0
0
0
0
0
0
0
0
0
0
0
0
0
0
0
0
0
0
0
0
0
0
0
0
0
0
0
0
0
0
0
0
0
0
0
0
0
0
0
0
0
0
0
0
0
0
0
0
0
0
0
0
0
0
0
0
0
0
0
0
0
0
0
0
0
0
0
0
0
0
0
0
0
0
0
0
0
0
0
0
0
0
0
0
0
0
0
0
0
0
0
0
0
0
0
0
0
0
0
0
0
0
0
0
0
0
0
0
0
0
0
0
0
0
0
0
0
0
0
0
0
0
0
0
0
0
0
0
0
0
0
0
0
0
0
0
0
0
0
0
0
0
0
0
0
0
0
0
0
0
0
0
0
0
0
0
0
0
0
0
0
0
0
0
0
0
0
0
0
0
0
0
0
0
0
0
0
0
0
0
0
0
0
0
0
0
0
0
0
0
0
0
0
0
0
0
0
0
0
0
0
0
0
0
0
0
0
0
0
0
0
0
0
0
0
0
0
0
0
0
0
0
0
0
0
0
0
0
0
0
0
0
0
0
0
0
0
0
0
0
0
0
0
0
0
0
0
0
0
0
0
0
0
0
0
0
0
0
0
0
0
0
0
0
0
0
0
0
0
0
0
0
0
0
0
0
0
0
0
0
0
0
0
0
0
0
0
0
0
0
0
0
0
0
0
0
0
0
0
0
0
0
0
0
0
0
0
0
0
0
0
0
0
0
0
0
0
0
0
0
0
0
0
0
0
0
0
0
0
0
0
0
0
0
0
0
0
0
0
0
0
0
0
0
0
0
0
0
0
0
0
0
0
0
0
0
0
0
0
0
0
0
0
0
0
0
0
0
0
0
0
0
0
0
0
0
0
0
0
0
0
0
0
0
0
0
0
0
0
0
0
0
0
0
0
0
0
0
0
0
0
0
0
0
0
0
0
0
0
0
0
0
0
0
0
0
0
0
0
0
0
0
0
0
0
0
0
0
0
0
0
0
0
0
0
0
0
0
0
0
0
0
0
0
0
0
0
0
0
0
0
0
0
0
0
0
0
0
0
0
0
0
0
0
0
0
0
0
0
0
0
0
0
0
0
0
0
0
0
0
0
0
0
0
0
0
0
0
0
0
0
0
0
0
0
0
0
0
0
0
0
0
0
0
0
0
0
0
0
0
0
0
0
0
0
0
0
0
0
0
0
0
0
0
0
0
0
0
0
0
0
0
0
0
0
0
0
0
0
0
0
0
0
0
0
0
0
0
0
0
0
0
0
0
0
0
0
0
0
0
0
0
0
0
0
0
0
0
0
0
0
0
0
0
0
0
0
0
0
0
0
0
0
0
0
0
0
0
0
0
0
0
0
0
0
0
0
0
0
0
0
0
0
0
0
0
0
0
0
0
0
0
0
0
0
0
0
0
0
0
0
0
0
0
0
0
0
0
0
0
0
0
0
0
0
0
0
0
0
0
0
0
0
0
0
0
0
0
0
0
0
0
0
0
0
0
0
0
0
0
0
0
0
0
0
0
0
0
0
0
0
0
0
0
0
0
0
0
0
0
0
0
0
0
0
0
0
0
0
0
0
0
0
0
0
0
0
0
0
0
0
0
0
0
0
0
0
0
0
0
0
0
0
0
0
0
0
0
0
0
0
0
0
0
0
0
0
0
0
0
0
0
0
0
0
0
0
0
0
0
0
0
0
0
0
0
0
0
0
0
0
0
0
0
0
0
0
0
0
0
0
0
0
0
0
0
0
0
0
0
0
0
0
0
0
0
0
0
0
0
0
0
0
0
0
0
0
0
0
0
0
0
0
0
0
0
0
0
0
0
0
0
0
0
0
0
0
0
0
0
0
0
0
0
0
0
0
0
0
0
0
0
0
0
0
0
0
0
0
0
0
0
0
0
0
0
0
0
0
0
0
0
0
0
0
0
0
0
0
0
0
0
0
0
0
0
0
0
0
0
0
0
0
0
0
0
0
0
0
0
0
0
0
0
0
0
0
0
0
0
0
0
0
0
0
0
0
0
0
0
0
0
0
0
0
0
0
0
0
0
0
0
0
0
0
0
0
0
0
0
0
0
0
0
0
0
0
0
0
0
0
0
0
0
0
0
0
0
0
0
0
0
0
0
0
0
0
0
0
0
0
0
0
0
0
0
0
0
0
0
0
0
0
0
0
0
0
0
0
0
0
0
0
0
0
0
0
0
0
0
0
0
0
0
0
0
0
0
0
0
0
0
0
0
0
0
0
0
0
0
0
0
0
0
0
0
0
0
0
0
0
0
0
0
0
0
0
0
0
0
0
0
0
0
0
0
0
0
0
0
0
0
0
0
0
0
0
0
0
0
0
0
0
0
0
0
0
0
0
0
0
0
0
0
0
0
0
0
0
0
0
0
0
0
0
0
0
0
0
0
0
0
0
0
0
0
0
0
0
0
0
0
0
0
0
0
0
0
0
0
0
0
0
0
0
0
0
0
0
0
0
0
0
0
0
0
0
0
0
0
0
0
0
0
0
0
0
0
0
0
0
0
0
0
0
0
0
0
0
0
0
0
0
0
0
0
0
0
0
0
0
0
0
0
0
0
0
0
0
0
0
0
0
0
0
0
0
0
0
0
0
0
0
0
0
0
0
0
0
0
0
0
0
0
0
0
0
0
0
0
0
0
0
0
0
0
0
0
0
0
0
0
0
0
0
0
0
0
0
0
0
0
0
0
0
0
0
0
0
0
0
0
0
0
0
0
0
0
0
0
0
0
0
0
0
0
0
0
0
0
0
0
0
0
0
0
0
0
0
0
0
0
0
0
0
0
0
0
0
0
0
0
0
0
0
0
0
0
0
0
0
0
0
0
0
0
0
0
0
0
0
0
0
0
0
0
0
0
0
0
0
0
0
0
0
0
0
0
0
0
0
0
0
0
0
0
0
0
0
0
0
0
0
0
0
0
0
0
0
0
0
0
0
0
0
0
0
0
0
0
0
0
0
0
0
0
0
0
0
0
0
0
0
0
0
0
0
0
0
0
0
0
0
0
0
0
0
0
0
0
0
0
0
0
0
0
0
0
0
0
0
0
0
0
0
0
0
0
0
0
0
0
0
0
0
0
0
0
0
0
0
0
0
0
0
0
0
0
0
0
0
0
0
0
0
0
0
0
0
0
0
0
0
0
0
0
0
0
0
0
0
0
0
0
0
0
0
0
0
0
0
0
0
0
0
0
0
0
0
0
0
0
0
0
0
0
0
0
0
0
0
0
0
0
0
0
0
0
0
0
0
0
0
0
0
0
0
0
0
0
0
0
0
0
0
0
0
0
0
0
0
0
0
0
0
0
0
0
0
0
0
0
0
0
0
0
0
0
0
0
0
0
0
0
0
0
0
0
0
0
0
0
0
0
0
0
0
0
0
0
0
0
0
0
0
0
0
0
0
0
0
0
0
0
0
0
0
0
0
0
0
0
0
0
0
0
0
0
0
0
0
0
0
0
0
0
0
0
0
0
0
0
0
0
0
0
0
0
0
0
0
0
0
0
0
0
0
0
0
0
0
0
0
0
0
0
0
0
0
0
0
0
0
0
0
0
0
0
0
0
0
0
0
0
0
0
0
0
0
0
0
0
0
0
0
0
0
0
0
0
0
0
0
0
0
0
0
0
0
0
0
0
0
0
0
0
0
0
0
0
0
0
0
0
0
0
0
0
0
0
0
0
0
0
0
0
0
0
0
0
0
0
0
0
0
0
0
0
0
0
0
0
0
0
0
0
0
0
0
0
0
0
0
0
0
0
0
0
0
0
0
0
0
0
0
0
0
0
0
0
0
0
0
0
0
0
0
0
0
0
0
0
0
0
0
0
0
0
0
0
0
0
0
0
0
0
0
0
0
0
0
0
0
0
0
0
0
0
0
0
0
0
0
0
0
0
0
0
0
0
0
0
0
0
0
0
0
0
0
0
0
0
0
0
0
0
0
0
0
0
0
0
0
0
0
0
0
0
0
0
0
0
0
0
0
0
0
0
0
0
0
0
0
0
0
0
0
0
0
0
0
0
0
0
0
0
0
0
0
0
0
0
0
0
0
0
0
0
0
0
0
0
0
0
0
0
0
0
0
0
0
0
0
0
0
0
0
0
0
0
0
0
0
0
0
0
0
0
0
0
0
0
0
0
0
0
0
0
0
0
0
0
0
0
0
0
0
0
0
0
0
0
0
0
0
0
0
0
0
0
0
0
0
0
0
0
0
0
0
0
0
0
0
0
0
0
0
0
0
0
0
0
0
0
0
0
0
0
0
0
0
0
0
0
0
0
0
0
0
0
0
0
0
0
0
0
0
0
0
0
0
0
0
0
0
0
0
0
0
0
0
0
0
0
0
0
0
0
0
0
0
0
0
0
0
0
0
0
0
0
0
0
0
0
0
0
0
0
0
0
0
0
0
0
0
0
0
0
0
0
0
0
0
0
0
0
0
0
0
0
0
0
0
0
0
0
0
0
0
0
0
0
0
0
0
0
0
0
0
0
0
0
0
0
0
0
0
0
0
0
0
0
0
0
0
0
0
0
0
0
0
0
0
0
0
0
0
0
0
0
0
0
0
0
0
0
0
0
0
0
0
0
0
0
0
0
0
0
0
0
0
0
0
0
0
0
0
0
0
0
0
0
0
0
0
0
0
0
0
0
0
0
0
0
0
0
0
0
0
0
0
0
0
0
0
0
0
0
0
0
0
0
0
0
0
0
0
0
0
0
0
0
0
0
0
0
0
0
0
0
0
0
0
0
0
0
0
0
0
0
0
0
0
0
0
0
0
0
0
0
0
0
0
0
0
0
0
0
0
0
0
0
0
0
0
0
0
0
0
0
0
0
0
0
0
0
0
0
0
0
0
0
0
0
0
0
0
0
0
0
0
0
0
0
0
0
0
0
0
0
0
0
0
0
0
0
0
0
0
0
0
0
0
0
0
0
0
0
0
0
0
0
0
0
0
0
0
0
0
0
0
0
0
0
0
0
0
0
0
0
0
0
0
0
0
0
0
0
0
0
0
0
0
0
0
0
0
0
0
0
0
0
0
0
0
0
0
0
0
0
0
0
0
0
0
0
0
0
0
0
0
0
0
0
0
0
0
0
0
0
0
0
0
0
0
0
0
0
0
0
0
0
0
0
0
0
0
0
0
0
0
0
0
0
0
0
0
0
0
0
0
0
0
0
0
0
0
0
0
0
0
0
0
0
0
0
0
0
0
0
0
0
0
0
0
0
0
0
0
0
0
0
0
0
0
0
0
0
0
0
0
0
0
0
0
0
0
0
0
0
0
0
0
0
0
0
0
0
0
0
0
0
0
0
0
0
0
0
0
0
0
0
0
0
0
0
0
0
0
0
0
0
0
0
0
0
0
0
0
0
0
0
0
0
0
0
0
0
0
0
0
0
0
0
0
0
0
0
0
0
0
0
0
0
0
0
0
0
0
0
0
0
0
0
0
0
0
0
0
0
0
0
0
0
0
0
0
0
0
0
0
0
0
0
0
0
0
0
0
0
0
0
0
0
0
0
0
0
0
0
0
0
0
0
0
0
0
0
0
0
0
0
0
0
0
0
0
0
0
0
0
0
0
0
0
0
0
0
0
0
0
0
0
0
0
0
0
0
0
0
0
0
0
0
0
0
0
0
0
0
0
0
0
0
0
0
0
0
0
0
0
0
0
0
0
0
0
0
0
0
0
0
0
0
0
0
0
0
0
0
0
0
0
0
0
0
0
0
0
0
0
0
0
0
0
0
0
0
0
0
0
0
0
0
0
0
0
0
0
0
0
0
0
0
0
0
0
0
0
0
0
0
0
0
0
0
0
0
0
0
0
0
0
0
0
0
0
0
0
0
0
0
0
0
0
0
0
0
0
0
0
0
0
0
0
0
0
0
0
0
0
0
0
0
0
0
0
0
0
0
0
0
0
0
0
0
0
0
0
0
0
0
0
0
0
0
0
0
0
0
0
0
0
0
0
0
0
0
0
0
0
0
0
0
0
0
0
0
0
0
0
0
0
0
0
0
0
0
0
0
0
0
0
0
0
0
0
0
0
0
0
0
0
0
0
0
0
0
0
0
0
0
0
0
0
0
0
0
0
0
0
0
0
0
0
0
0
0
0
0
0
0
0
0
0
0
0
0
0
0
0
0
0
0
0
0
0
0
0
0
0
0
0
0
0
0
0
0
0
0
0
0
0
0
0
0
0
0
0
0
0
0
0
0
0
0
0
0
0
0
0
0
0
0
0
0
0
0
0
0
0
0
0
0
0
0
0
0
0
0
0
0
0
0
0
0
0
0
0
0
0
0
0
0
0
0
0
0
0
0
0
0
0
0
0
0
0
0
0
0
0
0
0
0
0
0
0
0
0
0
0
0
0
0
0
0
0
0
0
0
0
0
0
0
0
0
0
0
0
0
0
0
0
0
0
0
0
0
0
0
0
0
0
0
0
0
0
0
0
0
0
0
0
0
0
0
0
0
0
0
0
0
0
0
0
0
0
0
0
0
0
0
0
0
0
0
0
0
0
0
0
0
0
0
0
0
0
0
0
0
0
0
0
0
0
0
0
0
0
0
0
0
0
0
0
0
0
0
0
0
0
0
0
0
0
0
0
0
0
0
0
0
0
0
0
0
0
0
0
0
0
0
0
0
0
0
0
0
0
0
0
0
0
0
0
0
0
0
0
0
0
0
0
0
0
0
0
0
0
0
0
0
0
0
0
0
0
0
0
0
0
0
0
0
0
0
0
0
0
0
0
0
0
0
0
0
0
0
0
0
0
0
0
0
0
0
0
0
0
0
0
0
0
0
0
0
0
0
0
0
0
0
0
0
0
0
0
0
0
0
0
0
0
0
0
0
0
0
0
0
0
0
0
0
0
0
0
0
0
0
0
0
0
0
0
0
0
0
0
0
0
0
0
0
0
0
0
0
0
0
0
0
0
0
0
0
0
0
0
0
0
0
0
0
0
0
0
0
0
0
0
0
0
0
0
0
0
0
0
0
0
0
0
0
0
0
0
0
0
0
0
0
0
0
0
0
0
0
0
0
0
0
0
0
0
0
0
0
0
0
0
0
0
0
0
0
0
0
0
0
0
0
0
0
0
0
0
0
0
0
0
0
0
0
0
0
0
0
0
0
0
0
0
0
0
0
0
0
0
0
0
0
0
0
0
0
0
0
0
0
0
0
0
0
0
0
0
0
0
0
0
0
0
0
0
0
0
0
0
0
0
0
0
0
0
0
0
0
0
0
0
0
0
0
0
0
0
0
0
0
0
0
0
0
0
0
0
0
0
0
0
0
0
0
0
0
0
0
0
0
0
0
0
0
0
0
0
0
0
0
0
0
0
0
0
0
0
0
0
0
0
0
0
0
0
0
0
0
0
0
0
0
0
0
0
0
0
0
0
0
0
0
0
0
0
0
0
0
0
0
0
0
0
0
0
0
0
0
0
0
0
0
0
0
0
0
0
0
0
0
0
0
0
0
0
0
0
0
0
0
0
0
0
0
0
0
0
0
0
0
0
0
0
0
0
0
0
0
0
0
0
0
0
0
0
0
0
0
0
0
0
0
0
0
0
0
0
0
0
0
0
0
0
0
0
0
0
0
0
0
0
0
0
0
0
0
0
0
0
0
0
0
0
0
0
0
0
0
0
0
0
0
0
0
0
0
0
0
0
0
0
0
0
0
0
0
0
0
0
0
0
0
0
0
0
0
0
0
0
0
0
0
0
0
0
0
0
0
0
0
0
0
0
0
0
0
0
0
0
0
0
0
0
0
0
0
0
0
0
0
0
0
0
0
0
0
0
0
0
0
0
0
0
0
0
0
0
0
0
0
0
0
0
0
0
0
0
0
0
0
0
0
0
0
0
0
0
0
0
0
0
0
0
0
0
0
0
0
0
0
0
0
0
0
0
0
0
0
0
0
0
0
0
0
0
0
0
0
0
0
0
0
0
0
0
0
0
0
0
0
0
0
0
0
0
0
0
0
0
0
0
0
0
0
0
0
0
0
0
0
0
0
0
0
0
0
0
0
0
0
0
0
0
0
0
0
0
0
0
0
0
0
0
0
0
0
0
0
0
0
0
0
0
0
0
0
0
0
0
0
0
0
0
0
0
0
0
0
0
0
0
0
0
0
0
0
0
0
0
0
0
0
0
0
0
0
0
0
0
0
0
0
0
0
0
0
0
0
0
0
0
0
0
0
0
0
0
0
0
0
0
0
0
0
0
0
0
0
0
0
0
0
0
0
0
0
0
0
0
0
0
0
0
0
0
0
0
0
0
0
0
0
0
0
0
0
0
0
0
0
0
0
0
0
0
0
0
0
0
0
0
0
0
0
0
0
0
0
0
0
0
0
0
0
0
0
0
0
0
0
0
0
0
0
0
0
0
0
0
0
0
0
0
0
0
0
0
0
0
0
0
0
0
0
0
0
0
0
0
0
0
0
0
0
0
0
0
0
0
0
0
0
0
0
0
0
0
0
0
0
0
0
0
0
0
0
0
0
0
0
0
0
0
0
0
0
0
0
0
0
0
0
0
0
0
0
0
0
0
0
0
0
0
0
0
0
0
0
0
0
0
0
0
0
0
0
0
0
0
0
0
0
0
0
0
0
0
0
0
0
0
0
0
0
0
0
0
0
0
0
0
0
0
0
0
0
0
0
0
0
0
0
0
0
0
0
0
0
0
0
0
0
0
0
0
0
0
0
0
0
0
0
0
0
0
0
0
0
0
0
0
0
0
0
0
0
0
0
0
0
0
0
0
0
0
0
0
0
0
0
0
0
0
0
0
0
0
0
0
0
0
0
0
0
0
0
0
0
0
0
0
0
0
0
0
0
0
0
0
0
0
0
0
0
0
0
0
0
0
0
0
0
0
0
0
0
0
0
0
0
0
0
0
0
0
0
0
0
0
0
0
0
0
0
0
0
0
0
0
0
0
0
0
0
0
0
0
0
0
0
0
0
0
0
0
0
0
0
0
0
0
0
0
0
0
0
0
0
0
0
0
0
0
0
0
0
0
0
0
0
0
0
0
0
0
0
0
0
0
0
0
0
0
0
0
0
0
0
0
0
0
0
0
0
0
0
0
0
0
0
0
0
0
0
0
0
0
0
0
0
0
0
0
0
0
0
0
0
0
0
0
0
0
0
0
0
0
0
0
0
0
0
0
0
0
0
0
0
0
0
0
0
0
0
0
0
0
0
0
0
0
0
0
0
0
0
0
0
0
0
0
0
0
0
0
0
0
0
0
0
0
0
0
0
0
0
0
0
0
0
0
0
0
0
0
0
0
0
0
0
0
0
0
0
0
0
0
0
0
0
0
0
0
0
0
0
0
0
0
0
0
0
0
0
0
0
0
0
0
0
0
0
0
0
0
0
0
0
0
0
0
0
0
0
0
0
0
0
0
0
0
0
0
0
0
0
0
0
0
0
0
0
0
0
0
0
0
0
0
0
0
0
0
0
0
0
0
0
0
0
0
0
0
0
0
0
0
0
0
0
0
0
0
0
0
0
0
0
0
0
0
0
0
0
0
0
0
0
0
0
0
0
0
0
0
0
0
0
0
0
0
0
0
0
0
0
0
0
0
0
0
0
0
0
0
0
0
0
0
0
0
0
0
0
0
0
0
0
0
0
0
0
0
0
0
0
0
0
0
0
0
0
0
0
0
0
0
0
0
0
0
0
0
0
0
0
0
0
0
0
0
0
0
0
0
0
0
0
0
0
0
0
0
0
0
0
0
0
0
0
0
0
0
0
0
0
0
0
0
0
0
0
0
0
0
0
0
0
0
0
0
0
0
0
0
0
0
0
0
0
0
0
0
0
0
0
0
0
0
0
0
0
0
0
0
0
0
0
0
0
0
0
0
0
0
0
0
0
0
0
0
0
0
0
0
0
0
0
0
0
0
0
0
0
0
0
0
0
0
0
0
0
0
0
0
0
0
0
0
0
0
0
0
0
0
0
0
0
0
0
0
0
0
0
0
0
0
0
0
0
0
0
0
0
0
0
0
0
0
0
0
0
0
0
0
0
0
0
0
0
0
0
0
0
0
0
0
0
0
0
0
0
0
0
0
0
0
0
0
0
0
0
0
0
0
0
0
0
0
0
0
0
0
0
0
0
0
0
0
0
0
0
0
0
0
0
0
0
0
0
0
0
0
0
0
0
0
0
0
0
0
0
0
0
0
0
0
0
0
0
0
0
0
0
0
0
0
0
0
0
0
0
0
0
0
0
0
0
0
0
0
0
0
0
0
0
0
0
0
0
0
0
0
0
0
0
0
0
0
0
0
0
0
0
0
0
0
0
0
0
0
0
0
0
0
0
0
0
0
0
0
0
0
0
0
0
0
0
0
0
0
0
0
0
0
0
0
0
0
0
0
0
0
0
0
0
0
0
0
0
0
0
0
0
0
0
0
0
0
0
0
0
0
0
0
0
0
0
0
0
0
0
0
0
0
0
0
0
0
0
0
0
0
0
0
0
0
0
0
0
0
0
0
0
0
0
0
0
0
0
0
0
0
0
0
0
0
0
0
0
0
0
0
0
0
0
0
0
0
0
0
0
0
0
0
0
0
0
0
0
0
0
0
0
0
0
0
0
0
0
0
0
0
0
0
0
0
0
0
0
0
0
0
0
0
0
0
0
0
0
0
0
0
0
0
0
0
0
0
0
0
0
0
0
0
0
0
0
0
0
0
0
0
0
0
0
0
0
0
0
0
0
0
0
0
0
0
0
0
0
0
0
0
0
0
0
0
0
0
0
0
0
0
0
0
0
0
0
0
0
0
0
0
0
0
0
0
0
0
0
0
0
0
0
0
0
0
0
0
0
0
0
0
0
0
0
0
0
0
0
0
0
0
0
0
0
0
0
0
0
0
0
0
0
0
0
0
0
0
0
0
0
0
0
0
0
0
0
0
0
0
0
0
0
0
0
0
0
0
0
0
0
0
0
0
0
0
0
0
0
0
0
0
0
0
0
0
0
0
0
0
0
0
0
0
0
0
0
0
0
0
0
0
0
0
0
0
0
0
0
0
0
0
0
0
0
0
0
0
0
0
0
0
0
0
0
0
0
0
0
0
0
0
0
0
0
0
0
0
0
0
0
0
0
0
0
0
0
0
0
0
0
0
0
0
0
0
0
0
0
0
0
0
0
0
0
0
0
0
0
0
0
0
0
0
0
0
0
0
0
0
0
0
0
0
0
0
0
0
0
0
0
0
0
0
0
0
0
0
0
0
0
0
0
0
0
0
0
0
0
0
0
0
0
0
0
0
0
0
0
0
0
0
0
0
0
0
0
0
0
0
0
0
0
0
0
0
0
0
0
0
0
0
0
0
0
0
0
0
0
0
0
0
0
0
0
0
0
0
0
0
0
0
0
0
0
0
0
0
0
0
0
0
0
0
0
0
0
0
0
0
0
0
0
0
0
0
0
0
0
0
0
0
0
0
0
0
0
0
0
0
0
0
0
0
0
0
0
0
0
0
0
0
0
0
0
0
0
0
0
0
0
0
0
0
0
0
0
0
0
0
0
0
0
0
0
0
0
0
0
0
0
0
0
0
0
0
0
0
0
0
0
0
0
0
0
0
0
0
0
0
0
0
0
0
0
0
0
0
0
0
0
0
0
0
0
0
0
0
0
0
0
0
0
0
0
0
0
0
0
0
0
0
0
0
0
0
0
0
0
0
0
0
0
0
0
0
0
0
0
0
0
0
0
0
0
0
0
0
0
0
0
0
0
0
0
0
0
0
0
0
0
0
0
0
0
0
0
0
0
0
0
0
0
0
0
0
0
0
0
0
0
0
0
0
0
0
0
0
0
0
0
0
0
0
0
0
0
0
0
0
0
0
0
0
0
0
0
0
0
0
0
0
0
0
0
0
0
0
0
0
0
0
0
0
0
0
0
0
0
0
0
0
0
0
0
0
0
0
0
0
0
0
0
0
0
0
0
0
0
0
0
0
0
0
0
0
0
0
0
0
0
0
0
0
0
0
0
0
0
0
0
0
0
0
0
0
0
0
0
0
0
0
0
0
0
0
0
0
0
0
0
0
0
0
0
0
0
0
0
0
0
0
0
0
0
0
0
0
0
0
0
0
0
0
0
0
0
0
0
0
0
0
0
0
0
0
0
0
0
0
0
0
0
0
0
0
0
0
0
0
0
0
0
0
0
0
0
0
0
0
0
0
0
0
0
0
0
0
0
0
0
0
0
0
0
0
0
0
0
0
0
0
0
0
0
0
0
0
0
0
0
0
0
0
0
0
0
0
0
0
0
0
0
0
0
0
0
0
0
0
0
0
0
0
0
0
0
0
0
0
0
0
0
0
0
0
0
0
0
0
0
0
0
0
0
0
0
0
0
0
0
0
0
0
0
0
0
0
0
0
0
0
0
0
0
0
0
0
0
0
0
0
0
0
0
0
0
0
0
0
0
0
0
0
0
0
0
0
0
0
0
0
0
0
0
0
0
0
0
0
0
0
0
0
0
0
0
0
0
0
0
0
0
0
0
0
0
0
0
0
0
0
0
0
0
0
0
0
0
0
0
0
0
0
0
0
0
0
0
0
0
0
0
0
0
0
0
0
0
0
0
0
0
0
0
0
0
0
0
0
0
0
0
0
0
0
0
0
0
0
0
0
0
0
0
0
0
0
0
0
0
0
0
0
0
0
0
0
0
0
0
0
0
0
0
0
0
0
0
0
0
0
0
0
0
0
0
0
0
0
0
0
0
0
0
0
0
0
0
0
0
0
0
0
0
0
0
0
0
0
0
0
0
0
0
0
0
0
0
0
0
0
0
0
0
0
0
0
0
0
0
0
0
0
0
0
0
0
0
0
0
0
0
0
0
0
0
0
0
0
0
0
0
0
0
0
0
0
0
0
0
0
0
0
0
0
0
0
0
0
0
0
0
0
0
0
0
0
0
0
0
0
0
0
0
0
0
0
0
0
0
0
0
0
0
0
0
0
0
0
0
0
0
0
0
0
0
0
0
0
0
0
0
0
0
0
0
0
0
0
0
0
0
0
0
0
0
0
0
0
0
0
0
0
0
0
0
0
0
0
0
0
0
0
0
0
0
0
0
0
0
0
0
0
0
0
0
0
0
0
0
0
0
0
0
0
0
0
0
0
0
0
0
0
0
0
0
0
0
0
0
0
0
0
0
0
0
0
0
0
0
0
0
0
0
0
0
0
0
0
0
0
0
0
0
0
0
0
0
0
0
0
0
0
0
0
0
0
0
0
0
0
0
0
0
0
0
0
0
0
0
0
0
0
0
0
0
0
0
0
0
0
0
0
0
0
0
0
0
0
0
0
0
0
0
0
0
0
0
0
0
0
0
0
0
0
0
0
0
0
0
0
0
0
0
0
0
0
0
0
0
0
0
0
0
0
0
0
0
0
0
0
0
0
0
0
0
0
0
0
0
0
0
0
0
0
0
0
0
0
0
0
0
0
0
0
0
0
0
0
0
0
0
0
0
0
0
0
0
0
0
0
0
0
0
0
0
0
0
0
0
0
0
0
0
0
0
0
0
0
0
0
0
0
0
0
0
0
0
0
0
0
0
0
0
0
0
0
0
0
0
0
0
0
0
0
0
0
0
0
0
0
0
0
0
0
0
0
0
0
0
0
0
0
0
0
0
0
0
0
0
0
0
0
0
0
0
0
0
0
0
0
0
0
0
0
0
0
0
0
0
0
0
0
0
0
0
0
0
0
0
0
0
0
0
0
0
0
0
0
0
0
0
0
0
0
0
0
0
0
0
0
0
0
0
0
0
0
0
0
0
0
0
0
0
0
0
0
0
0
0
0
0
0
0
0
0
0
0
0
0
0
0
0
0
0
0
0
0
0
0
0
0
0
0
0
0
0
0
0
0
0
0
0
0
0
0
0
0
0
0
0
0
0
0
0
0
0
0
0
0
0
0
0
0
0
0
0
0
0
0
0
0
0
0
0
0
0
0
0
0
0
0
0
0
0
0
0
0
0
0
0
0
0
0
0
0
0
0
0
0
0
0
0
0
0
0
0
0
0
0
0
0
0
0
0
0
0
0
0
0
0
0
0
0
0
0
0
0
0
0
0
0
0
0
0
0
0
0
0
0
0
0
0
0
0
0
0
0
0
0
0
0
0
0
0
0
0
0
0
0
0
0
0
0
0
0
0
0
0
0
0
0
0
0
0
0
0
0
0
0
0
0
0
0
0
0
0
0
0
0
0
0
0
0
0
0
0
0
0
0
0
0
0
0
0
0
0
0
0
0
0
0
0
0
0
0
0
0
0
0
0
0
0
0
0
0
0
0
0
0
0
0
0
0
0
0
0
0
0
0
0
0
0
0
0
0
0
0
0
0
0
0
0
0
0
0
0
0
0
0
0
0
0
0
0
0
0
0
0
0
0
0
0
0
0
0
0
0
0
0
0
0
0
0
0
0
0
0
0
0
0
0
0
0
0
0
0
0
0
0
0
0
0
0
0
0
0
0
0
0
0
0
0
0
0
0
0
0
0
0
0
0
0
0
0
0
0
0
0
0
0
0
0
0
0
0
0
0
0
0
0
0
0
0
0
0
0
0
0
0
0
0
0
0
0
0
0
0
0
0
0
0
0
0
0
0
0
0
0
0
0
0
0
0
0
0
0
0
0
0
0
0
0
0
0
0
0
0
0
0
0
0
0
0
0
0
0
0
0
0
0
0
0
0
0
0
0
0
0
0
0
0
0
0
0
0
0
0
0
0
0
0
0
0
0
0
0
0
0
0
0
0
0
0
0
0
0
0
0
0
0
0
0
0
0
0
0
0
0
0
0
0
0
0
0
0
0
0
0
0
0
0
0
0
0
0
0
0
0
0
0
0
0
0
0
0
0
0
0
0
0
0
0
0
0
0
0
0
0
0
0
0
0
0
0
0
0
0
0
0
0
0
0
0
0
0
0
0
0
0
0
0
0
0
0
0
0
0
0
0
0
0
0
0
0
0
0
0
0
0
0
0
0
0
0
0
0
0
0
0
0
0
0
0
0
0
0
0
0
0
0
0
0
0
0
0
0
0
0
0
0
0
0
0
0
0
0
0
0
0
0
0
0
0
0
0
0
0
0
0
0
0
0
0
0
0
0
0
0
0
0
0
0
0
0
0
0
0
0
0
0
0
0
0
0
0
0
0
0
0
0
0
0
0
0
0
0
0
0
0
0
0
0
0
0
0
0
0
0
0
0
0
0
0
0
0
0
0
0
0
0
0
0
0
0
0
0
0
0
0
0
0
0
0
0
0
0
0
0
0
0
0
0
0
0
0
0
0
0
0
0
0
0
0
0
0
0
0
0
0
0
0
0
0
0
0
0
0
0
0
0
0
0
0
0
0
0
0
0
0
0
0
0
0
0
0
0
0
0
0
0
0
0
0
0
0
0
0
0
0
0
0
0
0
0
0
0
0
0
0
0
0
0
0
0
0
0
0
0
0
0
0
0
0
0
0
0
0
0
0
0
0
0
0
0
0
0
0
0
0
0
0
0
0
0
0
0
0
0
0
0
0
0
0
0
0
0
0
0
0
0
0
0
0
0
0
0
0
0
0
0
0
0
0
0
0
0
0
0
0
0
0
0
0
0
0
0
0
0
0
0
0
0
0
0
0
0
0
0
0
0
0
0
0
0
0
0
0
0
0
0
0
0
0
0
0
0
0
0
0
0
0
0
0
0
0
0
0
0
0
0
0
0
0
0
0
0
0
0
0
0
0
0
0
0
0
0
0
0
0
0
0
0
0
0
0
0
0
0
0
0
0
0
0
0
0
0
0
0
0
0
0
0
0
0
0
0
0
0
0
0
0
0
0
0
0
0
0
0
0
0
0
0
0
0
0
0
0
0
0
0
0
0
0
0
0
0
0
0
0
0
0
0
0
0
0
0
0
0
0
0
0
0
0
0
0
0
0
0
0
0
0
0
0
0
0
0
0
0
0
0
0
0
0
0
0
0
0
0
0
0
0
0
0
0
0
0
0
0
0
0
0
0
0
0
0
0
0
0
0
0
0
0
0
0
0
0
0
0
0
0
0
0
0
0
0
0
0
0
0
0
0
0
0
0
0
0
0
0
0
0
0
0
0
0
0
0
0
0
0
0
0
0
0
0
0
0
0
0
0
0
0
0
0
0
0
0
0
0
0
0
0
0
0
0
0
0
0
0
0
0
0
0
0
0
0
0
0
0
0
0
0
0
0
0
0
0
0
0
0
0
0
0
0
0
0
0
0
0
0
0
0
0
0
0
0
0
0
0
0
0
0
0
0
0
0
0
0
0
0
0
0
0
0
0
0
0
0
0
0
0
0
0
0
0
0
0
0
0
0
0
0
0
0
0
0
0
0
0
0
0
0
0
0
0
0
0
0
0
0
0
0
0
0
0
0
0
0
0
0
0
0
0
0
0
0
0
0
0
0
0
0
0
0
0
0
0
0
0
0
0
0
0
0
0
0
0
0
0
0
0
0
0
0
0
0
0
0
0
0
0
0
0
0
0
0
0
0
0
0
0
0
0
0
0
0
0
0
0
0
0
0
0
0
0
0
0
0
0
0
0
0
0
0
0
0
0
0
0
0
0
0
0
0
0
0
0
0
0
0
0
0
0
0
0
0
0
0
0
0
0
0
0
0
0
0
0
0
0
0
0
0
0
0
0
0
0
0
0
0
0
0
0
0
0
0
0
0
0
0
0
0
0
0
0
0
0
0
0
0
0
0
0
0
0
0
0
0
0
0
0
0
0
0
0
0
0
0
0
0
0
0
0
0
0
0
0
0
0
0
0
0
0
0
0
0
0
0
0
0
0
0
0
0
0
0
0
0
0
0
0
0
0
0
0
0
0
0
0
0
0
0
0
0
0
0
0
0
0
0
0
0
0
0
0
0
0
0
0
0
0
0
0
0
0
0
0
0
0
0
0
0
0
0
0
0
0
0
0
0
0
0
0
0
0
0
0
0
0
0
0
0
0
0
0
0
0
0
0
0
0
0
0
0
0
0
0
0
0
0
0
0
0
0
0
0
0
0
0
0
0
0
0
0
0
0
0
0
0
0
0
0
0
0
0
0
0
0
0
0
0
0
0
0
0
0
0
0
0
0
0
0
0
0
0
0
0
0
0
0
0
0
0
0
0
0
0
0
0
0
0
0
0
0
0
0
0
0
0
0
0
0
0
0
0
0
0
0
0
0
0
0
0
0
0
0
0
0
0
0
0
0
0
0
0
0
0
0
0
0
0
0
0
0
0
0
0
0
0
0
0
0
0
0
0
0
0
0
0
0
0
0
0
0
0
0
0
0
0
0
0
0
0
0
0
0
0
0
0
0
0
0
0
0
0
0
0
0
0
0
0
0
0
0
0
0
0
0
0
0
0
0
0
0
0
0
0
0
0
0
0
0
0
0
0
0
0
0
0
0
0
0
0
0
0
0
0
0
0
0
0
0
0
0
0
0
0
0
0
0
0
0
0
0
0
0
0
0
0
0
0
0
0
0
0
0
0
0
0
0
0
0
0
0
0
0
0
0
0
0
0
0
0
0
0
0
0
0
0
0
0
0
0
0
0
0
0
0
0
0
0
0
0
0
0
0
0
0
0
0
0
0
0
0
0
0
0
0
0
0
0
0
0
0
0
0
0
0
0
0
0
0
0
0
0
0
0
0
0
0
0
0
0
0
0
0
0
0
0
0
0
0
0
0
0
0
0
0
0
0
0
0
0
0
0
0
0
0
0
0
0
0
0
0
0
0
0
0
0
0
0
0
0
0
0
0
0
0
0
0
0
0
0
0
0
0
0
0
0
0
0
0
0
0
0
0
0
0
0
0
0
0
0
0
0
0
0
0
0
0
0
0
0
0
0
0
0
0
0
0
0
0
0
0
0
0
0
0
0
0
0
0
0
0
0
0
0
0
0
0
0
0
0
0
0
0
0
0
0
0
0
0
0
0
0
0
0
0
0
0
0
0
0
0
0
0
0
0
0
0
0
0
0
0
0
0
0
0
0
0
0
0
0
0
0
0
0
0
0
0
0
0
0
0
0
0
0
0
0
0
0
0
0
0
0
0
0
0
0
0
0
0
0
0
0
0
0
0
0
0
0
0
0
0
0
0
0
0
0
0
0
0
0
0
0
0
0
0
0
0
0
0
0
0
0
0
0
0
0
0
0
0
0
0
0
0
0
0
0
0
0
0
0
0
0
0
0
0
0
0
0
0
0
0
0
0
0
0
0
0
0
0
0
0
0
0
0
0
0
0
0
0
0
0
0
0
0
0
0
0
0
0
0
0
0
0
0
0
0
0
0
0
0
0
0
0
0
0
0
0
0
0
0
0
0
0
0
0
0
0
0
0
0
0
0
0
0
0
0
0
0
0
0
0
0
0
0
0
0
0
0
0
0
0
0
0
0
0
0
0
0
0
0
0
0
0
0
0
0
0
0
0
0
0
0
0
0
0
0
0
0
0
0
0
0
0
0
0
0
0
0
0
0
0
0
0
0
0
0
0
0
0
0
0
0
0
0
0
0
0
0
0
0
0
0
0
0
0
0
0
0
0
0
0
0
0
0
0
0
0
0
0
0
0
0
0
0
0
0
0
0
0
0
0
0
0
0
0
0
0
0
0
0
0
0
0
0
0
0
0
0
0
0
0
0
0
0
0
0
0
0
0
0
0
0
0
0
0
0
0
0
0
0
0
0
0
0
0
0
0
0
0
0
0
0
0
0
0
0
0
0
0
0
0
0
0
0
0
0
0
0
0
0
0
0
0
0
0
0
0
0
0
0
0
0
0
0
0
0
0
0
0
0
0
0
0
0
0
0
0
0
0
0
0
0
0
0
0
0
0
0
0
0
0
0
0
0
0
0
0
0
0
0
0
0
0
0
0
0
0
0
0
0
0
0
0
0
0
0
0
0
0
0
0
0
0
0
0
0
0
0
0
0
0
0
0
0
0
0
0
0
0
0
0
0
0
0
0
0
0
0
0
0
0
0
0
0
0
0
0
0
0
0
0
0
0
0
0
0
0
0
0
0
0
0
0
0
0
0
0
0
0
0
0
0
0
0
0
0
0
0
0
0
0
0
0
0
0
0
0
0
0
0
0
0
0
0
0
0
0
0
0
0
0
0
0
0
0
0
0
0
0
0
0
0
0
0
0
0
0
0
0
0
0
0
0
0
0
0
0
0
0
0
0
0
0
0
0
0
0
0
0
0
0
0
0
0
0
0
0
0
0
0
0
0
0
0
0
0
0
0
0
0
0
0
0
0
0
0
0
0
0
0
0
0
0
0
0
0
0
0
0
0
0
0
0
0
0
0
0
0
0
0
0
0
0
0
0
0
0
0
0
0
0
0
0
0
0
0
0
0
0
0
0
0
0
0
0
0
0
0
0
0
0
0
0
0
0
0
0
0
0
0
0
0
0
0
0
0
0
0
0
0
0
0
0
0
0
0
0
0
0
0
0
0
0
0
0
0
0
0
0
0
0
0
0
0
0
0
0
0
0
0
0
0
0
0
0
0
0
0
0
0
0
0
0
0
0
0
0
0
0
0
0
0
0
0
0
0
0
0
0
0
0
0
0
0
0
0
0
0
0
0
0
0
0
0
0
0
0
0
0
0
0
0
0
0
0
0
0
0
0
0
0
0
0
0
0
0
0
0
0
0
0
0
0
0
0
0
0
0
0
0
0
0
0
0
0
0
0
0
0
0
0
0
0
0
0
0
0
0
0
0
0
0
0
0
0
0
0
0
0
0
0
0
0
0
0
0
0
0
0
0
0
0
0
0
0
0
0
0
0
0
0
0
0
0
0
0
0
0
0
0
0
0
0
0
0
0
0
0
0
0
0
0
0
0
0
0
0
0
0
0
0
0
0
0
0
0
0
0
0
0
0
0
0
0
0
0
0
0
0
0
0
0
0
0
0
0
0
0
0
0
0
0
0
0
0
0
0
0
0
0
0
0
0
0
0
0
0
0
0
0
0
0
0
0
0
0
0
0
0
0
0
0
0
0
0
0
0
0
0
0
0
0
0
0
0
0
0
0
0
0
0
0
0
0
0
0
0
0
0
0
0
0
0
0
0
0
0
0
0
0
0
0
0
0
0
0
0
0
0
0
0
0
0
0
0
0
0
0
0
0
0
0
0
0
0
0
0
0
0
0
0
0
0
0
0
0
0
0
0
0
0
0
0
0
0
0
0
0
0
0
0
0
0
0
0
0
0
0
0
0
0
0
0
0
0
0
0
0
0
0
0
0
0
0
0
0
0
0
0
0
0
0
0
0
0
0
0
0
0
0
0
0
0
0
0
0
0
0
0
0
0
0
0
0
0
0
0
0
0
0
0
0
0
0
0
0
0
0
0
0
0
0
0
0
0
0
0
0
0
0
0
0
0
0
0
0
0
0
0
0
0
0
0
0
0
0
0
0
0
0
0
0
0
0
0
0
0
0
0
0
0
0
0
0
0
0
0
0
0
0
0
0
0
0
0
0
0
0
0
0
0
0
0
0
0
0
0
0
0
0
0
0
0
0
0
0
0
0
0
0
0
0
0
0
0
0
0
0
0
0
0
0
0
0
0
0
0
0
0
0
0
0
0
0
0
0
0
0
0
0
0
0
0
0
0
0
0
0
0
0
0
0
0
0
0
0
0
0
0
0
0
0
0
0
0
0
0
0
0
0
0
0
0
0
0
0
0
0
0
0
0
0
0
0
0
0
0
0
0
0
0
0
0
0
0
0
0
0
0
0
0
0
0
0
0
0
0
0
0
0
0
0
0
0
0
0
0
0
0
0
0
0
0
0
0
0
0
0
0
0
0
0
0
0
0
0
0
0
0
0
0
0
0
0
0
0
0
0
0
0
0
0
0
0
0
0
0
0
0
0
0
0
0
0
0
0
0
0
0
0
0
0
0
0
0
0
0
0
0
0
0
0
0
0
0
0
0
0
0
0
0
0
0
0
0
0
0
0
0
0
0
0
0
0
0
0
0
0
0
0
0
0
0
0
0
0
0
0
0
0
0
0
0
0
0
0
0
0
0
0
0
0
0
0
0
0
0
0
0
0
0
0
0
0
0
0
0
0
0
0
0
0
0
0
0
0
0
0
0
0
0
0
0
0
0
0
0
0
0
0
0
0
0
0
0
0
0
0
0
0
0
0
0
0
0
0
0
0
0
0
0
0
0
0
0
0
0
0
0
0
0
0
0
0
0
0
0
0
0
0
0
0
0
0
0
0
0
0
0
0
0
0
0
0
0
0
0
0
0
0
0
0
0
0
0
0
0
0
0
0
0
0
0
0
0
0
0
0
0
0
0
0
0
0
0
0
0
0
0
0
0
0
0
0
0
0
0
0
0
0
0
0
0
0
0
0
0
0
0
0
0
0
0
0
0
0
0
0
0
0
0
0
0
0
0
0
0
0
0
0
0
0
0
0
0
0
0
0
0
0
0
0
0
0
0
0
0
0
0
0
0
0
0
0
0
0
0
0
0
0
0
0
0
0
0
0
0
0
0
0
0
0
0
0
0
0
0
0
0
0
0
0
0
0
0
0
0
0
0
0
0
0
0
0
0
0
0
0
0
0
0
0
0
0
0
0
0
0
0
0
0
0
0
0
0
0
0
0
0
0
0
0
0
0
0
0
0
0
0
0
0
0
0
0
0
0
0
0
0
0
0
0
0
0
0
0
0
0
0
0
0
0
0
0
0
0
0
0
0
0
0
0
0
0
0
0
0
0
0
0
0
0
0
0
0
0
0
0
0
0
0
0
0
0
0
0
0
0
0
0
0
0
0
0
0
0
0
0
0
0
0
0
0
0
0
0
0
0
0
0
0
0
0
0
0
0
0
0
0
0
0
0
0
0
0
0
0
0
0
0
0
0
0
0
0
0
0
0
0
0
0
0
0
0
0
0
0
0
0
0
0
0
0
0
0
0
0
0
0
0
0
0
0
0
0
0
0
0
0
0
0
0
0
0
0
0
0
0
0
0
0
0
0
0
0
0
0
0
0
0
0
0
0
0
0
0
0
0
0
0
0
0
0
0
0
0
0
0
0
0
0
0
0
0
0
0
0
0
0
0
0
0
0
0
0
0
0
0
0
0
0
0
0
0
0
0
0
0
0
0
0
0
0
0
0
0
0
0
0
0
0
0
0
0
0
0
0
0
0
0
0
0
0
0
0
0
0
0
0
0
0
0
0
0
0
0
0
0
0
0
0
0
0
0
0
0
0
0
0
0
0
0
0
0
0
0
0
0
0
0
0
0
0
0
0
0
0
0
0
0
0
0
0
0
0
0
0
0
0
0
0
0
0
0
0
0
0
0
0
0
0
0
0
0
0
0
0
0
0
0
0
0
0
0
0
0
0
0
0
0
0
0
0
0
0
0
0
0
0
0
0
0
0
0
0
0
0
0
0
0
0
0
0
0
0
0
0
0
0
0
0
0
0
0
0
0
0
0
0
0
0
0
0
0
0
0
0
0
0
0
0
0
0
0
0
0
0
0
0
0
0
0
0
0
0
0
0
0
0
0
0
0
0
0
0
0
0
0
0
0
0
0
0
0
0
0
0
0
0
0
0
0
0
0
0
0
0
0
0
0
0
0
0
0
0
0
0
0
0
0
0
0
0
0
0
0
0
0
0
0
0
0
0
0
0
0
0
0
0
0
0
0
0
0
0
0
0
0
0
0
0
0
0
0
0
0
0
0
0
0
0
0
0
0
0
0
0
0
0
0
0
0
0
0
0
0
0
0
0
0
0
0
0
0
0
0
0
0
0
0
0
0
0
0
0
0
0
0
0
0
0
0
0
0
0
0
0
0
0
0
0
0
0
0
0
0
0
0
0
0
0
0
0
0
0
0
0
0
0
0
0
0
0
0
0
0
0
0
0
0
0
0
0
0
0
0
0
0
0
0
0
0
0
0
0
0
0
0
0
0
0
0
0
0
0
0
0
0
0
0
0
0
0
0
0
0
0
0
0
0
0
0
0
0
0
0
0
0
0
0
0
0
0
0
0
0
0
0
0
0
0
0
0
0
0
0
0
0
0
0
0
0
0
0
0
0
0
0
0
0
0
0
0
0
0
0
0
0
0
0
0
0
0
0
0
0
0
0
0
0
0
0
0
0
0
0
0
0
0
0
0
0
0
0
0
0
0
0
0
0
0
0
0
0
0
0
0
0
0
0
0
0
0
0
0
0
0
0
0
0
0
0
0
0
0
0
0
0
0
0
0
0
0
0
0
0
0
0
0
0
0
0
0
0
0
0
0
0
0
0
0
0
0
0
0
0
0
0
0
0
0
0
0
0
0
0
0
0
0
0
0
0
0
0
0
0
0
0
0
0
0
0
0
0
0
0
0
0
0
0
0
0
0
0
0
0
0
0
0
0
0
0
0
0
0
0
0
0
0
0
0
0
0
0
0
0
0
0
0
0
0
0
0
0
0
0
0
0
0
0
0
0
0
0
0
0
0
0
0
0
0
0
0
0
0
0
0
0
0
0
0
0
0
0
0
0
0
0
0
0
0
0
0
0
0
0
0
0
0
0
0
0
0
0
0
0
0
0
0
0
0
0
0
0
0
0
0
0
0
0
0
0
0
0
0
0
0
0
0
0
0
0
0
0
0
0
0
0
0
0
0
0
0
0
0
0
0
0
0
0
0
0
0
0
0
0
0
0
0
0
0
0
0
0
0
0
0
0
0
0
0
0
0
0
0
0
0
0
0
0
0
0
0
0
0
0
0
0
0
0
0
0
0
0
0
0
0
0
0
0
0
0
0
0
0
0
0
0
0
0
0
0
0
0
0
0
0
0
0
0
0
0
0
0
0
0
0
0
0
0
0
0
0
0
0
0
0
0
0
0
0
0
0
0
0
0
0
0
0
0
0
0
0
0
0
0
0
0
0
0
0
0
0
0
0
0
0
0
0
0
0
0
0
0
0
0
0
0
0
0
0
0
0
0
0
0
0
0
0
0
0
0
0
0
0
0
0
0
0
0
0
0
0
0
0
0
0
0
0
0
0
0
0
0
0
0
0
0
0
0
0
0
0
0
0
0
0
0
0
0
0
0
0
0
0
0
0
0
0
0
0
0
0
0
0
0
0
0
0
0
0
0
0
0
0
0
0
0
0
0
0
0
0
0
0
0
0
0
0
0
0
0
0
0
0
0
0
0
0
0
0
0
0
0
0
0
0
0
0
0
0
0
0
0
0
0
0
0
0
0
0
0
0
0
0
0
0
0
0
0
0
0
0
0
0
0
0
0
0
0
0
0
0
0
0
0
0
0
0
0
0
0
0
0
0
0
0
0
0
0
0
0
0
0
0
0
0
0
0
0
0
0
0
0
0
0
0
0
0
0
0
0
0
0
0
0
0
0
0
0
0
0
0
0
0
0
0
0
0
0
0
0
0
0
0
0
0
0
0
0
0
0
0
0
0
0
0
0
0
0
0
0
0
0
0
0
0
0
0
0
0
0
0
0
0
0
0
0
0
0
0
0
0
0
0
0
0
0
0
0
0
0
0
0
0
0
0
0
0
0
0
0
0
0
0
0
0
0
0
0
0
0
0
0
0
0
0
0
0
0
0
0
0
0
0
0
0
0
0
0
0
0
0
0
0
0
0
0
0
0
0
0
0
0
0
0
0
0
0
0
0
0
0
0
0
0
0
0
0
0
0
0
0
0
0
0
0
0
0
0
0
0
0
0
0
0
0
0
0
0
0
0
0
0
0
0
0
0
0
0
0
0
0
0
0
0
0
0
0
0
0
0
0
0
0
0
0
0
0
0
0
0
0
0
0
0
0
0
0
0
0
0
0
0
0
0
0
0
0
0
0
0
0
0
0
0
0
0
0
0
0
0
0
0
0
0
0
0
0
0
0
0
0
0
0
0
0
0
0
0
0
0
0
0
0
0
0
0
0
0
0
0
0
0
0
0
0
0
0
0
0
0
0
0
0
0
0
0
0
0
0
0
0
0
0
0
0
0
0
0
0
0
0
0
0
0
0
0
0
0
0
0
0
0
0
0
0
0
0
0
0
0
0
0
0
0
0
0
0
0
0
0
0
0
0
0
0
0
0
0
0
0
0
0
0
0
0
0
0
0
0
0
0
0
0
0
0
0
0
0
0
0
0
0
0
0
0
0
0
0
0
0
0
0
0
0
0
0
0
0
0
0
0
0
0
0
0
0
0
0
0
0
0
0
0
0
0
0
0
0
0
0
0
0
0
0
0
0
0
0
0
0
0
0
0
0
0
0
0
0
0
0
0
0
0
0
0
0
0
0
0
0
0
0
0
0
0
0
0
0
0
0
0
0
0
0
0
0
0
0
0
0
0
0
0
0
0
0
0
0
0
0
0
0
0
0
0
0
0
0
0
0
0
0
0
0
0
0
0
0
0
0
0
0
0
0
0
0
0
0
0
0
0
0
0
0
0
0
0
0
0
0
0
0
0
0
0
0
0
0
0
0
0
0
0
0
0
0
0
0
0
0
0
0
0
0
0
0
0
0
0
0
0
0
0
0
0
0
0
0
0
0
0
0
0
0
0
0
0
0
0
0
0
0
0
0
0
0
0
0
0
0
0
0
0
0
0
0
0
0
0
0
0
0
0
0
0
0
0
0
0
0
0
0
0
0
0
0
0
0
0
0
0
0
0
0
0
0
0
0
0
0
0
0
0
0
0
0
0
0
0
0
0
0
0
0
0
0
0
0
0
0
0
0
0
0
0
0
0
0
0
0
0
0
0
0
0
0
0
0
0
0
0
0
0
0
0
0
0
0
0
0
0
0
0
0
0
0
0
0
0
0
0
0
0
0
0
0
0
0
0
0
0
0
0
0
0
0
0
0
0
0
0
0
0
0
0
0
0
0
0
0
0
0
0
0
0
0
0
0
0
0
0
0
0
0
0
0
0
0
0
0
0
0
0
0
0
0
0
0
0
0
0
0
0
0
0
0
0
0
0
0
0
0
0
0
0
0
0
0
0
0
0
0
0
0
0
0
0
0
0
0
0
0
0
0
0
0
0
0
0
0
0
0
0
0
0
0
0
0
0
0
0
0
0
0
0
0
0
0
0
0
0
0
0
0
0
0
0
0
0
0
0
0
0
0
0
0
0
0
0
0
0
0
0
0
0
0
0
0
0
0
0
0
0
0
0
0
0
0
0
0
0
0
0
0
0
0
0
0
0
0
0
0
0
0
0
0
0
0
0
0
0
0
0
0
0
0
0
0
0
0
0
0
0
0
0
0
0
0
0
0
0
0
0
0
0
0
0
0
0
0
0
0
0
0
0
0
0
0
0
0
0
0
0
0
0
0
0
0
0
0
0
0
0
0
0
0
0
0
0
0
0
0
0
0
0
0
0
0
0
0
0
0
0
0
0
0
0
0
0
0
0
0
0
0
0
0
0
0
0
0
0
0
0
0
0
0
0
0
0
0
0
0
0
0
0
0
0
0
0
0
0
0
0
0
0
0
0
0
0
0
0
0
0
0
0
0
0
0
0
0
0
0
0
0
0
0
0
0
0
0
0
0
0
0
0
0
0
0
0
0
0
0
0
0
0
0
0
0
0
0
0
0
0
0
0
0
0
0
0
0
0
0
0
0
0
0
0
0
0
0
0
0
0
0
0
0
0
0
0
0
0
0
0
0
0
0
0
0
0
0
0
0
0
0
0
0
0
0
0
0
0
0
0
0
0
0
0
0
0
0
0
0
0
0
0
0
0
0
0
0
0
0
0
0
0
0
0
0
0
0
0
0
0
0
0
0
0
0
0
0
0
0
0
0
0
0
0
0
0
0
0
0
0
0
0
0
0
0
0
0
0
0
0
0
0
0
0
0
0
0
0
0
0
0
0
0
0
0
0
0
0
0
0
0
0
0
0
0
0
0
0
0
0
0
0
0
0
0
0
0
0
0
0
0
0
0
0
0
0
0
0
0
0
0
0
0
0
0
0
0
0
0
0
0
0
0
0
0
0
0
0
0
0
0
0
0
0
0
0
0
0
0
0
0
0
0
0
0
0
0
0
0
0
0
0
0
0
0
0
0
0
0
0
0
0
0
0
0
0
0
0
0
0
0
0
0
0
0
0
0
0
0
0
0
0
0
0
0
0
0
0
0
0
0
0
0
0
0
0
0
0
0
0
0
0
0
0
0
0
0
0
0
0
0
0
0
0
0
0
0
0
0
0
0
0
0
0
0
0
0
0
0
0
0
0
0
0
0
0
0
0
0
0
0
0
0
0
0
0
0
0
0
0
0
0
0
0
0
0
0
0
0
0
0
0
0
0
0
0
0
0
0
0
0
0
0
0
0
0
0
0
0
0
0
0
0
0
0
0
0
0
0
0
0
0
0
0
0
0
0
0
0
0
0
0
0
0
0
0
0
0
0
0
0
0
0
0
0
0
0
0
0
0
0
0
0
0
0
0
0
0
0
0
0
0
0
0
0
0
0
0
0
0
0
0
0
0
0
0
0
0
0
0
0
0
0
0
0
0
0
0
0
0
0
0
0
0
0
0
0
0
0
0
0
0
0
0
0
0
0
0
0
0
0
0
0
0
0
0
0
0
0
0
0
0
0
0
0
0
0
0
0
0
0
0
0
0
0
0
0
0
0
0
0
0
0
0
0
0
0
0
0
0
0
0
0
0
0
0
0
0
0
0
0
0
0
0
0
0
0
0
0
0
0
0
0
0
0
0
0
0
0
0
0
0
0
0
0
0
0
0
0
0
0
0
0
0
0
0
0
0
0
0
0
0
0
0
0
0
0
0
0
0
0
0
0
0
0
0
0
0
0
0
0
0
0
0
0
0
0
0
0
0
0
0
0
0
0
0
0
0
0
0
0
0
0
0
0
0
0
0
0
0
0
0
0
0
0
0
0
0
0
0
0
0
0
0
0
0
0
0
0
0
0
0
0
0
0
0
0
0
0
0
0
0
0
0
0
0
0
0
0
0
0
0
0
0
0
0
0
0
0
0
0
0
0
0
0
0
0
0
0
0
0
0
0
0
0
0
0
0
0
0
0
0
0
0
0
0
0
0
0
0
0
0
0
0
0
0
0
0
0
0
0
0
0
0
0
0
0
0
0
0
0
0
0
0
0
0
0
0
0
0
0
0
0
0
0
0
0
0
0
0
0
0
0
0
0
0
0
0
0
0
0
0
0
0
0
0
0
0
0
0
0
0
0
0
0
0
0
0
0
0
0
0
0
0
0
0
0
0
0
0
0
0
0
0
0
0
0
0
0
0
0
0
0
0
0
0
0
0
0
0
0
0
0
0
0
0
0
0
0
0
0
0
0
0
0
0
0
0
0
0
0
0
0
0
0
0
0
0
0
0
0
0
0
0
0
0
0
0
0
0
0
0
0
0
0
0
0
0
0
0
0
0
0
0
0
0
0
0
0
0
0
0
0
0
0
0
0
0
0
0
0
0
0
0
0
0
0
0
0
0
0
0
0
0
0
0
0
0
0
0
0
0
0
0
0
0
0
0
0
0
0
0
0
0
0
0
0
0
0
0
0
0
0
0
0
0
0
0
0
0
0
0
0
0
0
0
0
0
0
0
0
0
0
0
0
0
0
0
0
0
0
0
0
0
0
0
0
0
0
0
0
0
0
0
0
0
0
0
0
0
0
0
0
0
0
0
0
0
0
0
0
0
0
0
0
0
0
0
0
0
0
0
0
0
0
0
0
0
0
0
0
0
0
0
0
0
0
0
0
0
0
0
0
0
0
0
0
0
0
0
0
0
0
0
0
0
0
0
0
0
0
0
0
0
0
0
0
0
0
0
0
0
0
0
0
0
0
0
0
0
0
0
0
0
0
0
0
0
0
0
0
0
0
0
0
0
0
0
0
0
0
0
0
0
0
0
0
0
0
0
0
0
0
0
0
0
0
0
0
0
0
0
0
0
0
0
0
0
0
0
0
0
0
0
0
0
0
0
0
0
0
0
0
0
0
0
0
0
0
0
0
0
0
0
0
0
0
0
0
0
0
0
0
0
0
0
0
0
0
0
0
0
0
0
0
0
0
0
0
0
0
0
0
0
0
0
0
0
0
0
0
0
0
0
0
0
0
0
0
0
0
0
0
0
0
0
0
0
0
0
0
0
0
0
0
0
0
0
0
0
0
0
0
0
0
0
0
0
0
0
0
0
0
0
0
0
0
0
0
0
0
0
0
0
0
0
0
0
0
0
0
0
0
0
0
0
0
0
0
0
0
0
0
0
0
0
0
0
0
0
0
0
0
0
0
0
0
0
0
0
0
0
0
0
0
0
0
0
0
0
0
0
0
0
0
0
0
0
0
0
0
0
0
0
0
0
0
0
0
0
0
0
0
0
0
0
0
0
0
0
0
0
0
0
0
0
0
0
0
0
0
0
0
0
0
0
0
0
0
0
0
0
0
0
0
0
0
0
0
0
0
0
0
0
0
0
0
0
0
0
0
0
0
0
0
0
0
0
0
0
0
0
0
0
0
0
0
0
0
0
0
0
0
0
0
0
0
0
0
0
0
0
0
0
0
0
0
0
0
0
0
0
0
0
0
0
0
0
0
0
0
0
0
0
0
0
0
0
0
0
0
0
0
0
0
0
0
0
0
0
0
0
0
0
0
0
0
0
0
0
0
0
0
0
0
0
0
0
0
0
0
0
0
0
0
0
0
0
0
0
0
0
0
0
0
0
0
0
0
0
0
0
0
0
0
0
0
0
0
0
0
0
0
0
0
0
0
0
0
0
0
0
0
0
0
0
0
0
0
0
0
0
0
0
0
0
0
0
0
0
0
0
0
0
0
0
0
0
0
0
0
0
0
0
0
0
0
0
0
0
0
0
0
0
0
0
0
0
0
0
0
0
0
0
0
0
0
0
0
0
0
0
0
0
0
0
0
0
0
0
0
0
0
0
0
0
0
0
0
0
0
0
0
0
0
0
0
0
0
0
0
0
0
0
0
0
0
0
0
0
0
0
0
0
0
0
0
0
0
0
0
0
0
0
0
0
0
0
0
0
0
0
0
0
0
0
0
0
0
0
0
0
0
0
0
0
0
0
0
0
0
0
0
0
0
0
0
0
0
0
0
0
0
0
0
0
0
0
0
0
0
0
0
0
0
0
0
0
0
0
0
0
0
0
0
0
0
0
0
0
0
0
0
0
0
0
0
0
0
0
0
0
0
0
0
0
0
0
0
0
0
0
0
0
0
0
0
0
0
0
0
0
0
0
0
0
0
0
0
0
0
0
0
0
0
0
0
0
0
0
0
0
0
0
0
0
0
0
0
0
0
0
0
0
0
0
0
0
0
0
0
0
0
0
0
0
0
0
0
0
0
0
0
0
0
0
0
0
0
0
0
0
0
0
0
0
0
0
0
0
0
0
0
0
0
0
0
0
0
0
0
0
0
0
0
0
0
0
0
0
0
0
0
0
0
0
0
0
0
0
0
0
0
0
0
0
0
0
0
0
0
0
0
0
0
0
0
0
0
0
0
0
0
0
0
0
0
0
0
0
0
0
0
0
0
0
0
0
0
0
0
0
0
0
0
0
0
0
0
0
0
0
0
0
0
0
0
0
0
0
0
0
0
0
0
0
0
0
0
0
0
0
0
0
0
0
0
0
0
0
0
0
0
0
0
0
0
0
0
0
0
0
0
0
0
0
0
0
0
0
0
0
0
0
0
0
0
0
0
0
0
0
0
0
0
0
0
0
0
0
0
0
0
0
0
0
0
0
0
0
0
0
0
0
0
0
0
0
0
0
0
0
0
0
0
0
0
0
0
0
0
0
0
0
0
0
0
0
0
0
0
0
0
0
0
0
0
0
0
0
0
0
0
0
0
0
0
0
0
0
0
0
0
0
0
0
0
0
0
0
0
0
0
0
0
0
0
0
0
0
0
0
0
0
0
0
0
0
0
0
0
0
0
0
0
0
0
0
0
0
0
0
0
0
0
0
0
0
0
0
0
0
0
0
0
0
0
0
0
0
0
0
0
0
0
0
0
0
0
0
0
0
0
0
0
0
0
0
0
0
0
0
0
0
0
0
0
0
0
0
0
0
0
0
0
0
0
0
0
0
0
0
0
0
0
0
0
0
0
0
0
0
0
0
0
0
0
0
0
0
0
0
0
0
0
0
0
0
0
0
0
0
0
0
0
0
0
0
0
0
0
0
0
0
0
0
0
0
0
0
0
0
0
0
0
0
0
0
0
0
0
0
0
0
0
0
0
0
0
0
0
0
0
0
0
0
0
0
0
0
0
0
0
0
0
0
0
0
0
0
0
0
0
0
0
0
0
0
0
0
0
0
0
0
0
0
0
0
0
0
0
0
0
0
0
0
0
0
0
0
0
0
0
0
0
0
0
0
0
0
0
0
0
0
0
0
0
0
0
0
0
0
0
0
0
0
0
0
0
0
0
0
0
0
0
0
0
0
0
0
0
0
0
0
0
0
0
0
0
0
0
0
0
0
0
0
0
0
0
0
0
0
0
0
0
0
0
0
0
0
0
0
0
0
0
0
0
0
0
0
0
0
0
0
0
0
0
0
0
0
0
0
0
0
0
0
0
0
0
0
0
0
0
0
0
0
0
0
0
0
0
0
0
0
0
0
0
0
0
0
0
0
0
0
0
0
0
0
0
0
0
0
0
0
0
0
0
0
0
0
0
0
0
0
0
0
0
0
0
0
0
0
0
0
0
0
0
0
0
0
0
0
0
0
0
0
0
0
0
0
0
0
0
0
0
0
0
0
0
0
0
0
0
0
0
0
0
0
0
0
0
0
0
0
0
0
0
0
0
0
0
0
0
0
0
0
0
0
0
0
0
0
0
0
0
0
0
0
0
0
0
0
0
0
0
0
0
0
0
0
0
0
0
0
0
0
0
0
0
0
0
0
0
0
0
0
0
0
0
0
0
0
0
0
0
0
0
0
0
0
0
0
0
0
0
0
0
0
0
0
0
0
0
0
0
0
0
0
0
0
0
0
0
0
0
0
0
0
0
0
0
0
0
0
0
0
0
0
0
0
0
0
0
0
0
0
0
0
0
0
0
0
0
0
0
0
0
0
0
0
0
0
0
0
0
0
0
0
0
0
0
0
0
0
0
0
0
0
0
0
0
0
0
0
0
0
0
0
0
0
0
0
0
0
0
0
0
0
0
0
0
0
0
0
0
0
0
0
0
0
0
0
0
0
0
0
0
0
0
0
0
0
0
0
0
0
0
0
0
0
0
0
0
0
0
0
0
0
0
0
0
0
0
0
0
0
0
0
0
0
0
0
0
0
0
0
0
0
0
0
0
0
0
0
0
0
0
0
0
0
0
0
0
0
0
0
0
0
0
0
0
0
0
0
0
0
0
0
0
0
0
0
0
0
0
0
0
0
0
0
0
0
0
0
0
0
0
0
0
0
0
0
0
0
0
0
0
0
0
0
0
0
0
0
0
0
0
0
0
0
0
0
0
0
0
0
0
0
0
0
0
0
0
0
0
0
0
0
0
0
0
0
0
0
0
0
0
0
0
0
0
0
0
0
0
0
0
0
0
0
0
0
0
0
0
0
0
0
0
0
0
0
0
0
0
0
0
0
0
0
0
0
0
0
0
0
0
0
0
0
0
0
0
0
0
0
0
0
0
0
0
0
0
0
0
0
0
0
0
0
0
0
0
0
0
0
0
0
0
0
0
0
0
0
0
0
0
0
0
0
0
0
0
0
0
0
0
0
0
0
0
0
0
0
0
0
0
0
0
0
0
0
0
0
0
0
0
0
0
0
0
0
0
0
0
0
0
0
0
0
0
0
0
0
0
0
0
0
0
0
0
0
0
0
0
0
0
0
0
0
0
0
0
0
0
0
0
0
0
0
0
0
0
0
0
0
0
0
0
0
0
0
0
0
0
0
0
0
0
0
0
0
0
0
0
0
0
0
0
0
0
0
0
0
0
0
0
0
0
0
0
0
0
0
0
0
0
0
0
0
0
0
0
0
0
0
0
0
0
0
0
0
0
0
0
0
0
0
0
0
0
0
0
0
0
0
0
0
0
0
0
0
0
0
0
0
0
0
0
0
0
0
0
0
0
0
0
0
0
0
0
0
0
0
0
0
0
0
0
0
0
0
0
0
0
0
0
0
0
0
0
0
0
0
0
0
0
0
0
0
0
0
0
0
0
0
0
0
0
0
0
0
0
0
0
0
0
0
0
0
0
0
0
0
0
0
0
0
0
0
0
0
0
0
0
0
0
0
0
0
0
0
0
0
0
0
0
0
0
0
0
0
0
0
0
0
0
0
0
0
0
0
0
0
0
0
0
0
0
0
0
0
0
0
0
0
0
0
0
0
0
0
0
0
0
0
0
0
0
0
0
0
0
0
0
0
0
0
0
0
0
0
0
0
0
0
0
0
0
0
0
0
0
0
0
0
0
0
0
0
0
0
0
0
0
0
0
0
0
0
0
0
0
0
0
0
0
0
0
0
0
0
0
0
0
0
0
0
0
0
0
0
0
0
0
0
0
0
0
0
0
0
0
0
0
0
0
0
0
0
0
0
0
0
0
0
0
0
0
0
0
0
0
0
0
0
0
0
0
0
0
0
0
0
0
0
0
0
0
0
0
0
0
0
0
0
0
0
0
0
0
0
0
0
0
0
0
0
0
0
0
0
0
0
0
0
0
0
0
0
0
0
0
0
0
0
0
0
0
0
0
0
0
0
0
0
0
0
0
0
0
0
0
0
0
0
0
0
0
0
0
0
0
0
0
0
0
0
0
0
0
0
0
0
0
0
0
0
0
0
0
0
0
0
0
0
0
0
0
0
0
0
0
0
0
0
0
0
0
0
0
0
0
0
0
0
0
0
0
0
0
0
0
0
0
0
0
0
0
0
0
0
0
0
0
0
0
0
0
0
0
0
0
0
0
0
0
0
0
0
0
0
0
0
0
0
0
0
0
0
0
0
0
0
0
0
0
0
0
0
0
0
0
0
0
0
0
0
0
0
0
0
0
0
0
0
0
0
0
0
0
0
0
0
0
0
0
0
0
0
0
0
0
0
0
0
0
0
0
0
0
0
0
0
0
0
0
0
0
0
0
0
0
0
0
0
0
0
0
0
0
0
0
0
0
0
0
0
0
0
0
0
0
0
0
0
0
0
0
0
0
0
0
0
0
0
0
0
0
0
0
0
0
0
0
0
0
0
0
0
0
0
0
0
0
0
0
0
0
0
0
0
0
0
0
0
0
0
0
0
0
0
0
0
0
0
0
0
0
0
0
0
0
0
0
0
0
0
0
0
0
0
0
0
0
0
0
0
0
0
0
0
0
0
0
0
0
0
0
0
0
0
0
0
0
0
0
0
0
0
0
0
0
0
0
0
0
0
0
0
0
0
0
0
0
0
0
0
0
0
0
0
0
0
0
0
0
0
0
0
0
0
0
0
0
0
0
0
0
0
0
0
0
0
0
0
0
0
0
0
0
0
0
0
0
0
0
0
0
0
0
0
0
0
0
0
0
0
0
0
0
0
0
0
0
0
0
0
0
0
0
0
0
0
0
0
0
0
0
0
0
0
0
0
0
0
0
0
0
0
0
0
0
0
0
0
0
0
0
0
0
0
0
0
0
0
0
0
0
0
0
0
0
0
0
0
0
0
0
0
0
0
0
0
0
0
0
0
0
0
0
0
0
0
0
0
0
0
0
0
0
0
0
0
0
0
0
0
0
0
0
0
0
0
0
0
0
0
0
0
0
0
0
0
0
0
0
0
0
0
0
0
0
0
0
0
0
0
0
0
0
0
0
0
0
0
0
0
0
0
0
0
0
0
0
0
0
0
0
0
0
0
0
0
0
0
0
0
0
0
0
0
0
0
0
0
0
0
0
0
0
0
0
0
0
0
0
0
0
0
0
0
0
0
0
0
0
0
0
0
0
0
0
0
0
0
0
0
0
0
0
0
0
0
0
0
0
0
0
0
0
0
0
0
0
0
0
0
0
0
0
0
0
0
0
0
0
0
0
0
0
0
0
0
0
0
0
0
0
0
0
0
0
0
0
0
0
0
0
0
0
0
0
0
0
0
0
0
0
0
0
0
0
0
0
0
0
0
0
0
0
0
0
0
0
0
0
0
0
0
0
0
0
0
0
0
0
0
0
0
0
0
0
0
0
0
0
0
0
0
0
0
0
0
0
0
0
0
0
0
0
0
0
0
0
0
0
0
0
0
0
0
0
0
0
0
0
0
0
0
0
0
0
0
0
0
0
0
0
0
0
0
0
0
0
0
0
0
0
0
0
0
0
0
0
0
0
0
0
0
0
0
0
0
0
0
0
0
0
0
0
0
0
0
0
0
0
0
0
0
0
0
0
0
0
0
0
0
0
0
0
0
0
0
0
0
0
0
0
0
0
0
0
0
0
0
0
0
0
0
0
0
0
0
0
0
0
0
0
0
0
0
0
0
0
0
0
0
0
0
0
0
0
0
0
0
0
0
0
0
0
0
0
0
0
0
0
0
0
0
0
0
0
0
0
0
0
0
0
0
0
0
0
0
0
0
0
0
0
0
0
0
0
0
0
0
0
0
0
0
0
0
0
0
0
0
0
0
0
0
0
0
0
0
0
0
0
0
0
0
0
0
0
0
0
0
0
0
0
0
0
0
0
0
0
0
0
0
0
0
0
0
0
0
0
0
0
0
0
0
0
0
0
0
0
0
0
0
0
0
0
0
0
0
0
0
0
0
0
0
0
0
0
0
0
0
0
0
0
0
0
0
0
0
0
0
0
0
0
0
0
0
0
0
0
0
0
0
0
0
0
0
0
0
0
0
0
0
0
0
0
0
0
0
0
0
0
0
0
0
0
0
0
0
0
0
0
0
0
0
0
0
0
0
0
0
0
0
0
0
0
0
0
0
0
0
0
0
0
0
0
0
0
0
0
0
0
0
0
0
0
0
0
0
0
0
0
0
0
0
0
0
0
0
0
0
0
0
0
0
0
0
0
0
0
0
0
0
0
0
0
0
0
0
0
0
0
0
0
0
0
0
0
0
0
0
0
0
0
0
0
0
0
0
0
0
0
0
0
0
0
0
0
0
0
0
0
0
0
0
0
0
0
0
0
0
0
0
0
0
0
0
0
0
0
0
0
0
0
0
0
0
0
0
0
0
0
0
0
0
0
0
0
0
0
0
0
0
0
0
0
0
0
0
0
0
0
0
0
0
0
0
0
0
0
0
0
0
0
0
0
0
0
0
0
0
0
0
0
0
0
0
0
0
0
0
0
0
0
0
0
0
0
0
0
0
0
0
0
0
0
0
0
0
0
0
0
0
0
0
0
0
0
0
0
0
0
0
0
0
0
0
0
0
0
0
0
0
0
0
0
0
0
0
0
0
0
0
0
0
0
0
0
0
0
0
0
0
0
0
0
0
0
0
0
0
0
0
0
0
0
0
0
0
0
0
0
0
0
0
0
0
0
0
0
0
0
0
0
0
0
0
0
0
0
0
0
0
0
0
0
0
0
0
0
0
0
0
0
0
0
0
0
0
0
0
0
0
0
0
0
0
0
0
0
0
0
0
0
0
0
0
0
0
0
0
0
0
0
0
0
0
0
0
0
0
0
0
0
0
0
0
0
0
0
0
0
0
0
0
0
0
0
0
0
0
0
0
0
0
0
0
0
0
0
0
0
0
0
0
0
0
0
0
0
0
0
0
0
0
0
0
0
0
0
0
0
0
0
0
0
0
0
0
0
0
0
0
0
0
0
0
0
0
0
0
0
0
0
0
0
0
0
0
0
0
0
0
0
0
0
0
0
0
0
0
0
0
0
0
0
0
0
0
0
0
0
0
0
0
0
0
0
0
0
0
0
0
0
0
0
0
0
0
0
0
0
0
0
0
0
0
0
0
0
0
0
0
0
0
0
0
0
0
0
0
0
0
0
0
0
0
0
0
0
0
0
0
0
0
0
0
0
0
0
0
0
0
0
0
0
0
0
0
0
0
0
0
0
0
0
0
0
0
0
0
0
0
0
0
0
0
0
0
0
0
0
0
0
0
0
0
0
0
0
0
0
0
0
0
0
0
0
0
0
0
0
0
0
0
0
0
0
0
0
0
0
0
0
0
0
0
0
0
0
0
0
0
0
0
0
0
0
0
0
0
0
0
0
0
0
0
0
0
0
0
0
0
0
0
0
0
0
0
0
0
0
0
0
0
0
0
0
0
0
0
0
0
0
0
0
0
0
0
0
0
0
0
0
0
0
0
0
0
0
0
0
0
0
0
0
0
0
0
0
0
0
0
0
0
0
0
0
0
0
0
0
0
0
0
0
0
0
0
0
0
0
0
0
0
0
0
0
0
0
0
0
0
0
0
0
0
0
0
0
0
0
0
0
0
0
0
0
0
0
0
0
0
0
0
0
0
0
0
0
0
0
0
0
0
0
0
0
0
0
0
0
0
0
0
0
0
0
0
0
0
0
0
0
0
0
0
0
0
0
0
0
0
0
0
0
0
0
0
0
0
0
0
0
0
0
0
0
0
0
0
0
0
0
0
0
0
0
0
0
0
0
0
0
0
0
0
0
0
0
0
0
0
0
0
0
0
0
0
0
0
0
0
0
0
0
0
0
0
0
0
0
0
0
0
0
0
0
0
0
0
0
0
0
0
0
0
0
0
0
0
0
0
0
0
0
0
0
0
0
0
0
0
0
0
0
0
0
0
0
0
0
0
0
0
0
0
0
0
0
0
0
0
0
0
0
0
0
0
0
0
0
0
0
0
0
0
0
0
0
0
0
0
0
0
0
0
0
0
0
0
0
0
0
0
0
0
0
0
0
0
0
0
0
0
0
0
0
0
0
0
0
0
0
0
0
0
0
0
0
0
0
0
0
0
0
0
0
0
0
0
0
0
0
0
0
0
0
0
0
0
0
0
0
0
0
0
0
0
0
0
0
0
0
0
0
0
0
0
0
0
0
0
0
0
0
0
0
0
0
0
0
0
0
0
0
0
0
0
0
0
0
0
0
0
0
0
0
0
0
0
0
0
0
0
0
0
0
0
0
0
0
0
0
0
0
0
0
0
0
0
0
0
0
0
0
0
0
0
0
0
0
0
0
0
0
0
0
0
0
0
0
0
0
0
0
0
0
0
0
0
0
0
0
0
0
0
0
0
0
0
0
0
0
0
0
0
0
0
0
0
0
0
0
0
0
0
0
0
0
0
0
0
0
0
0
0
0
0
0
0
0
0
0
0
0
0
0
0
0
0
0
0
0
0
0
0
0
0
0
0
0
0
0
0
0
0
0
0
0
0
0
0
0
0
0
0
0
0
0
0
0
0
0
0
0
0
0
0
0
0
0
0
0
0
0
0
0
0
0
0
0
0
0
0
0
0
0
0
0
0
0
0
0
0
0
0
0
0
0
0
0
0
0
0
0
0
0
0
0
0
0
0
0
0
0
0
0
0
0
0
0
0
0
0
0
0
0
0
0
0
0
0
0
0
0
0
0
0
0
0
0
0
0
0
0
0
0
0
0
0
0
0
0
0
0
0
0
0
0
0
0
0
0
0
0
0
0
0
0
0
0
0
0
0
0
0
0
0
0
0
0
0
0
0
0
0
0
0
0
0
0
0
0
0
0
0
0
0
0
0
0
0
0
0
0
0
0
0
0
0
0
0
0
0
0
0
0
0
0
0
0
0
0
0
0
0
0
0
0
0
0
0
0
0
0
0
0
0
0
0
0
0
0
0
0
0
0
0
0
0
0
0
0
0
0
0
0
0
0
0
0
0
0
0
0
0
0
0
0
0
0
0
0
0
0
0
0
0
0
0
0
0
0
0
0
0
0
0
0
0
0
0
0
0
0
0
0
0
0
0
0
0
0
0
0
0
0
0
0
0
0
0
0
0
0
0
0
0
0
0
0
0
0
0
0
0
0
0
0
0
0
0
0
0
0
0
0
0
0
0
0
0
0
0
0
0
0
0
0
0
0
0
0
0
0
0
0
0
0
0
0
0
0
0
0
0
0
0
0
0
0
0
0
0
0
0
0
0
0
0
0
0
0
0
0
0
0
0
0
0
0
0
0
0
0
0
0
0
0
0
0
0
0
0
0
0
0
0
0
0
0
0
0
0
0
0
0
0
0
0
0
0
0
0
0
0
0
0
0
0
0
0
0
0
0
0
0
0
0
0
0
0
0
0
0
0
0
0
0
0
0
0
0
0
0
0
0
0
0
0
0
0
0
0
0
0
0
0
0
0
0
0
0
0
0
0
0
0
0
0
0
0
0
0
0
0
0
0
0
0
0
0
0
0
0
0
0
0
0
0
0
0
0
0
0
0
0
0
0
0
0
0
0
0
0
0
0
0
0
0
0
0
0
0
0
0
0
0
0
0
0
0
0
0
0
0
0
0
0
0
0
0
0
0
0
0
0
0
0
0
0
0
0
0
0
0
0
0
0
0
0
0
0
0
0
0
0
0
0
0
0
0
0
0
0
0
0
0
0
0
0
0
0
0
0
0
0
0
0
0
0
0
0
0
0
0
0
0
0
0
0
0
0
0
0
0
0
0
0
0
0
0
0
0
0
0
0
0
0
0
0
0
0
0
0
0
0
0
0
0
0
0
0
0
0
0
0
0
0
0
0
0
0
0
0
0
0
0
0
0
0
0
0
0
0
0
0
0
0
0
0
0
0
0
0
0
0
0
0
0
0
0
0
0
0
0
0
0
0
0
0
0
0
0
0
0
0
0
0
0
0
0
0
0
0
0
0
0
0
0
0
0
0
0
0
0
0
0
0
0
0
0
0
0
0
0
0
0
0
0
0
0
0
0
0
0
0
0
0
0
0
0
0
0
0
0
0
0
0
0
0
0
0
0
0
0
0
0
0
0
0
0
0
0
0
0
0
0
0
0
0
0
0
0
0
0
0
0
0
0
0
0
0
0
0
0
0
0
0
0
0
0
0
0
0
0
0
0
0
0
0
0
0
0
0
0
0
0
0
0
0
0
0
0
0
0
0
0
0
0
0
0
0
0
0
0
0
0
0
0
0
0
0
0
0
0
0
0
0
0
0
0
0
0
0
0
0
0
0
0
0
0
0
0
0
0
0
0
0
0
0
0
0
0
0
0
0
0
0
0
0
0
0
0
0
0
0
0
0
0
0
0
0
0
0
0
0
0
0
0
0
0
0
0
0
0
0
0
0
0
0
0
0
0
0
0
0
0
0
0
0
0
0
0
0
0
0
0
0
0
0
0
0
0
0
0
0
0
0
0
0
0
0
0
0
0
0
0
0
0
0
0
0
0
0
0
0
0
0
0
0
0
0
0
0
0
0
0
0
0
0
0
0
0
0
0
0
0
0
0
0
0
0
0
0
0
0
0
0
0
0
0
0
0
0
0
0
0
0
0
0
0
0
0
0
0
0
0
0
0
0
0
0
0
0
0
0
0
0
0
0
0
0
0
0
0
0
0
0
0
0
0
0
0
0
0
0
0
0
0
0
0
0
0
0
0
0
0
0
0
0
0
0
0
0
0
0
0
0
0
0
0
0
0
0
0
0
0
0
0
0
0
0
0
0
0
0
0
0
0
0
0
0
0
0
0
0
0
0
0
0
0
0
0
0
0
0
0
0
0
0
0
0
0
0
0
0
0
0
0
0
0
0
0
0
0
0
0
0
0
0
0
0
0
0
0
0
0
0
0
0
0
0
0
0
0
0
0
0
0
0
0
0
0
0
0
0
0
0
0
0
0
0
0
0
0
0
0
0
0
0
0
0
0
0
0
0
0
0
0
0
0
0
0
0
0
0
0
0
0
0
0
0
0
0
0
0
0
0
0
0
0
0
0
0
0
0
0
0
0
0
0
0
0
0
0
0
0
0
0
0
0
0
0
0
0
0
0
0
0
0
0
0
0
0
0
0
0
0
0
0
0
0
0
0
0
0
0
0
0
0
0
0
0
0
0
0
0
0
0
0
0
0
0
0
0
0
0
0
0
0
0
0
0
0
0
0
0
0
0
0
0
0
0
0
0
0
0
0
0
0
0
0
0
0
0
0
0
0
0
0
0
0
0
0
0
0
0
0
0
0
0
0
0
0
0
0
0
0
0
0
0
0
0
0
0
0
0
0
0
0
0
0
0
0
0
0
0
0
0
0
0
0
0
0
0
0
0
0
0
0
0
0
0
0
0
0
0
0
0
0
0
0
0
0
0
0
0
0
0
0
0
0
0
0
0
0
0
0
0
0
0
0
0
0
0
0
0
0
0
0
0
0
0
0
0
0
0
0
0
0
0
0
0
0
0
0
0
0
0
0
0
0
0
0
0
0
0
0
0
0
0
0
0
0
0
0
0
0
0
0
0
0
0
0
0
0
0
0
0
0
0
0
0
0
0
0
0
0
0
0
0
0
0
0
0
0
0
0
0
0
0
0
0
0
0
0
0
0
0
0
0
0
0
0
0
0
0
0
0
0
0
0
0
0
0
0
0
0
0
0
0
0
0
0
0
0
0
0
0
0
0
0
0
0
0
0
0
0
0
0
0
0
0
0
0
0
0
0
0
0
0
0
0
0
0
0
0
0
0
0
0
0
0
0
0
0
0
0
0
0
0
0
0
0
0
0
0
0
0
0
0
0
0
0
0
0
0
0
0
0
0
0
0
0
0
0
0
0
0
0
0
0
0
0
0
0
0
0
0
0
0
0
0
0
0
0
0
0
0
0
0
0
0
0
0
0
0
0
0
0
0
0
0
0
0
0
0
0
0
0
0
0
0
0
0
0
0
0
0
0
0
0
0
0
0
0
0
0
0
0
0
0
0
0
0
0
0
0
0
0
0
0
0
0
0
0
0
0
0
0
0
0
0
0
0
0
0
0
0
0
0
0
0
0
0
0
0
0
0
0
0
0
0
0
0
0
0
0
0
0
0
0
0
0
0
0
0
0
0
0
0
0
0
0
0
0
0
0
0
0
0
0
0
0
0
0
0
0
0
0
0
0
0
0
0
0
0
0
0
0
0
0
0
0
0
0
0
0
0
0
0
0
0
0
0
0
0
0
0
0
0
0
0
0
0
0
0
0
0
0
0
0
0
0
0
0
0
0
0
0
0
0
0
0
0
0
0
0
0
0
0
0
0
0
0
0
0
0
0
0
0
0
0
0
0
0
0
0
0
0
0
0
0
0
0
0
0
0
0
0
0
0
0
0
0
0
0
0
0
0
0
0
0
0
0
0
0
0
0
0
0
0
0
0
0
0
0
0
0
0
0
0
0
0
0
0
0
0
0
0
0
0
0
0
0
0
0
0
0
0
0
0
0
0
0
0
0
0
0
0
0
0
0
0
0
0
0
0
0
0
0
0
0
0
0
0
0
0
0
0
0
0
0
0
0
0
0
0
0
0
0
0
0
0
0
0
0
0
0
0
0
0
0
0
0
0
0
0
0
0
0
0
0
0
0
0
0
0
0
0
0
0
0
0
0
0
0
0
0
0
0
0
0
0
0
0
0
0
0
0
0
0
0
0
0
0
0
0
0
0
0
0
0
0
0
0
0
0
0
0
0
0
0
0
0
0
0
0
0
0
0
0
0
0
0
0
0
0
0
0
0
0
0
0
0
0
0
0
0
0
0
0
0
0
0
0
0
0
0
0
0
0
0
0
0
0
0
0
0
0
0
0
0
0
0
0
0
0
0
0
0
0
0
0
0
0
0
0
0
0
0
0
0
0
0
0
0
0
0
0
0
0
0
0
0
0
0
0
0
0
0
0
0
0
0
0
0
0
0
0
0
0
0
0
0
0
0
0
0
0
0
0
0
0
0
0
0
0
0
0
0
0
0
0
0
0
0
0
0
0
0
0
0
0
0
0
0
0
0
0
0
0
0
0
0
0
0
0
0
0
0
0
0
0
0
0
0
0
0
0
0
0
0
0
0
0
0
0
0
0
0
0
0
0
0
0
0
0
0
0
0
0
0
0
0
0
0
0
0
0
0
0
0
0
0
0
0
0
0
0
0
0
0
0
0
0
0
0
0
0
0
0
0
0
0
0
0
0
0
0
0
0
0
0
0
0
0
0
0
0
0
0
0
0
0
0
0
0
0
0
0
0
0
0
0
0
0
0
0
0
0
0
0
0
0
0
0
0
0
0
0
0
0
0
0
0
0
0
0
0
0
0
0
0
0
0
0
0
0
0
0
0
0
0
0
0
0
0
0
0
0
0
0
0
0
0
0
0
0
0
0
0
0
0
0
0
0
0
0
0
0
0
0
0
0
0
0
0
0
0
0
0
0
0
0
0
0
0
0
0
0
0
0
0
0
0
0
0
0
0
0
0
0
0
0
0
0
0
0
0
0
0
0
0
0
0
0
0
0
0
0
0
0
0
0
0
0
0
0
0
0
0
0
0
0
0
0
0
0
0
0
0
0
0
0
0
0
0
0
0
0
0
0
0
0
0
0
0
0
0
0
0
0
0
0
0
0
0
0
0
0
0
0
0
0
0
0
0
0
0
0
0
0
0
0
0
0
0
0
0
0
0
0
0
0
0
0
0
0
0
0
0
0
0
0
0
0
0
0
0
0
0
0
0
0
0
0
0
0
0
0
0
0
0
0
0
0
0
0
0
0
0
0
0
0
0
0
0
0
0
0
0
0
0
0
0
0
0
0
0
0
0
0
0
0
0
0
0
0
0
0
0
0
0
0
0
0
0
0
0
0
0
0
0
0
0
0
0
0
0
0
0
0
0
0
0
0
0
0
0
0
0
0
0
0
0
0
0
0
0
0
0
0
0
0
0
0
0
0
0
0
0
0
0
0
0
0
0
0
0
0
0
0
0
0
0
0
0
0
0
0
0
0
0
0
0
0
0
0
0
0
0
0
0
0
0
0
0
0
0
0
0
0
0
0
0
0
0
0
0
0
0
0
0
0
0
0
0
0
0
0
0
0
0
0
0
0
0
0
0
0
0
0
0
0
0
0
0
0
0
0
0
0
0
0
0
0
0
0
0
0
0
0
0
0
0
0
0
0
0
0
0
0
0
0
0
0
0
0
0
0
0
0
0
0
0
0
0
0
0
0
0
0
0
0
0
0
0
0
0
0
0
0
0
0
0
0
0
0
0
0
0
0
0
0
0
0
0
0
0
0
0
0
0
0
0
0
0
0
0
0
0
0
0
0
0
0
0
0
0
0
0
0
0
0
0
0
0
0
0
0
0
0
0
0
0
0
0
0
0
0
0
0
0
0
0
0
0
0
0
0
0
0
0
0
0
0
0
0
0
0
0
0
0
0
0
0
0
0
0
0
0
0
0
0
0
0
0
0
0
0
0
0
0
0
0
0
0
0
0
0
0
0
0
0
0
0
0
0
0
0
0
0
0
0
0
0
0
0
0
0
0
0
0
0
0
0
0
0
0
0
0
0
0
0
0
0
0
0
0
0
0
0
0
0
0
0
0
0
0
0
0
0
0
0
0
0
0
0
0
0
0
0
0
0
0
0
0
0
0
0
0
0
0
0
0
0
0
0
0
0
0
0
0
0
0
0
0
0
0
0
0
0
0
0
0
0
0
0
0
0
0
0
0
0
0
0
0
0
0
0
0
0
0
0
0
0
0
0
0
0
0
0
0
0
0
0
0
0
0
0
0
0
0
0
0
0
0
0
0
0
0
0
0
0
0
0
0
0
0
0
0
0
0
0
0
0
0
0
0
0
0
0
0
0
0
0
0
0
0
0
0
0
0
0
0
0
0
0
0
0
0
0
0
0
0
0
0
0
0
0
0
0
0
0
0
0
0
0
0
0
0
0
0
0
0
0
0
0
0
0
0
0
0
0
0
0
0
0
0
0
0
0
0
0
0
0
0
0
0
0
0
0
0
0
0
0
0
0
0
0
0
0
0
0
0
0
0
0
0
0
0
0
0
0
0
0
0
0
0
0
0
0
0
0
0
0
0
0
0
0
0
0
0
0
0
0
0
0
0
0
0
0
0
0
0
0
0
0
0
0
0
0
0
0
0
0
0
0
0
0
0
0
0
0
0
0
0
0
0
0
0
0
0
0
0
0
0
0
0
0
0
0
0
0
0
0
0
0
0
0
0
0
0
0
0
0
0
0
0
0
0
0
0
0
0
0
0
0
0
0
0
0
0
0
0
0
0
0
0
0
0
0
0
0
0
0
0
0
0
0
0
0
0
0
0
0
0
0
0
0
0
0
0
0
0
0
0
0
0
0
0
0
0
0
0
0
0
0
0
0
0
0
0
0
0
0
0
0
0
0
0
0
0
0
0
0
0
0
0
0
0
0
0
0
0
0
0
0
0
0
0
0
0
0
0
0
0
0
0
0
0
0
0
0
0
0
0
0
0
0
0
0
0
0
0
0
0
0
0
0
0
0
0
0
0
0
0
0
0
0
0
0
0
0
0
0
0
0
0
0
0
0
0
0
0
0
0
0
0
0
0
0
0
0
0
0
0
0
0
0
0
0
0
0
0
0
0
0
0
0
0
0
0
0
0
0
0
0
0
0
0
0
0
0
0
0
0
0
0
0
0
0
0
0
0
0
0
0
0
0
0
0
0
0
0
0
0
0
0
0
0
0
0
0
0
0
0
0
0
0
0
0
0
0
0
0
0
0
0
0
0
0
0
0
0
0
0
0
0
0
0
0
0
0
0
0
0
0
0
0
0
0
0
0
0
0
0
0
0
0
0
0
0
0
0
0
0
0
0
0
0
0
0
0
0
0
0
0
0
0
0
0
0
0
0
0
0
0
0
0
0
0
0
0
0
0
0
0
0
0
0
0
0
0
0
0
0
0
0
0
0
0
0
0
0
0
0
0
0
0
0
0
0
0
0
0
0
0
0
0
0
0
0
0
0
0
0
0
0
0
0
0
0
0
0
0
0
0
0
0
0
0
0
0
0
0
0
0
0
0
0
0
0
0
0
0
0
0
0
0
0
0
0
0
0
0
0
0
0
0
0
0
0
0
0
0
0
0
0
0
0
0
0
0
0
0
0
0
0
0
0
0
0
0
0
0
0
0
0
0
0
0
0
0
0
0
0
0
0
0
0
0
0
0
0
0
0
0
0
0
0
0
0
0
0
0
0
0
0
0
0
0
0
0
0
0
0
0
0
0
0
0
0
0
0
0
0
0
0
0
0
0
0
0
0
0
0
0
0
0
0
0
0
0
0
0
0
0
0
0
0
0
0
0
0
0
0
0
0
0
0
0
0
0
0
0
0
0
0
0
0
0
0
0
0
0
0
0
0
0
0
0
0
0
0
0
0
0
0
0
0
0
0
0
0
0
0
0
0
0
0
0
0
0
0
0
0
0
0
0
0
0
0
0
0
0
0
0
0
0
0
0
0
0
0
0
0
0
0
0
0
0
0
0
0
0
0
0
0
0
0
0
0
0
0
0
0
0
0
0
0
0
0
0
0
0
0
0
0
0
0
0
0
0
0
0
0
0
0
0
0
0
0
0
0
0
0
0
0
0
0
0
0
0
0
0
0
0
0
0
0
0
0
0
0
0
0
0
0
0
0
0
0
0
0
0
0
0
0
0
0
0
0
0
0
0
0
0
0
0
0
0
0
0
0
0
0
0
0
0
0
0
0
0
0
0
0
0
0
0
0
0
0
0
0
0
0
0
0
0
0
0
0
0
0
0
0
0
0
0
0
0
0
0
0
0
0
0
0
0
0
0
0
0
0
0
0
0
0
0
0
0
0
0
0
0
0
0
0
0
0
0
0
0
0
0
0
0
0
0
0
0
0
0
0
0
0
0
0
0
0
0
0
0
0
0
0
0
0
0
0
0
0
0
0
0
0
0
0
0
0
0
0
0
0
0
0
0
0
0
0
0
0
0
0
0
0
0
0
0
0
0
0
0
0
0
0
0
0
0
0
0
0
0
0
0
0
0
0
0
0
0
0
0
0
0
0
0
0
0
0
0
0
0
0
0
0
0
0
0
0
0
0
0
0
0
0
0
0
0
0
0
0
0
0
0
0
0
0
0
0
0
0
0
0
0
0
0
0
0
0
0
0
0
0
0
0
0
0
0
0
0
0
0
0
0
0
0
0
0
0
0
0
0
0
0
0
0
0
0
0
0
0
0
0
0
0
0
0
0
0
0
0
0
0
0
0
0
0
0
0
0
0
0
0
0
0
0
0
0
0
0
0
0
0
0
0
0
0
0
0
0
0
0
0
0
0
0
0
0
0
0
0
0
0
0
0
0
0
0
0
0
0
0
0
0
0
0
0
0
0
0
0
0
0
0
0
0
0
0
0
0
0
0
0
0
0
0
0
0
0
0
0
0
0
0
0
0
0
0
0
0
0
0
0
0
0
0
0
0
0
0
0
0
0
0
0
0
0
0
0
0
0
0
0
0
0
0
0
0
0
0
0
0
0
0
0
0
0
0
0
0
0
0
0
0
0
0
0
0
0
0
0
0
0
0
0
0
0
0
0
0
0
0
0
0
0
0
0
0
0
0
0
0
0
0
0
0
0
0
0
0
0
0
0
0
0
0
0
0
0
0
0
0
0
0
0
0
0
0
0
0
0
0
0
0
0
0
0
0
0
0
0
0
0
0
0
0
0
0
0
0
0
0
0
0
0
0
0
0
0
0
0
0
0
0
0
0
0
0
0
0
0
0
0
0
0
0
0
0
0
0
0
0
0
0
0
0
0
0
0
0
0
0
0
0
0
0
0
0
0
0
0
0
0
0
0
0
0
0
0
0
0
0
0
0
0
0
0
0
0
0
0
0
0
0
0
0
0
0
0
0
0
0
0
0
0
0
0
0
0
0
0
0
0
0
0
0
0
0
0
0
0
0
0
0
0
0
0
0
0
0
0
0
0
0
0
0
0
0
0
0
0
0
0
0
0
0
0
0
0
0
0
0
0
0
0
0
0
0
0
0
0
0
0
0
0
0
0
0
0
0
0
0
0
0
0
0
0
0
0
0
0
0
0
0
0
0
0
0
0
0
0
0
0
0
0
0
0
0
0
0
0
0
0
0
0
0
0
0
0
0
0
0
0
0
0
0
0
0
0
0
0
0
0
0
0
0
0
0
0
0
0
0
0
0
0
0
0
0
0
0
0
0
0
0
0
0
0
0
0
0
0
0
0
0
0
0
0
0
0
0
0
0
0
0
0
0
0
0
0
0
0
0
0
0
0
0
0
0
0
0
0
0
0
0
0
0
0
0
0
0
0
0
0
0
0
0
0
0
0
0
0
0
0
0
0
0
0
0
0
0
0
0
0
0
0
0
0
0
0
0
0
0
0
0
0
0
0
0
0
0
0
0
0
0
0
0
0
0
0
0
0
0
0
0
0
0
0
0
0
0
0
0
0
0
0
0
0
0
0
0
0
0
0
0
0
0
0
0
0
0
0
0
0
0
0
0
0
0
0
0
0
0
0
0
0
0
0
0
0
0
0
0
0
0
0
0
0
0
0
0
0
0
0
0
0
0
0
0
0
0
0
0
0
0
0
0
0
0
0
0
0
0
0
0
0
0
0
0
0
0
0
0
0
0
0
0
0
0
0
0
0
0
0
0
0
0
0
0
0
0
0
0
0
0
0
0
0
0
0
0
0
0
0
0
0
0
0
0
0
0
0
0
0
0
0
0
0
0
0
0
0
0
0
0
0
0
0
0
0
0
0
0
0
0
0
0
0
0
0
0
0
0
0
0
0
0
0
0
0
0
0
0
0
0
0
0
0
0
0
0
0
0
0
0
0
0
0
0
0
0
0
0
0
0
0
0
0
0
0
0
0
0
0
0
0
0
0
0
0
0
0
0
0
0
0
0
0
0
0
0
0
0
0
0
0
0
0
0
0
0
0
0
0
0
0
0
0
0
0
0
0
0
0
0
0
0
0
0
0
0
0
0
0
0
0
0
0
0
0
0
0
0
0
0
0
0
0
0
0
0
0
0
0
0
0
0
0
0
0
0
0
0
0
0
0
0
0
0
0
0
0
0
0
0
0
0
0
0
0
0
0
0
0
0
0
0
0
0
0
0
0
0
0
0
0
0
0
0
0
0
0
0
0
0
0
0
0
0
0
0
0
0
0
0
0
0
0
0
0
0
0
0
0
0
0
0
0
0
0
0
0
0
0
0
0
0
0
0
0
0
0
0
0
0
0
0
0
0
0
0
0
0
0
0
0
0
0
0
0
0
0
0
0
0
0
0
0
0
0
0
0
0
0
0
0
0
0
0
0
0
0
0
0
0
0
0
0
0
0
0
0
0
0
0
0
0
0
0
0
0
0
0
0
0
0
0
0
0
0
0
0
0
0
0
0
0
0
0
0
0
0
0
0
0
0
0
0
0
0
0
0
0
0
0
0
0
0
0
0
0
0
0
0
0
0
0
0
0
0
0
0
0
0
0
0
0
0
0
0
0
0
0
0
0
0
0
0
0
0
0
0
0
0
0
0
0
0
0
0
0
0
0
0
0
0
0
0
0
0
0
0
0
0
0
0
0
0
0
0
0
0
0
0
0
0
0
0
0
0
0
0
0
0
0
0
0
0
0
0
0
0
0
0
0
0
0
0
0
0
0
0
0
0
0
0
0
0
0
0
0
0
0
0
0
0
0
0
0
0
0
0
0
0
0
0
0
0
0
0
0
0
0
0
0
0
0
0
0
0
0
0
0
0
0
0
0
0
0
0
0
0
0
0
0
0
0
0
0
0
0
0
0
0
0
0
0
0
0
0
0
0
0
0
0
0
0
0
0
0
0
0
0
0
0
0
0
0
0
0
0
0
0
0
0
0
0
0
0
0
0
0
0
0
0
0
0
0
0
0
0
0
0
0
0
0
0
0
0
0
0
0
0
0
0
0
0
0
0
0
0
0
0
0
0
0
0
0
0
0
0
0
0
0
0
0
0
0
0
0
0
0
0
0
0
0
0
0
0
0
0
0
0
0
0
0
0
0
0
0
0
0
0
0
0
0
0
0
0
0
0
0
0
0
0
0
0
0
0
0
0
0
0
0
0
0
0
0
0
0
0
0
0
0
0
0
0
0
0
0
0
0
0
0
0
0
0
0
0
0
0
0
0
0
0
0
0
0
0
0
0
0
0
0
0
0
0
0
0
0
0
0
0
0
0
0
0
0
0
0
0
0
0
0
0
0
0
0
0
0
0
0
0
0
0
0
0
0
0
0
0
0
0
0
0
0
0
0
0
0
0
0
0
0
0
0
0
0
0
0
0
0
0
0
0
0
0
0
0
0
0
0
0
0
0
0
0
0
0
0
0
0
0
0
0
0
0
0
0
0
0
0
0
0
0
0
0
0
0
0
0
0
0
0
0
0
0
0
0
0
0
0
0
0
0
0
0
0
0
0
0
0
0
0
0
0
0
0
0
0
0
0
0
0
0
0
0
0
0
0
0
0
0
0
0
0
0
0
0
0
0
0
0
0
0
0
0
0
0
0
0
0
0
0
0
0
0
0
0
0
0
0
0
0
0
0
0
0
0
0
0
0
0
0
0
0
0
0
0
0
0
0
0
0
0
0
0
0
0
0
0
0
0
0
0
0
0
0
0
0
0
0
0
0
0
0
0
0
0
0
0
0
0
0
0
0
0
0
0
0
0
0
0
0
0
0
0
0
0
0
0
0
0
0
0
0
0
0
0
0
0
0
0
0
0
0
0
0
0
0
0
0
0
0
0
0
0
0
0
0
0
0
0
0
0
0
0
0
0
0
0
0
0
0
0
0
0
0
0
0
0
0
0
0
0
0
0
0
0
0
0
0
0
0
0
0
0
0
0
0
0
0
0
0
0
0
0
0
0
0
0
0
0
0
0
0
0
0
0
0
0
0
0
0
0
0
0
0
0
0
0
0
0
0
0
0
0
0
0
0
0
0
0
0
0
0
0
0
0
0
0
0
0
0
0
0
0
0
0
0
0
0
0
0
0
0
0
0
0
0
0
0
0
0
0
0
0
0
0
0
0
0
0
0
0
0
0
0
0
0
0
0
0
0
0
0
0
0
0
0
0
0
0
0
0
0
0
0
0
0
0
0
0
0
0
0
0
0
0
0
0
0
0
0
0
0
0
0
0
0
0
0
0
0
0
0
0
0
0
0
0
0
0
0
0
0
0
0
0
0
0
0
0
0
0
0
0
0
0
0
0
0
0
0
0
0
0
0
0
0
0
0
0
0
0
0
0
0
0
0
0
0
0
0
0
0
0
0
0
0
0
0
0
0
0
0
0
0
0
0
0
0
0
0
0
0
0
0
0
0
0
0
0
0
0
0
0
0
0
0
0
0
0
0
0
0
0
0
0
0
0
0
0
0
0
0
0
0
0
0
0
0
0
0
0
0
0
0
0
0
0
0
0
0
0
0
0
0
0
0
0
0
0
0
0
0
0
0
0
0
0
0
0
0
0
0
0
0
0
0
0
0
0
0
0
0
0
0
0
0
0
0
0
0
0
0
0
0
0
0
0
0
0
0
0
0
0
0
0
0
0
0
0
0
0
0
0
0
0
0
0
0
0
0
0
0
0
0
0
0
0
0
0
0
0
0
0
0
0
0
0
0
0
0
0
0
0
0
0
0
0
0
0
0
0
0
0
0
0
0
0
0
0
0
0
0
0
0
0
0
0
0
0
0
0
0
0
0
0
0
0
0
0
0
0
0
0
0
0
0
0
0
0
0
0
0
0
0
0
0
0
0
0
0
0
0
0
0
0
0
0
0
0
0
0
0
0
0
0
0
0
0
0
0
0
0
0
0
0
0
0
0
0
0
0
0
0
0
0
0
0
0
0
0
0
0
0
0
0
0
0
0
0
0
0
0
0
0
0
0
0
0
0
0
0
0
0
0
0
0
0
0
0
0
0
0
0
0
0
0
0
0
0
0
0
0
0
0
0
0
0
0
0
0
0
0
0
0
0
0
0
0
0
0
0
0
0
0
0
0
0
0
0
0
0
0
0
0
0
0
0
0
0
0
0
0
0
0
0
0
0
0
0
0
0
0
0
0
0
0
0
0
0
0
0
0
0
0
0
0
0
0
0
0
0
0
0
0
0
0
0
0
0
0
0
0
0
0
0
0
0
0
0
0
0
0
0
0
0
0
0
0
0
0
0
0
0
0
0
0
0
0
0
0
0
0
0
0
0
0
0
0
0
0
0
0
0
0
0
0
0
0
0
0
0
0
0
0
0
0
0
0
0
0
0
0
0
0
0
0
0
0
0
0
0
0
0
0
0
0
0
0
0
0
0
0
0
0
0
0
0
0
0
0
0
0
0
0
0
0
0
0
0
0
0
0
0
0
0
0
0
0
0
0
0
0
0
0
0
0
0
0
0
0
0
0
0
0
0
0
0
0
0
0
0
0
0
0
0
0
0
0
0
0
0
0
0
0
0
0
0
0
0
0
0
0
0
0
0
0
0
0
0
0
0
0
0
0
0
0
0
0
0
0
0
0
0
0
0
0
0
0
0
0
0
0
0
0
0
0
0
0
0
0
0
0
0
0
0
0
0
0
0
0
0
0
0
0
0
0
0
0
0
0
0
0
0
0
0
0
0
0
0
0
0
0
0
0
0
0
0
0
0
0
0
0
0
0
0
0
0
0
0
0
0
0
0
0
0
0
0
0
0
0
0
0
0
0
0
0
0
0
0
0
0
0
0
0
0
0
0
0
0
0
0
0
0
0
0
0
0
0
0
0
0
0
0
0
0
0
0
0
0
0
0
0
0
0
0
0
0
0
0
0
0
0
0
0
0
0
0
0
0
0
0
0
0
0
0
0
0
0
0
0
0
0
0
0
0
0
0
0
0
0
0
0
0
0
0
0
0
0
0
0
0
0
0
0
0
0
0
0
0
0
0
0
0
0
0
0
0
0
0
0
0
0
0
0
0
0
0
0
0
0
0
0
0
0
0
0
0
0
0
0
0
0
0
0
0
0
0
0
0
0
0
0
0
0
0
0
0
0
0
0
0
0
0
0
0
0
0
0
0
0
0
0
0
0
0
0
0
0
0
0
0
0
0
0
0
0
0
0
0
0
0
0
0
0
0
0
0
0
0
0
0
0
0
0
0
0
0
0
0
0
0
0
0
0
0
0
0
0
0
0
0
0
0
0
0
0
0
0
0
0
0
0
0
0
0
0
0
0
0
0
0
0
0
0
0
0
0
0
0
0
0
0
0
0
0
0
0
0
0
0
0
0
0
0
0
0
0
0
0
0
0
0
0
0
0
0
0
0
0
0
0
0
0
0
0
0
0
0
0
0
0
0
0
0
0
0
0
0
0
0
0
0
0
0
0
0
0
0
0
0
0
0
0
0
0
0
0
0
0
0
0
0
0
0
0
0
0
0
0
0
0
0
0
0
0
0
0
0
0
0
0
0
0
0
0
0
0
0
0
0
0
0
0
0
0
0
0
0
0
0
0
0
0
0
0
0
0
0
0
0
0
0
0
0
0
0
0
0
0
0
0
0
0
0
0
0
0
0
0
0
0
0
0
0
0
0
0
0
0
0
0
0
0
0
0
0
0
0
0
0
0
0
0
0
0
0
0
0
0
0
0
0
0
0
0
0
0
0
0
0
0
0
0
0
0
0
0
0
0
0
0
0
0
0
0
0
0
0
0
0
0
0
0
0
0
0
0
0
0
0
0
0
0
0
0
0
0
0
0
0
0
0
0
0
0
0
0
0
0
0
0
0
0
0
0
0
0
0
0
0
0
0
0
0
0
0
0
0
0
0
0
0
0
0
0
0
0
0
0
0
0
0
0
0
0
0
0
0
0
0
0
0
0
0
0
0
0
0
0
0
0
0
0
0
0
0
0
0
0
0
0
0
0
0
0
0
0
0
0
0
0
0
0
0
0
0
0
0
0
0
0
0
0
0
0
0
0
0
0
0
0
0
0
0
0
0
0
0
0
0
0
0
0
0
0
0
0
0
0
0
0
0
0
0
0
0
0
0
0
0
0
0
0
0
0
0
0
0
0
0
0
0
0
0
0
0
0
0
0
0
0
0
0
0
0
0
0
0
0
0
0
0
0
0
0
0
0
0
0
0
0
0
0
0
0
0
0
0
0
0
0
0
0
0
0
0
0
0
0
0
0
0
0
0
0
0
0
0
0
0
0
0
0
0
0
0
0
0
0
0
0
0
0
0
0
0
0
0
0
0
0
0
0
0
0
0
0
0
0
0
0
0
0
0
0
0
0
0
0
0
0
0
0
0
0
0
0
0
0
0
0
0
0
0
0
0
0
0
0
0
0
0
0
0
0
0
0
0
0
0
0
0
0
0
0
0
0
0
0
0
0
0
0
0
0
0
0
0
0
0
0
0
0
0
0
0
0
0
0
0
0
0
0
0
0
0
0
0
0
0
0
0
0
0
0
0
0
0
0
0
0
0
0
0
0
0
0
0
0
0
0
0
0
0
0
0
0
0
0
0
0
0
0
0
0
0
0
0
0
0
0
0
0
0
0
0
0
0
0
0
0
0
0
0
0
0
0
0
0
0
0
0
0
0
0
0
0
0
0
0
0
0
0
0
0
0
0
0
0
0
0
0
0
0
0
0
0
0
0
0
0
0
0
0
0
0
0
0
0
0
0
0
0
0
0
0
0
0
0
0
0
0
0
0
0
0
0
0
0
0
0
0
0
0
0
0
0
0
0
0
0
0
0
0
0
0
0
0
0
0
0
0
0
0
0
0
0
0
0
0
0
0
0
0
0
0
0
0
0
0
0
0
0
0
0
0
0
0
0
0
0
0
0
0
0
0
0
0
0
0
0
0
0
0
0
0
0
0
0
0
0
0
0
0
0
0
0
0
0
0
0
0
0
0
0
0
0
0
0
0
0
0
0
0
0
0
0
0
0
0
0
0
0
0
0
0
0
0
0
0
0
0
0
0
0
0
0
0
0
0
0
0
0
0
0
0
0
0
0
0
0
0
0
0
0
0
0
0
0
0
0
0
0
0
0
0
0
0
0
0
0
0
0
0
0
0
0
0
0
0
0
0
0
0
0
0
0
0
0
0
0
0
0
0
0
0
0
0
0
0
0
0
0
0
0
0
0
0
0
0
0
0
0
0
0
0
0
0
0
0
0
0
0
0
0
0
0
0
0
0
0
0
0
0
0
0
0
0
0
0
0
0
0
0
0
0
0
0
0
0
0
0
0
0
0
0
0
0
0
0
0
0
0
0
0
0
0
0
0
0
0
0
0
0
0
0
0
0
0
0
0
0
0
0
0
0
0
0
0
0
0
0
0
0
0
0
0
0
0
0
0
0
0
0
0
0
0
0
0
0
0
0
0
0
0
0
0
0
0
0
0
0
0
0
0
0
0
0
0
0
0
0
0
0
0
0
0
0
0
0
0
0
0
0
0
0
0
0
0
0
0
0
0
0
0
0
0
0
0
0
0
0
0
0
0
0
0
0
0
0
0
0
0
0
0
0
0
0
0
0
0
0
0
0
0
0
0
0
0
0
0
0
0
0
0
0
0
0
0
0
0
0
0
0
0
0
0
0
0
0
0
0
0
0
0
0
0
0
0
0
0
0
0
0
0
0
0
0
0
0
0
0
0
0
0
0
0
0
0
0
0
0
0
0
0
0
0
0
0
0
0
0
0
0
0
0
0
0
0
0
0
0
0
0
0
0
0
0
0
0
0
0
0
0
0
0
0
0
0
0
0
0
0
0
0
0
0
0
0
0
0
0
0
0
0
0
0
0
0
0
0
0
0
0
0
0
0
0
0
0
0
0
0
0
0
0
0
0
0
0
0
0
0
0
0
0
0
0
0
0
0
0
0
0
0
0
0
0
0
0
0
0
0
0
0
0
0
0
0
0
0
0
0
0
0
0
0
0
0
0
0
0
0
0
0
0
0
0
0
0
0
0
0
0
0
0
0
0
0
0
0
0
0
0
0
0
0
0
0
0
0
0
0
0
0
0
0
0
0
0
0
0
0
0
0
0
0
0
0
0
0
0
0
0
0
0
0
0
0
0
0
0
0
0
0
0
0
0
0
0
0
0
0
0
0
0
0
0
0
0
0
0
0
0
0
0
0
0
0
0
0
0
0
0
0
0
0
0
0
0
0
0
0
0
0
0
0
0
0
0
0
0
0
0
0
0
0
0
0
0
0
0
0
0
0
0
0
0
0
0
0
0
0
0
0
0
0
0
0
0
0
0
0
0
0
0
0
0
0
0
0
0
0
0
0
0
0
0
0
0
0
0
0
0
0
0
0
0
0
0
0
0
0
0
0
0
0
0
0
0
0
0
0
0
0
0
0
0
0
0
0
0
0
0
0
0
0
0
0
0
0
0
0
0
0
0
0
0
0
0
0
0
0
0
0
0
0
0
0
0
0
0
0
0
0
0
0
0
0
0
0
0
0
0
0
0
0
0
0
0
0
0
0
0
0
0
0
0
0
0
0
0
0
0
0
0
0
0
0
0
0
0
0
0
0
0
0
0
0
0
0
0
0
0
0
0
0
0
0
0
0
0
0
0
0
0
0
0
0
0
0
0
0
0
0
0
0
0
0
0
0
0
0
0
0
0
0
0
0
0
0
0
0
0
0
0
0
0
0
0
0
0
0
0
0
0
0
0
0
0
0
0
0
0
0
0
0
0
0
0
0
0
0
0
0
0
0
0
0
0
0
0
0
0
0
0
0
0
0
0
0
0
0
0
0
0
0
0
0
0
0
0
0
0
0
0
0
0
0
0
0
0
0
0
0
0
0
0
0
0
0
0
0
0
0
0
0
0
0
0
0
0
0
0
0
0
0
0
0
0
0
0
0
0
0
0
0
0
0
0
0
0
0
0
0
0
0
0
0
0
0
0
0
0
0
0
0
0
0
0
0
0
0
0
0
0
0
0
0
0
0
0
0
0
0
0
0
0
0
0
0
0
0
0
0
0
0
0
0
0
0
0
0
0
0
0
0
0
0
0
0
0
0
0
0
0
0
0
0
0
0
0
0
0
0
0
0
0
0
0
0
0
0
0
0
0
0
0
0
0
0
0
0
0
0
0
0
0
0
0
0
0
0
0
0
0
0
0
0
0
0
0
0
0
0
0
0
0
0
0
0
0
0
0
0
0
0
0
0
0
0
0
0
0
0
0
0
0
0
0
0
0
0
0
0
0
0
0
0
0
0
0
0
0
0
0
0
0
0
0
0
0
0
0
0
0
0
0
0
0
0
0
0
0
0
0
0
0
0
0
0
0
0
0
0
0
0
0
0
0
0
0
0
0
0
0
0
0
0
0
0
0
0
0
0
0
0
0
0
0
0
0
0
0
0
0
0
0
0
0
0
0
0
0
0
0
0
0
0
0
0
0
0
0
0
0
0
0
0
0
0
0
0
0
0
0
0
0
0
0
0
0
0
0
0
0
0
0
0
0
0
0
0
0
0
0
0
0
0
0
0
0
0
0
0
0
0
0
0
0
0
0
0
0
0
0
0
0
0
0
0
0
0
0
0
0
0
0
0
0
0
0
0
0
0
0
0
0
0
0
0
0
0
0
0
0
0
0
0
0
0
0
0
0
0
0
0
0
0
0
0
0
0
0
0
0
0
0
0
0
0
0
0
0
0
0
0
0
0
0
0
0
0
0
0
0
0
0
0
0
0
0
0
0
0
0
0
0
0
0
0
0
0
0
0
0
0
0
0
0
0
0
0
0
0
0
0
0
0
0
0
0
0
0
0
0
0
0
0
0
0
0
0
0
0
0
0
0
0
0
0
0
0
0
0
0
0
0
0
0
0
0
0
0
0
0
0
0
0
0
0
0
0
0
0
0
0
0
0
0
0
0
0
0
0
0
0
0
0
0
0
0
0
0
0
0
0
0
0
0
0
0
0
0
0
0
0
0
0
0
0
0
0
0
0
0
0
0
0
0
0
0
0
0
0
0
0
0
0
0
0
0
0
0
0
0
0
0
0
0
0
0
0
0
0
0
0
0
0
0
0
0
0
0
0
0
0
0
0
0
0
0
0
0
0
0
0
0
0
0
0
0
0
0
0
0
0
0
0
0
0
0
0
0
0
0
0
0
0
0
0
0
0
0
0
0
0
0
0
0
0
0
0
0
0
0
0
0
0
0
0
0
0
0
0
0
0
0
0
0
0
0
0
0
0
0
0
0
0
0
0
0
0
0
0
0
0
0
0
0
0
0
0
0
0
0
0
0
0
0
0
0
0
0
0
0
0
0
0
0
0
0
0
0
0
0
0
0
0
0
0
0
0
0
0
0
0
0
0
0
0
0
0
0
0
0
0
0
0
0
0
0
0
0
0
0
0
0
0
0
0
0
0
0
0
0
0
0
0
0
0
0
0
0
0
0
0
0
0
0
0
0
0
0
0
0
0
0
0
0
0
0
0
0
0
0
0
0
0
0
0
0
0
0
0
0
0
0
0
0
0
0
0
0
0
0
0
0
0
0
0
0
0
0
0
0
0
0
0
0
0
0
0
0
0
0
0
0
0
0
0
0
0
0
0
0
0
0
0
0
0
0
0
0
0
0
0
0
0
0
0
0
0
0
0
0
0
0
0
0
0
0
0
0
0
0
0
0
0
0
0
0
0
0
0
0
0
0
0
0
0
0
0
0
0
0
0
0
0
0
0
0
0
0
0
0
0
0
0
0
0
0
0
0
0
0
0
0
0
0
0
0
0
0
0
0
0
0
0
0
0
0
0
0
0
0
0
0
0
0
0
0
0
0
0
0
0
0
0
0
0
0
0
0
0
0
0
0
0
0
0
0
0
0
0
0
0
0
0
0
0
0
0
0
0
0
0
0
0
0
0
0
0
0
0
0
0
0
0
0
0
0
0
0
0
0
0
0
0
0
0
0
0
0
0
0
0
0
0
0
0
0
0
0
0
0
0
0
0
0
0
0
0
0
0
0
0
0
0
0
0
0
0
0
0
0
0
0
0
0
0
0
0
0
0
0
0
0
0
0
0
0
0
0
0
0
0
0
0
0
0
0
0
0
0
0
0
0
0
0
0
0
0
0
0
0
0
0
0
0
0
0
0
0
0
0
0
0
0
0
0
0
0
0
0
0
0
0
0
0
0
0
0
0
0
0
0
0
0
0
0
0
0
0
0
0
0
0
0
0
0
0
0
0
0
0
0
0
0
0
0
0
0
0
0
0
0
0
0
0
0
0
0
0
0
0
0
0
0
0
0
0
0
0
0
0
0
0
0
0
0
0
0
0
0
0
0
0
0
0
0
0
0
0
0
0
0
0
0
0
0
0
0
0
0
0
0
0
0
0
0
0
0
0
0
0
0
0
0
0
0
0
0
0
0
0
0
0
0
0
0
0
0
0
0
0
0
0
0
0
0
0
0
0
0
0
0
0
0
0
0
0
0
0
0
0
0
0
0
0
0
0
0
0
0
0
0
0
0
0
0
0
0
0
0
0
0
0
0
0
0
0
0
0
0
0
0
0
0
0
0
0
0
0
0
0
0
0
0
0
0
0
0
0
0
0
0
0
0
0
0
0
0
0
0
0
0
0
0
0
0
0
0
0
0
0
0
0
0
0
0
0
0
0
0
0
0
0
0
0
0
0
0
0
0
0
0
0
0
0
0
0
0
0
0
0
0
0
0
0
0
0
0
0
0
0
0
0
0
0
0
0
0
0
0
0
0
0
0
0
0
0
0
0
0
0
0
0
0
0
0
0
0
0
0
0
0
0
0
0
0
0
0
0
0
0
0
0
0
0
0
0
0
0
0
0
0
0
0
0
0
0
0
0
0
0
0
0
0
0
0
0
0
0
0
0
0
0
0
0
0
0
0
0
0
0
0
0
0
0
0
0
0
0
0
0
0
0
0
0
0
0
0
0
0
0
0
0
0
0
0
0
0
0
0
0
0
0
0
0
0
0
0
0
0
0
0
0
0
0
0
0
0
0
0
0
0
0
0
0
0
0
0
0
0
0
0
0
0
0
0
0
0
0
0
0
0
0
0
0
0
0
0
0
0
0
0
0
0
0
0
0
0
0
0
0
0
0
0
0
0
0
0
0
0
0
0
0
0
0
0
0
0
0
0
0
0
0
0
0
0
0
0
0
0
0
0
0
0
0
0
0
0
0
0
0
0
0
0
0
0
0
0
0
0
0
0
0
0
0
0
0
0
0
0
0
0
0
0
0
0
0
0
0
0
0
0
0
0
0
0
0
0
0
0
0
0
0
0
0
0
0
0
0
0
0
0
0
0
0
0
0
0
0
0
0
0
0
0
0
0
0
0
0
0
0
0
0
0
0
0
0
0
0
0
0
0
0
0
0
0
0
0
0
0
0
0
0
0
0
0
0
0
0
0
0
0
0
0
0
0
0
0
0
0
0
0
0
0
0
0
0
0
0
0
0
0
0
0
0
0
0
0
0
0
0
0
0
0
0
0
0
0
0
0
0
0
0
0
0
0
0
0
0
0
0
0
0
0
0
0
0
0
0
0
0
0
0
0
0
0
0
0
0
0
0
0
0
0
0
0
0
0
0
0
0
0
0
0
0
0
0
0
0
0
0
0
0
0
0
0
0
0
0
0
0
0
0
0
0
0
0
0
0
0
0
0
0
0
0
0
0
0
0
0
0
0
0
0
0
0
0
0
0
0
0
0
0
0
0
0
0
0
0
0
0
0
0
0
0
0
0
0
0
0
0
0
0
0
0
0
0
0
0
0
0
0
0
0
0
0
0
0
0
0
0
0
0
0
0
0
0
0
0
0
0
0
0
0
0
0
0
0
0
0
0
0
0
0
0
0
0
0
0
0
0
0
0
0
0
0
0
0
0
0
0
0
0
0
0
0
0
0
0
0
0
0
0
0
0
0
0
0
0
0
0
0
0
0
0
0
0
0
0
0
0
0
0
0
0
0
0
0
0
0
0
0
0
0
0
0
0
0
0
0
0
0
0
0
0
0
0
0
0
0
0
0
0
0
0
0
0
0
0
0
0
0
0
0
0
0
0
0
0
0
0
0
0
0
0
0
0
0
0
0
0
0
0
0
0
0
0
0
0
0
0
0
0
0
0
0
0
0
0
0
0
0
0
0
0
0
0
0
0
0
0
0
0
0
0
0
0
0
0
0
0
0
0
0
0
0
0
0
0
0
0
0
0
0
0
0
0
0
0
0
0
0
0
0
0
0
0
0
0
0
0
0
0
0
0
0
0
0
0
0
0
0
0
0
0
0
0
0
0
0
0
0
0
0
0
0
0
0
0
0
0
0
0
0
0
0
0
0
0
0
0
0
0
0
0
0
0
0
0
0
0
0
0
0
0
0
0
0
0
0
0
0
0
0
0
0
0
0
0
0
0
0
0
0
0
0
0
0
0
0
0
0
0
0
0
0
0
0
0
0
0
0
0
0
0
0
0
0
0
0
0
0
0
0
0
0
0
0
0
0
0
0
0
0
0
0
0
0
0
0
0
0
0
0
0
0
0
0
0
0
0
0
0
0
0
0
0
0
0
0
0
0
0
0
0
0
0
0
0
0
0
0
0
0
0
0
0
0
0
0
0
0
0
0
0
0
0
0
0
0
0
0
0
0
0
0
0
0
0
0
0
0
0
0
0
0
0
0
0
0
0
0
0
0
0
0
0
0
0
0
0
0
0
0
0
0
0
0
0
0
0
0
0
0
0
0
0
0
0
0
0
0
0
0
0
0
0
0
0
0
0
0
0
0
0
0
0
0
0
0
0
0
0
0
0
0
0
0
0
0
0
0
0
0
0
0
0
0
0
0
0
0
0
0
0
0
0
0
0
0
0
0
0
0
0
0
0
0
0
0
0
0
0
0
0
0
0
0
0
0
0
0
0
0
0
0
0
0
0
0
0
0
0
0
0
0
0
0
0
0
0
0
0
0
0
0
0
0
0
0
0
0
0
0
0
0
0
0
0
0
0
0
0
0
0
0
0
0
0
0
0
0
0
0
0
0
0
0
0
0
0
0
0
0
0
0
0
0
0
0
0
0
0
0
0
0
0
0
0
0
0
0
0
0
0
0
0
0
0
0
0
0
0
0
0
0
0
0
0
0
0
0
0
0
0
0
0
0
0
0
0
0
0
0
0
0
0
0
0
0
0
0
0
0
0
0
0
0
0
0
0
0
0
0
0
0
0
0
0
0
0
0
0
0
0
0
0
0
0
0
0
0
0
0
0
0
0
0
0
0
0
0
0
0
0
0
0
0
0
0
0
0
0
0
0
0
0
0
0
0
0
0
0
0
0
0
0
0
0
0
0
0
0
0
0
0
0
0
0
0
0
0
0
0
0
0
0
0
0
0
0
0
0
0
0
0
0
0
0
0
0
0
0
0
0
0
0
0
0
0
0
0
0
0
0
0
0
0
0
0
0
0
0
0
0
0
0
0
0
0
0
0
0
0
0
0
0
0
0
0
0
0
0
0
0
0
0
0
0
0
0
0
0
0
0
0
0
0
0
0
0
0
0
0
0
0
0
0
0
0
0
0
0
0
0
0
0
0
0
0
0
0
0
0
0
0
0
0
0
0
0
0
0
0
0
0
0
0
0
0
0
0
0
0
0
0
0
0
0
0
0
0
0
0
0
0
0
0
0
0
0
0
0
0
0
0
0
0
0
0
0
0
0
0
0
0
0
0
0
0
0
0
0
0
0
0
0
0
0
0
0
0
0
0
0
0
0
0
0
0
0
0
0
0
0
0
0
0
0
0
0
0
0
0
0
0
0
0
0
0
0
0
0
0
0
0
0
0
0
0
0
0
0
0
0
0
0
0
0
0
0
0
0
0
0
0
0
0
0
0
0
0
0
0
0
0
0
0
0
0
0
0
0
0
0
0
0
0
0
0
0
0
0
0
0
0
0
0
0
0
0
0
0
0
0
0
0
0
0
0
0
0
0
0
0
0
0
0
0
0
0
0
0
0
0
0
0
0
0
0
0
0
0
0
0
0
0
0
0
0
0
0
0
0
0
0
0
0
0
0
0
0
0
0
0
0
0
0
0
0
0
0
0
0
0
0
0
0
0
0
0
0
0
0
0
0
0
0
0
0
0
0
0
0
0
0
0
0
0
0
0
0
0
0
0
0
0
0
0
0
0
0
0
0
0
0
0
0
0
0
0
0
0
0
0
0
0
0
0
0
0
0
0
0
0
0
0
0
0
0
0
0
0
0
0
0
0
0
0
0
0
0
0
0
0
0
0
0
0
0
0
0
0
0
0
0
0
0
0
0
0
0
0
0
0
0
0
0
0
0
0
0
0
0
0
0
0
0
0
0
0
0
0
0
0
0
0
0
0
0
0
0
0
0
0
0
0
0
0
0
0
0
0
0
0
0
0
0
0
0
0
0
0
0
0
0
0
0
0
0
0
0
0
0
0
0
0
0
0
0
0
0
0
0
0
0
0
0
0
0
0
0
0
0
0
0
0
0
0
0
0
0
0
0
0
0
0
0
0
0
0
0
0
0
0
0
0
0
0
0
0
0
0
0
0
0
0
0
0
0
0
0
0
0
0
0
0
0
0
0
0
0
0
0
0
0
0
0
0
0
0
0
0
0
0
0
0
0
0
0
0
0
0
0
0
0
0
0
0
0
0
0
0
0
0
0
0
0
0
0
0
0
0
0
0
0
0
0
0
0
0
0
0
0
0
0
0
0
0
0
0
0
0
0
0
0
0
0
0
0
0
0
0
0
0
0
0
0
0
0
0
0
0
0
0
0
0
0
0
0
0
0
0
0
0
0
0
0
0
0
0
0
0
0
0
0
0
0
0
0
0
0
0
0
0
0
0
0
0
0
0
0
0
0
0
0
0
0
0
0
0
0
0
0
0
0
0
0
0
0
0
0
0
0
0
0
0
0
0
0
0
0
0
0
0
0
0
0
0
0
0
0
0
0
0
0
0
0
0
0
0
0
0
0
0
0
0
0
0
0
0
0
0
0
0
0
0
0
0
0
0
0
0
0
0
0
0
0
0
0
0
0
0
0
0
0
0
0
0
0
0
0
0
0
0
0
0
0
0
0
0
0
0
0
0
0
0
0
0
0
0
0
0
0
0
0
0
0
0
0
0
0
0
0
0
0
0
0
0
0
0
0
0
0
0
0
0
0
0
0
0
0
0
0
0
0
0
0
0
0
0
0
0
0
0
0
0
0
0
0
0
0
0
0
0
0
0
0
0
0
0
0
0
0
0
0
0
0
0
0
0
0
0
0
0
0
0
0
0
0
0
0
0
0
0
0
0
0
0
0
0
0
0
0
0
0
0
0
0
0
0
0
0
0
0
0
0
0
0
0
0
0
0
0
0
0
0
0
0
0
0
0
0
0
0
0
0
0
0
0
0
0
0
0
0
0
0
0
0
0
0
0
0
0
0
0
0
0
0
0
0
0
0
0
0
0
0
0
0
0
0
0
0
0
0
0
0
0
0
0
0
0
0
0
0
0
0
0
0
0
0
0
0
0
0
0
0
0
0
0
0
0
0
0
0
0
0
0
0
0
0
0
0
0
0
0
0
0
0
0
0
0
0
0
0
0
0
0
0
0
0
0
0
0
0
0
0
0
0
0
0
0
0
0
0
0
0
0
0
0
0
0
0
0
0
0
0
0
0
0
0
0
0
0
0
0
0
0
0
0
0
0
0
0
0
0
0
0
0
0
0
0
0
0
0
0
0
0
0
0
0
0
0
0
0
0
0
0
0
0
0
0
0
0
0
0
0
0
0
0
0
0
0
0
0
0
0
0
0
0
0
0
0
0
0
0
0
0
0
0
0
0
0
0
0
0
0
0
0
0
0
0
0
0
0
0
0
0
0
0
0
0
0
0
0
0
0
0
0
0
0
0
0
0
0
0
0
0
0
0
0
0
0
0
0
0
0
0
0
0
0
0
0
0
0
0
0
0
0
0
0
0
0
0
0
0
0
0
0
0
0
0
0
0
0
0
0
0
0
0
0
0
0
0
0
0
0
0
0
0
0
0
0
0
0
0
0
0
0
0
0
0
0
0
0
0
0
0
0
0
0
0
0
0
0
0
0
0
0
0
0
0
0
0
0
0
0
0
0
0
0
0
0
0
0
0
0
0
0
0
0
0
0
0
0
0
0
0
0
0
0
0
0
0
0
0
0
0
0
0
0
0
0
0
0
0
0
0
0
0
0
0
0
0
0
0
0
0
0
0
0
0
0
0
0
0
0
0
0
0
0
0
0
0
0
0
0
0
0
0
0
0
0
0
0
0
0
0
0
0
0
0
0
0
0
0
0
0
0
0
0
0
0
0
0
0
0
0
0
0
0
0
0
0
0
0
0
0
0
0
0
0
0
0
0
0
0
0
0
0
0
0
0
0
0
0
0
0
0
0
0
0
0
0
0
0
0
0
0
0
0
0
0
0
0
0
0
0
0
0
0
0
0
0
0
0
0
0
0
0
0
0
0
0
0
0
0
0
0
0
0
0
0
0
0
0
0
0
0
0
0
0
0
0
0
0
0
0
0
0
0
0
0
0
0
0
0
0
0
0
0
0
0
0
0
0
0
0
0
0
0
0
0
0
0
0
0
0
0
0
0
0
0
0
0
0
0
0
0
0
0
0
0
0
0
0
0
0
0
0
0
0
0
0
0
0
0
0
0
0
0
0
0
0
0
0
0
0
0
0
0
0
0
0
0
0
0
0
0
0
0
0
0
0
0
0
0
0
0
0
0
0
0
0
0
0
0
0
0
0
0
0
0
0
0
0
0
0
0
0
0
0
0
0
0
0
0
0
0
0
0
0
0
0
0
0
0
0
0
0
0
0
0
0
0
0
0
0
0
0
0
0
0
0
0
0
0
0
0
0
0
0
0
0
0
0
0
0
0
0
0
0
0
0
0
0
0
0
0
0
0
0
0
0
0
0
0
0
0
0
0
0
0
0
0
0
0
0
0
0
0
0
0
0
0
0
0
0
0
0
0
0
0
0
0
0
0
0
0
0
0
0
0
0
0
0
0
0
0
0
0
0
0
0
0
0
0
0
0
0
0
0
0
0
0
0
0
0
0
0
0
0
0
0
0
0
0
0
0
0
0
0
0
0
0
0
0
0
0
0
0
0
0
0
0
0
0
0
0
0
0
0
0
0
0
0
0
0
0
0
0
0
0
0
0
0
0
0
0
0
0
0
0
0
0
0
0
0
0
0
0
0
0
0
0
0
0
0
0
0
0
0
0
0
0
0
0
0
0
0
0
0
0
0
0
0
0
0
0
0
0
0
0
0
0
0
0
0
0
0
0
0
0
0
0
0
0
0
0
0
0
0
0
0
0
0
0
0
0
0
0
0
0
0
0
0
0
0
0
0
0
0
0
0
0
0
0
0
0
0
0
0
0
0
0
0
0
0
0
0
0
0
0
0
0
0
0
0
0
0
0
0
0
0
0
0
0
0
0
0
0
0
0
0
0
0
0
0
0
0
0
0
0
0
0
0
0
0
0
0
0
0
0
0
0
0
0
0
0
0
0
0
0
0
0
0
0
0
0
0
0
0
0
0
0
0
0
0
0
0
0
0
0
0
0
0
0
0
0
0
0
0
0
0
0
0
0
0
0
0
0
0
0
0
0
0
0
0
0
0
0
0
0
0
0
0
0
0
0
0
0
0
0
0
0
0
0
0
0
0
0
0
0
0
0
0
0
0
0
0
0
0
0
0
0
0
0
0
0
0
0
0
0
0
0
0
0
0
0
0
0
0
0
0
0
0
0
0
0
0
0
0
0
0
0
0
0
0
0
0
0
0
0
0
0
0
0
0
0
0
0
0
0
0
0
0
0
0
0
0
0
0
0
0
0
0
0
0
0
0
0
0
0
0
0
0
0
0
0
0
0
0
0
0
0
0
0
0
0
0
0
0
0
0
0
0
0
0
0
0
0
0
0
0
0
0
0
0
0
0
0
0
0
0
0
0
0
0
0
0
0
0
0
0
0
0
0
0
0
0
0
0
0
0
0
0
0
0
0
0
0
0
0
0
0
0
0
0
0
0
0
0
0
0
0
0
0
0
0
0
0
0
0
0
0
0
0
0
0
0
0
0
0
0
0
0
0
0
0
0
0
0
0
0
0
0
0
0
0
0
0
0
0
0
0
0
0
0
0
0
0
0
0
0
0
0
0
0
0
0
0
0
0
0
0
0
0
0
0
0
0
0
0
0
0
0
0
0
0
0
0
0
0
0
0
0
0
0
0
0
0
0
0
0
0
0
0
0
0
0
0
0
0
0
0
0
0
0
0
0
0
0
0
0
0
0
0
0
0
0
0
0
0
0
0
0
0
0
0
0
0
0
0
0
0
0
0
0
0
0
0
0
0
0
0
0
0
0
0
0
0
0
0
0
0
0
0
0
0
0
0
0
0
0
0
0
0
0
0
0
0
0
0
0
0
0
0
0
0
0
0
0
0
0
0
0
0
0
0
0
0
0
0
0
0
0
0
0
0
0
0
0
0
0
0
0
0
0
0
0
0
0
0
0
0
0
0
0
0
0
0
0
0
0
0
0
0
0
0
0
0
0
0
0
0
0
0
0
0
0
0
0
0
0
0
0
0
0
0
0
0
0
0
0
0
0
0
0
0
0
0
0
0
0
0
0
0
0
0
0
0
0
0
0
0
0
0
0
0
0
0
0
0
0
0
0
0
0
0
0
0
0
0
0
0
0
0
0
0
0
0
0
0
0
0
0
0
0
0
0
0
0
0
0
0
0
0
0
0
0
0
0
0
0
0
0
0
0
0
0
0
0
0
0
0
0
0
0
0
0
0
0
0
0
0
0
0
0
0
0
0
0
0
0
0
0
0
0
0
0
0
0
0
0
0
0
0
0
0
0
0
0
0
0
0
0
0
0
0
0
0
0
0
0
0
0
0
0
0
0
0
0
0
0
0
0
0
0
0
0
0
0
0
0
0
0
0
0
0
0
0
0
0
0
0
0
0
0
0
0
0
0
0
0
0
0
0
0
0
0
0
0
0
0
0
0
0
0
0
0
0
0
0
0
0
0
0
0
0
0
0
0
0
0
0
0
0
0
0
0
0
0
0
0
0
0
0
0
0
0
0
0
0
0
0
0
0
0
0
0
0
0
0
0
0
0
0
0
0
0
0
0
0
0
0
0
0
0
0
0
0
0
0
0
0
0
0
0
0
0
0
0
0
0
0
0
0
0
0
0
0
0
0
0
0
0
0
0
0
0
0
0
0
0
0
0
0
0
0
0
0
0
0
0
0
0
0
0
0
0
0
0
0
0
0
0
0
0
0
0
0
0
0
0
0
0
0
0
0
0
0
0
0
0
0
0
0
0
0
0
0
0
0
0
0
0
0
0
0
0
0
0
0
0
0
0
0
0
0
0
0
0
0
0
0
0
0
0
0
0
0
0
0
0
0
0
0
0
0
0
0
0
0
0
0
0
0
0
0
0
0
0
0
0
0
0
0
0
0
0
0
0
0
0
0
0
0
0
0
0
0
0
0
0
0
0
0
0
0
0
0
0
0
0
0
0
0
0
0
0
0
0
0
0
0
0
0
0
0
0
0
0
0
0
0
0
0
0
0
0
0
0
0
0
0
0
0
0
0
0
0
0
0
0
0
0
0
0
0
0
0
0
0
0
0
0
0
0
0
0
0
0
0
0
0
0
0
0
0
0
0
0
0
0
0
0
0
0
0
0
0
0
0
0
0
0
0
0
0
0
0
0
0
0
0
0
0
0
0
0
0
0
0
0
0
0
0
0
0
0
0
0
0
0
0
0
0
0
0
0
0
0
0
0
0
0
0
0
0
0
0
0
0
0
0
0
0
0
0
0
0
0
0
0
0
0
0
0
0
0
0
0
0
0
0
0
0
0
0
0
0
0
0
0
0
0
0
0
0
0
0
0
0
0
0
0
0
0
0
0
0
0
0
0
0
0
0
0
0
0
0
0
0
0
0
0
0
0
0
0
0
0
0
0
0
0
0
0
0
0
0
0
0
0
0
0
0
0
0
0
0
0
0
0
0
0
0
0
0
0
0
0
0
0
0
0
0
0
0
0
0
0
0
0
0
0
0
0
0
0
0
0
0
0
0
0
0
0
0
0
0
0
0
0
0
0
0
0
0
0
0
0
0
0
0
0
0
0
0
0
0
0
0
0
0
0
0
0
0
0
0
0
0
0
0
0
0
0
0
0
0
0
0
0
0
0
0
0
0
0
0
0
0
0
0
0
0
0
0
0
0
0
0
0
0
0
0
0
0
0
0
0
0
0
0
0
0
0
0
0
0
0
0
0
0
0
0
0
0
0
0
0
0
0
0
0
0
0
0
0
0
0
0
0
0
0
0
0
0
0
0
0
0
0
0
0
0
0
0
0
0
0
0
0
0
0
0
0
0
0
0
0
0
0
0
0
0
0
0
0
0
0
0
0
0
0
0
0
0
0
0
0
0
0
0
0
0
0
0
0
0
0
0
0
0
0
0
0
0
0
0
0
0
0
0
0
0
0
0
0
0
0
0
0
0
0
0
0
0
0
0
0
0
0
0
0
0
0
0
0
0
0
0
0
0
0
0
0
0
0
0
0
0
0
0
0
0
0
0
0
0
0
0
0
0
0
0
0
0
0
0
0
0
0
0
0
0
0
0
0
0
0
0
0
0
0
0
0
0
0
0
0
0
0
0
0
0
0
0
0
0
0
0
0
0
0
0
0
0
0
0
0
0
0
0
0
0
0
0
0
0
0
0
0
0
0
0
0
0
0
0
0
0
0
0
0
0
0
0
0
0
0
0
0
0
0
0
0
0
0
0
0
0
0
0
0
0
0
0
0
0
0
0
0
0
0
0
0
0
0
0
0
0
0
0
0
0
0
0
0
0
0
0
0
0
0
0
0
0
0
0
0
0
0
0
0
0
0
0
0
0
0
0
0
0
0
0
0
0
0
0
0
0
0
0
0
0
0
0
0
0
0
0
0
0
0
0
0
0
0
0
0
0
0
0
0
0
0
0
0
0
0
0
0
0
0
0
0
0
0
0
0
0
0
0
0
0
0
0
0
0
0
0
0
0
0
0
0
0
0
0
0
0
0
0
0
0
0
0
0
0
0
0
0
0
0
0
0
0
0
0
0
0
0
0
0
0
0
0
0
0
0
0
0
0
0
0
0
0
0
0
0
0
0
0
0
0
0
0
0
0
0
0
0
0
0
0
0
0
0
0
0
0
0
0
0
0
0
0
0
0
0
0
0
0
0
0
0
0
0
0
0
0
0
0
0
0
0
0
0
0
0
0
0
0
0
0
0
0
0
0
0
0
0
0
0
0
0
0
0
0
0
0
0
0
0
0
0
0
0
0
0
0
0
0
0
0
0
0
0
0
0
0
0
0
0
0
0
0
0
0
0
0
0
0
0
0
0
0
0
0
0
0
0
0
0
0
0
0
0
0
0
0
0
0
0
0
0
0
0
0
0
0
0
0
0
0
0
0
0
0
0
0
0
0
0
0
0
0
0
0
0
0
0
0
0
0
0
0
0
0
0
0
0
0
0
0
0
0
0
0
0
0
0
0
0
0
0
0
0
0
0
0
0
0
0
0
0
0
0
0
0
0
0
0
0
0
0
0
0
0
0
0
0
0
0
0
0
0
0
0
0
0
0
0
0
0
0
0
0
0
0
0
0
0
0
0
0
0
0
0
0
0
0
0
0
0
0
0
0
0
0
0
0
0
0
0
0
0
0
0
0
0
0
0
0
0
0
0
0
0
0
0
0
0
0
0
0
0
0
0
0
0
0
0
0
0
0
0
0
0
0
0
0
0
0
0
0
0
0
0
0
0
0
0
0
0
0
0
0
0
0
0
0
0
0
0
0
0
0
0
0
0
0
0
0
0
0
0
0
0
0
0
0
0
0
0
0
0
0
0
0
0
0
0
0
0
0
0
0
0
0
0
0
0
0
0
0
0
0
0
0
0
0
0
0
0
0
0
0
0
0
0
0
0
0
0
0
0
0
0
0
0
0
0
0
0
0
0
0
0
0
0
0
0
0
0
0
0
0
0
0
0
0
0
0
0
0
0
0
0
0
0
0
0
0
0
0
0
0
0
0
0
0
0
0
0
0
0
0
0
0
0
0
0
0
0
0
0
0
0
0
0
0
0
0
0
0
0
0
0
0
0
0
0
0
0
0
0
0
0
0
0
0
0
0
0
0
0
0
0
0
0
0
0
0
0
0
0
0
0
0
0
0
0
0
0
0
0
0
0
0
0
0
0
0
0
0
0
0
0
0
0
0
0
0
0
0
0
0
0
0
0
0
0
0
0
0
0
0
0
0
0
0
0
0
0
0
0
0
0
0
0
0
0
0
0
0
0
0
0
0
0
0
0
0
0
0
0
0
0
0
0
0
0
0
0
0
0
0
0
0
0
0
0
0
0
0
0
0
0
0
0
0
0
0
0
0
0
0
0
0
0
0
0
0
0
0
0
0
0
0
0
0
0
0
0
0
0
0
0
0
0
0
0
0
0
0
0
0
0
0
0
0
0
0
0
0
0
0
0
0
0
0
0
0
0
0
0
0
0
0
0
0
0
0
0
0
0
0
0
0
0
0
0
0
0
0
0
0
0
0
0
0
0
0
0
0
0
0
0
0
0
0
0
0
0
0
0
0
0
0
0
0
0
0
0
0
0
0
0
0
0
0
0
0
0
0
0
0
0
0
0
0
0
0
0
0
0
0
0
0
0
0
0
0
0
0
0
0
0
0
0
0
0
0
0
0
0
0
0
0
0
0
0
0
0
0
0
0
0
0
0
0
0
0
0
0
0
0
0
0
0
0
0
0
0
0
0
0
0
0
0
0
0
0
0
0
0
0
0
0
0
0
0
0
0
0
0
0
0
0
0
0
0
0
0
0
0
0
0
0
0
0
0
0
0
0
0
0
0
0
0
0
0
0
0
0
0
0
0
0
0
0
0
0
0
0
0
0
0
0
0
0
0
0
0
0
0
0
0
0
0
0
0
0
0
0
0
0
0
0
0
0
0
0
0
0
0
0
0
0
0
0
0
0
0
0
0
0
0
0
0
0
0
0
0
0
0
0
0
0
0
0
0
0
0
0
0
0
0
0
0
0
0
0
0
0
0
0
0
0
0
0
0
0
0
0
0
0
0
0
0
0
0
0
0
0
0
0
0
0
0
0
0
0
0
0
0
0
0
0
0
0
0
0
0
0
0
0
0
0
0
0
0
0
0
0
0
0
0
0
0
0
0
0
0
0
0
0
0
0
0
0
0
0
0
0
0
0
0
0
0
0
0
0
0
0
0
0
0
0
0
0
0
0
0
0
0
0
0
0
0
0
0
0
0
0
0
0
0
0
0
0
0
0
0
0
0
0
0
0
0
0
0
0
0
0
0
0
0
0
0
0
0
0
0
0
0
0
0
0
0
0
0
0
0
0
0
0
0
0
0
0
0
0
0
0
0
0
0
0
0
0
0
0
0
0
0
0
0
0
0
0
0
0
0
0
0
0
0
0
0
0
0
0
0
0
0
0
0
0
0
0
0
0
0
0
0
0
0
0
0
0
0
0
0
0
0
0
0
0
0
0
0
0
0
0
0
0
0
0
0
0
0
0
0
0
0
0
0
0
0
0
0
0
0
0
0
0
0
0
0
0
0
0
0
0
0
0
0
0
0
0
0
0
0
0
0
0
0
0
0
0
0
0
0
0
0
0
0
0
0
0
0
0
0
0
0
0
0
0
0
0
0
0
0
0
0
0
0
0
0
0
0
0
0
0
0
0
0
0
0
0
0
0
0
0
0
0
0
0
0
0
0
0
0
0
0
0
0
0
0
0
0
0
0
0
0
0
0
0
0
0
0
0
0
0
0
0
0
0
0
0
0
0
0
0
0
0
0
0
0
0
0
0
0
0
0
0
0
0
0
0
0
0
0
0
0
0
0
0
0
0
0
0
0
0
0
0
0
0
0
0
0
0
0
0
0
0
0
0
0
0
0
0
0
0
0
0
0
0
0
0
0
0
0
0
0
0
0
0
0
0
0
0
0
0
0
0
0
0
0
0
0
0
0
0
0
0
0
0
0
0
0
0
0
0
0
0
0
0
0
0
0
0
0
0
0
0
0
0
0
0
0
0
0
0
0
0
0
0
0
0
0
0
0
0
0
0
0
0
0
0
0
0
0
0
0
0
0
0
0
0
0
0
0
0
0
0
0
0
0
0
0
0
0
0
0
0
0
0
0
0
0
0
0
0
0
0
0
0
0
0
0
0
0
0
0
0
0
0
0
0
0
0
0
0
0
0
0
0
0
0
0
0
0
0
0
0
0
0
0
0
0
0
0
0
0
0
0
0
0
0
0
0
0
0
0
0
0
0
0
0
0
0
0
0
0
0
0
0
0
0
0
0
0
0
0
0
0
0
0
0
0
0
0
0
0
0
0
0
0
0
0
0
0
0
0
0
0
0
0
0
0
0
0
0
0
0
0
0
0
0
0
0
0
0
0
0
0
0
0
0
0
0
0
0
0
0
0
0
0
0
0
0
0
0
0
0
0
0
0
0
0
0
0
0
0
0
0
0
0
0
0
0
0
0
0
0
0
0
0
0
0
0
0
0
0
0
0
0
0
0
0
0
0
0
0
0
0
0
0
0
0
0
0
0
0
0
0
0
0
0
0
0
0
0
0
0
0
0
0
0
0
0
0
0
0
0
0
0
0
0
0
0
0
0
0
0
0
0
0
0
0
0
0
0
0
0
0
0
0
0
0
0
0
0
0
0
0
0
0
0
0
0
0
0
0
0
0
0
0
0
0
0
0
0
0
0
0
0
0
0
0
0
0
0
0
0
0
0
0
0
0
0
0
0
0
0
0
0
0
0
0
0
0
0
0
0
0
0
0
0
0
0
0
0
0
0
0
0
0
0
0
0
0
0
0
0
0
0
0
0
0
0
0
0
0
0
0
0
0
0
0
0
0
0
0
0
0
0
0
0
0
0
0
0
0
0
0
0
0
0
0
0
0
0
0
0
0
0
0
0
0
0
0
0
0
0
0
0
0
0
0
0
0
0
0
0
0
0
0
0
0
0
0
0
0
0
0
0
0
0
0
0
0
0
0
0
0
0
0
0
0
0
0
0
0
0
0
0
0
0
0
0
0
0
0
0
0
0
0
0
0
0
0
0
0
0
0
0
0
0
0
0
0
0
0
0
0
0
0
0
0
0
0
0
0
0
0
0
0
0
0
0
0
0
0
0
0
0
0
0
0
0
0
0
0
0
0
0
0
0
0
0
0
0
0
0
0
0
0
0
0
0
0
0
0
0
0
0
0
0
0
0
0
0
0
0
0
0
0
0
0
0
0
0
0
0
0
0
0
0
0
0
0
0
0
0
0
0
0
0
0
0
0
0
0
0
0
0
0
0
0
0
0
0
0
0
0
0
0
0
0
0
0
0
0
0
0
0
0
0
0
0
0
0
0
0
0
0
0
0
0
0
0
0
0
0
0
0
0
0
0
0
0
0
0
0
0
0
0
0
0
0
0
0
0
0
0
0
0
0
0
0
0
0
0
0
0
0
0
0
0
0
0
0
0
0
0
0
0
0
0
0
0
0
0
0
0
0
0
0
0
0
0
0
0
0
0
0
0
0
0
0
0
0
0
0
0
0
0
0
0
0
0
0
0
0
0
0
0
0
0
0
0
0
0
0
0
0
0
0
0
0
0
0
0
0
0
0
0
0
0
0
0
0
0
0
0
0
0
0
0
0
0
0
0
0
0
0
0
0
0
0
0
0
0
0
0
0
0
0
0
0
0
0
0
0
0
0
0
0
0
0
0
0
0
0
0
0
0
0
0
0
0
0
0
0
0
0
0
0
0
0
0
0
0
0
0
0
0
0
0
0
0
0
0
0
0
0
0
0
0
0
0
0
0
0
0
0
0
0
0
0
0
0
0
0
0
0
0
0
0
0
0
0
0
0
0
0
0
0
0
0
0
0
0
0
0
0
0
0
0
0
0
0
0
0
0
0
0
0
0
0
0
0
0
0
0
0
0
0
0
0
0
0
0
0
0
0
0
0
0
0
0
0
0
0
0
0
0
0
0
0
0
0
0
0
0
0
0
0
0
0
0
0
0
0
0
0
0
0
0
0
0
0
0
0
0
0
0
0
0
0
0
0
0
0
0
0
0
0
0
0
0
0
0
0
0
0
0
0
0
0
0
0
0
0
0
0
0
0
0
0
0
0
0
0
0
0
0
0
0
0
0
0
0
0
0
0
0
0
0
0
0
0
0
0
0
0
0
0
0
0
0
0
0
0
0
0
0
0
0
0
0
0
0
0
0
0
0
0
0
0
0
0
0
0
0
0
0
0
0
0
0
0
0
0
0
0
0
0
0
0
0
0
0
0
0
0
0
0
0
0
0
0
0
0
0
0
0
0
0
0
0
0
0
0
0
0
0
0
0
0
0
0
0
0
0
0
0
0
0
0
0
0
0
0
0
0
0
0
0
0
0
0
0
0
0
0
0
0
0
0
0
0
0
0
0
0
0
0
0
0
0
0
0
0
0
0
0
0
0
0
0
0
0
0
0
0
0
0
0
0
0
0
0
0
0
0
0
0
0
0
0
0
0
0
0
0
0
0
0
0
0
0
0
0
0
0
0
0
0
0
0
0
0
0
0
0
0
0
0
0
0
0
0
0
0
0
0
0
0
0
0
0
0
0
0
0
0
0
0
0
0
0
0
0
0
0
0
0
0
0
0
0
0
0
0
0
0
0
0
0
0
0
0
0
0
0
0
0
0
0
0
0
0
0
0
0
0
0
0
0
0
0
0
0
0
0
0
0
0
0
0
0
0
0
0
0
0
0
0
0
0
0
0
0
0
0
0
0
0
0
0
0
0
0
0
0
0
0
0
0
0
0
0
0
0
0
0
0
0
0
0
0
0
0
0
0
0
0
0
0
0
0
0
0
0
0
0
0
0
0
0
0
0
0
0
0
0
0
0
0
0
0
0
0
0
0
0
0
0
0
0
0
0
0
0
0
0
0
0
0
0
0
0
0
0
0
0
0
0
0
0
0
0
0
0
0
0
0
0
0
0
0
0
0
0
0
0
0
0
0
0
0
0
0
0
0
0
0
0
0
0
0
0
0
0
0
0
0
0
0
0
0
0
0
0
0
0
0
0
0
0
0
0
0
0
0
0
0
0
0
0
0
0
0
0
0
0
0
0
0
0
0
0
0
0
0
0
0
0
0
0
0
0
0
0
0
0
0
0
0
0
0
0
0
0
0
0
0
0
0
0
0
0
0
0
0
0
0
0
0
0
0
0
0
0
0
0
0
0
0
0
0
0
0
0
0
0
0
0
0
0
0
0
0
0
0
0
0
0
0
0
0
0
0
0
0
0
0
0
0
0
0
0
0
0
0
0
0
0
0
0
0
0
0
0
0
0
0
0
0
0
0
0
0
0
0
0
0
0
0
0
0
0
0
0
0
0
0
0
0
0
0
0
0
0
0
0
0
0
0
0
0
0
0
0
0
0
0
0
0
0
0
0
0
0
0
0
0
0
0
0
0
0
0
0
0
0
0
0
0
0
0
0
0
0
0
0
0
0
0
0
0
0
0
0
0
0
0
0
0
0
0
0
0
0
0
0
0
0
0
0
0
0
0
0
0
0
0
0
0
0
0
0
0
0
0
0
0
0
0
0
0
0
0
0
0
0
0
0
0
0
0
0
0
0
0
0
0
0
0
0
0
0
0
0
0
0
0
0
0
0
0
0
0
0
0
0
0
0
0
0
0
0
0
0
0
0
0
0
0
0
0
0
0
0
0
0
0
0
0
0
0
0
0
0
0
0
0
0
0
0
0
0
0
0
0
0
0
0
0
0
0
0
0
0
0
0
0
0
0
0
0
0
0
0
0
0
0
0
0
0
0
0
0
0
0
0
0
0
0
0
0
0
0
0
0
0
0
0
0
0
0
0
0
0
0
0
0
0
0
0
0
0
0
0
0
0
0
0
0
0
0
0
0
0
0
0
0
0
0
0
0
0
0
0
0
0
0
0
0
0
0
0
0
0
0
0
0
0
0
0
0
0
0
0
0
0
0
0
0
0
0
0
0
0
0
0
0
0
0
0
0
0
0
0
0
0
0
0
0
0
0
0
0
0
0
0
0
0
0
0
0
0
0
0
0
0
0
0
0
0
0
0
0
0
0
0
0
0
0
0
0
0
0
0
0
0
0
0
0
0
0
0
0
0
0
0
0
0
0
0
0
0
0
0
0
0
0
0
0
0
0
0
0
0
0
0
0
0
0
0
0
0
0
0
0
0
0
0
0
0
0
0
0
0
0
0
0
0
0
0
0
0
0
0
0
0
0
0
0
0
0
0
0
0
0
0
0
0
0
0
0
0
0
0
0
0
0
0
0
0
0
0
0
0
0
0
0
0
0
0
0
0
0
0
0
0
0
0
0
0
0
0
0
0
0
0
0
0
0
0
0
0
0
0
0
0
0
0
0
0
0
0
0
0
0
0
0
0
0
0
0
0
0
0
0
0
0
0
0
0
0
0
0
0
0
0
0
0
0
0
0
0
0
0
0
0
0
0
0
0
0
0
0
0
0
0
0
0
0
0
0
0
0
0
0
0
0
0
0
0
0
0
0
0
0
0
0
0
0
0
0
0
0
0
0
0
0
0
0
0
0
0
0
0
0
0
0
0
0
0
0
0
0
0
0
0
0
0
0
0
0
0
0
0
0
0
0
0
0
0
0
0
0
0
0
0
0
0
0
0
0
0
0
0
0
0
0
0
0
0
0
0
0
0
0
0
0
0
0
0
0
0
0
0
0
0
0
0
0
0
0
0
0
0
0
0
0
0
0
0
0
0
0
0
0
0
0
0
0
0
0
0
0
0
0
0
0
0
0
0
0
0
0
0
0
0
0
0
0
0
0
0
0
0
0
0
0
0
0
0
0
0
0
0
0
0
0
0
0
0
0
0
0
0
0
0
0
0
0
0
0
0
0
0
0
0
0
0
0
0
0
0
0
0
0
0
0
0
0
0
0
0
0
0
0
0
0
0
0
0
0
0
0
0
0
0
0
0
0
0
0
0
0
0
0
0
0
0
0
0
0
0
0
0
0
0
0
0
0
0
0
0
0
0
0
0
0
0
0
0
0
0
0
0
0
0
0
0
0
0
0
0
0
0
0
0
0
0
0
0
0
0
0
0
0
0
0
0
0
0
0
0
0
0
0
0
0
0
0
0
0
0
0
0
0
0
0
0
0
0
0
0
0
0
0
0
0
0
0
0
0
0
0
0
0
0
0
0
0
0
0
0
0
0
0
0
0
0
0
0
0
0
0
0
0
0
0
0
0
0
0
0
0
0
0
0
0
0
0
0
0
0
0
0
0
0
0
0
0
0
0
0
0
0
0
0
0
0
0
0
0
0
0
0
0
0
0
0
0
0
0
0
0
0
0
0
0
0
0
0
0
0
0
0
0
0
0
0
0
0
0
0
0
0
0
0
0
0
0
0
0
0
0
0
0
0
0
0
0
0
0
0
0
0
0
0
0
0
0
0
0
0
0
0
0
0
0
0
0
0
0
0
0
0
0
0
0
0
0
0
0
0
0
0
0
0
0
0
0
0
0
0
0
0
0
0
0
0
0
0
0
0
0
0
0
0
0
0
0
0
0
0
0
0
0
0
0
0
0
0
0
0
0
0
0
0
0
0
0
0
0
0
0
0
0
0
0
0
0
0
0
0
0
0
0
0
0
0
0
0
0
0
0
0
0
0
0
0
0
0
0
0
0
0
0
0
0
0
0
0
0
0
0
0
0
0
0
0
0
0
0
0
0
0
0
0
0
0
0
0
0
0
0
0
0
0
0
0
0
0
0
0
0
0
0
0
0
0
0
0
0
0
0
0
0
0
0
0
0
0
0
0
0
0
0
0
0
0
0
0
0
0
0
0
0
0
0
0
0
0
0
0
0
0
0
0
0
0
0
0
0
0
0
0
0
0
0
0
0
0
0
0
0
0
0
0
0
0
0
0
0
0
0
0
0
0
0
0
0
0
0
0
0
0
0
0
0
0
0
0
0
0
0
0
0
0
0
0
0
0
0
0
0
0
0
0
0
0
0
0
0
0
0
0
0
0
0
0
0
0
0
0
0
0
0
0
0
0
0
0
0
0
0
0
0
0
0
0
0
0
0
0
0
0
0
0
0
0
0
0
0
0
0
0
0
0
0
0
0
0
0
0
0
0
0
0
0
0
0
0
0
0
0
0
0
0
0
0
0
0
0
0
0
0
0
0
0
0
0
0
0
0
0
0
0
0
0
0
0
0
0
0
0
0
0
0
0
0
0
0
0
0
0
0
0
0
0
0
0
0
0
0
0
0
0
0
0
0
0
0
0
0
0
0
0
0
0
0
0
0
0
0
0
0
0
0
0
0
0
0
0
0
0
0
0
0
0
0
0
0
0
0
0
0
0
0
0
0
0
0
0
0
0
0
0
0
0
0
0
0
0
0
0
0
0
0
0
0
0
0
0
0
0
0
0
0
0
0
0
0
0
0
0
0
0
0
0
0
0
0
0
0
0
0
0
0
0
0
0
0
0
0
0
0
0
0
0
0
0
0
0
0
0
0
0
0
0
0
0
0
0
0
0
0
0
0
0
0
0
0
0
0
0
0
0
0
0
0
0
0
0
0
0
0
0
0
0
0
0
0
0
0
0
0
0
0
0
0
0
0
0
0
0
0
0
0
0
0
0
0
0
0
0
0
0
0
0
0
0
0
0
0
0
0
0
0
0
0
0
0
0
0
0
0
0
0
0
0
0
0
0
0
0
0
0
0
0
0
0
0
0
0
0
0
0
0
0
0
0
0
0
0
0
0
0
0
0
0
0
0
0
0
0
0
0
0
0
0
0
0
0
0
0
0
0
0
0
0
0
0
0
0
0
0
0
0
0
0
0
0
0
0
0
0
0
0
0
0
0
0
0
0
0
0
0
0
0
0
0
0
0
0
0
0
0
0
0
0
0
0
0
0
0
0
0
0
0
0
0
0
0
0
0
0
0
0
0
0
0
0
0
0
0
0
0
0
0
0
0
0
0
0
0
0
0
0
0
0
0
0
0
0
0
0
0
0
0
0
0
0
0
0
0
0
0
0
0
0
0
0
0
0
0
0
0
0
0
0
0
0
0
0
0
0
0
0
0
0
0
0
0
0
0
0
0
0
0
0
0
0
0
0
0
0
0
0
0
0
0
0
0
0
0
0
0
0
0
0
0
0
0
0
0
0
0
0
0
0
0
0
0
0
0
0
0
0
0
0
0
0
0
0
0
0
0
0
0
0
0
0
0
0
0
0
0
0
0
0
0
0
0
0
0
0
0
0
0
0
0
0
0
0
0
0
0
0
0
0
0
0
0
0
0
0
0
0
0
0
0
0
0
0
0
0
0
0
0
0
0
0
0
0
0
0
0
0
0
0
0
0
0
0
0
0
0
0
0
0
0
0
0
0
0
0
0
0
0
0
0
0
0
0
0
0
0
0
0
0
0
0
0
0
0
0
0
0
0
0
0
0
0
0
0
0
0
0
0
0
0
0
0
0
0
0
0
0
0
0
0
0
0
0
0
0
0
0
0
0
0
0
0
0
0
0
0
0
0
0
0
0
0
0
0
0
0
0
0
0
0
0
0
0
0
0
0
0
0
0
0
0
0
0
0
0
0
0
0
0
0
0
0
0
0
0
0
0
0
0
0
0
0
0
0
0
0
0
0
0
0
0
0
0
0
0
0
0
0
0
0
0
0
0
0
0
0
0
0
0
0
0
0
0
0
0
0
0
0
0
0
0
0
0
0
0
0
0
0
0
0
0
0
0
0
0
0
0
0
0
0
0
0
0
0
0
0
0
0
0
0
0
0
0
0
0
0
0
0
0
0
0
0
0
0
0
0
0
0
0
0
0
0
0
0
0
0
0
0
0
0
0
0
0
0
0
0
0
0
0
0
0
0
0
0
0
0
0
0
0
0
0
0
0
0
0
0
0
0
0
0
0
0
0
0
0
0
0
0
0
0
0
0
0
0
0
0
0
0
0
0
0
0
0
0
0
0
0
0
0
0
0
0
0
0
0
0
0
0
0
0
0
0
0
0
0
0
0
0
0
0
0
0
0
0
0
0
0
0
0
0
0
0
0
0
0
0
0
0
0
0
0
0
0
0
0
0
0
0
0
0
0
0
0
0
0
0
0
0
0
0
0
0
0
0
0
0
0
0
0
0
0
0
0
0
0
0
0
0
0
0
0
0
0
0
0
0
0
0
0
0
0
0
0
0
0
0
0
0
0
0
0
0
0
0
0
0
0
0
0
0
0
0
0
0
0
0
0
0
0
0
0
0
0
0
0
0
0
0
0
0
0
0
0
0
0
0
0
0
0
0
0
0
0
0
0
0
0
0
0
0
0
0
0
0
0
0
0
0
0
0
0
0
0
0
0
0
0
0
0
0
0
0
0
0
0
0
0
0
0
0
0
0
0
0
0
0
0
0
0
0
0
0
0
0
0
0
0
0
0
0
0
0
0
0
0
0
0
0
0
0
0
0
0
0
0
0
0
0
0
0
0
0
0
0
0
0
0
0
0
0
0
0
0
0
0
0
0
0
0
0
0
0
0
0
0
0
0
0
0
0
0
0
0
0
0
0
0
0
0
0
0
0
0
0
0
0
0
0
0
0
0
0
0
0
0
0
0
0
0
0
0
0
0
0
0
0
0
0
0
0
0
0
0
0
0
0
0
0
0
0
0
0
0
0
0
0
0
0
0
0
0
0
0
0
0
0
0
0
0
0
0
0
0
0
0
0
0
0
0
0
0
0
0
0
0
0
0
0
0
0
0
0
0
0
0
0
0
0
0
0
0
0
0
0
0
0
0
0
0
0
0
0
0
0
0
0
0
0
0
0
0
0
0
0
0
0
0
0
0
0
0
0
0
0
0
0
0
0
0
0
0
0
0
0
0
0
0
0
0
0
0
0
0
0
0
0
0
0
0
0
0
0
0
0
0
0
0
0
0
0
0
0
0
0
0
0
0
0
0
0
0
0
0
0
0
0
0
0
0
0
0
0
0
0
0
0
0
0
0
0
0
0
0
0
0
0
0
0
0
0
0
0
0
0
0
0
0
0
0
0
0
0
0
0
0
0
0
0
0
0
0
0
0
0
0
0
0
0
0
0
0
0
0
0
0
0
0
0
0
0
0
0
0
0
0
0
0
0
0
0
0
0
0
0
0
0
0
0
0
0
0
0
0
0
0
0
0
0
0
0
0
0
0
0
0
0
0
0
0
0
0
0
0
0
0
0
0
0
0
0
0
0
0
0
0
0
0
0
0
0
0
0
0
0
0
0
0
0
0
0
0
0
0
0
0
0
0
0
0
0
0
0
0
0
0
0
0
0
0
0
0
0
0
0
0
0
0
0
0
0
0
0
0
0
0
0
0
0
0
0
0
0
0
0
0
0
0
0
0
0
0
0
0
0
0
0
0
0
0
0
0
0
0
0
0
0
0
0
0
0
0
0
0
0
0
0
0
0
0
0
0
0
0
0
0
0
0
0
0
0
0
0
0
0
0
0
0
0
0
0
0
0
0
0
0
0
0
0
0
0
0
0
0
0
0
0
0
0
0
0
0
0
0
0
0
0
0
0
0
0
0
0
0
0
0
0
0
0
0
0
0
0
0
0
0
0
0
0
0
0
0
0
0
0
0
0
0
0
0
0
0
0
0
0
0
0
0
0
0
0
0
0
0
0
0
0
0
0
0
0
0
0
0
0
0
0
0
0
0
0
0
0
0
0
0
0
0
0
0
0
0
0
0
0
0
0
0
0
0
0
0
0
0
0
0
0
0
0
0
0
0
0
0
0
0
0
0
0
0
0
0
0
0
0
0
0
0
0
0
0
0
0
0
0
0
0
0
0
0
0
0
0
0
0
0
0
0
0
0
0
0
0
0
0
0
0
0
0
0
0
0
0
0
0
0
0
0
0
0
0
0
0
0
0
0
0
0
0
0
0
0
0
0
0
0
0
0
0
0
0
0
0
0
0
0
0
0
0
0
0
0
0
0
0
0
0
0
0
0
0
0
0
0
0
0
0
0
0
0
0
0
0
0
0
0
0
0
0
0
0
0
0
0
0
0
0
0
0
0
0
0
0
0
0
0
0
0
0
0
0
0
0
0
0
0
0
0
0
0
0
0
0
0
0
0
0
0
0
0
0
0
0
0
0
0
0
0
0
0
0
0
0
0
0
0
0
0
0
0
0
0
0
0
0
0
0
0
0
0
0
0
0
0
0
0
0
0
0
0
0
0
0
0
0
0
0
0
0
0
0
0
0
0
0
0
0
0
0
0
0
0
0
0
0
0
0
0
0
0
0
0
0
0
0
0
0
0
0
0
0
0
0
0
0
0
0
0
0
0
0
0
0
0
0
0
0
0
0
0
0
0
0
0
0
0
0
0
0
0
0
0
0
0
0
0
0
0
0
0
0
0
0
0
0
0
0
0
0
0
0
0
0
0
0
0
0
0
0
0
0
0
0
0
0
0
0
0
0
0
0
0
0
0
0
0
0
0
0
0
0
0
0
0
0
0
0
0
0
0
0
0
0
0
0
0
0
0
0
0
0
0
0
0
0
0
0
0
0
0
0
0
0
0
0
0
0
0
0
0
0
0
0
0
0
0
0
0
0
0
0
0
0
0
0
0
0
0
0
0
0
0
0
0
0
0
0
0
0
0
0
0
0
0
0
0
0
0
0
0
0
0
0
0
0
0
0
0
0
0
0
0
0
0
0
0
0
0
0
0
0
0
0
0
0
0
0
0
0
0
0
0
0
0
0
0
0
0
0
0
0
0
0
0
0
0
0
0
0
0
0
0
0
0
0
0
0
0
0
0
0
0
0
0
0
0
0
0
0
0
0
0
0
0
0
0
0
0
0
0
0
0
0
0
0
0
0
0
0
0
0
0
0
0
0
0
0
0
0
0
0
0
0
0
0
0
0
0
0
0
0
0
0
0
0
0
0
0
0
0
0
0
0
0
0
0
0
0
0
0
0
0
0
0
0
0
0
0
0
0
0
0
0
0
0
0
0
0
0
0
0
0
0
0
0
0
0
0
0
0
0
0
0
0
0
0
0
0
0
0
0
0
0
0
0
0
0
0
0
0
0
0
0
0
0
0
0
0
0
0
0
0
0
0
0
0
0
0
0
0
0
0
0
0
0
0
0
0
0
0
0
0
0
0
0
0
0
0
0
0
0
0
0
0
0
0
0
0
0
0
0
0
0
0
0
0
0
0
0
0
0
0
0
0
0
0
0
0
0
0
0
0
0
0
0
0
0
0
0
0
0
0
0
0
0
0
0
0
0
0
0
0
0
0
0
0
0
0
0
0
0
0
0
0
0
0
0
0
0
0
0
0
0
0
0
0
0
0
0
0
0
0
0
0
0
0
0
0
0
0
0
0
0
0
0
0
0
0
0
0
0
0
0
0
0
0
0
0
0
0
0
0
0
0
0
0
0
0
0
0
0
0
0
0
0
0
0
0
0
0
0
0
0
0
0
0
0
0
0
0
0
0
0
0
0
0
0
0
0
0
0
0
0
0
0
0
0
0
0
0
0
0
0
0
0
0
0
0
0
0
0
0
0
0
0
0
0
0
0
0
0
0
0
0
0
0
0
0
0
0
0
0
0
0
0
0
0
0
0
0
0
0
0
0
0
0
0
0
0
0
0
0
0
0
0
0
0
0
0
0
0
0
0
0
0
0
0
0
0
0
0
0
0
0
0
0
0
0
0
0
0
0
0
0
0
0
0
0
0
0
0
0
0
0
0
0
0
0
0
0
0
0
0
0
0
0
0
0
0
0
0
0
0
0
0
0
0
0
0
0
0
0
0
0
0
0
0
0
0
0
0
0
0
0
0
0
0
0
0
0
0
0
0
0
0
0
0
0
0
0
0
0
0
0
0
0
0
0
0
0
0
0
0
0
0
0
0
0
0
0
0
0
0
0
0
0
0
0
0
0
0
0
0
0
0
0
0
0
0
0
0
0
0
0
0
0
0
0
0
0
0
0
0
0
0
0
0
0
0
0
0
0
0
0
0
0
0
0
0
0
0
0
0
0
0
0
0
0
0
0
0
0
0
0
0
0
0
0
0
0
0
0
0
0
0
0
0
0
0
0
0
0
0
0
0
0
0
0
0
0
0
0
0
0
0
0
0
0
0
0
0
0
0
0
0
0
0
0
0
0
0
0
0
0
0
0
0
0
0
0
0
0
0
0
0
0
0
0
0
0
0
0
0
0
0
0
0
0
0
0
0
0
0
0
0
0
0
0
0
0
0
0
0
0
0
0
0
0
0
0
0
0
0
0
0
0
0
0
0
0
0
0
0
0
0
0
0
0
0
0
0
0
0
0
0
0
0
0
0
0
0
0
0
0
0
0
0
0
0
0
0
0
0
0
0
0
0
0
0
0
0
0
0
0
0
0
0
0
0
0
0
0
0
0
0
0
0
0
0
0
0
0
0
0
0
0
0
0
0
0
0
0
0
0
0
0
0
0
0
0
0
0
0
0
0
0
0
0
0
0
0
0
0
0
0
0
0
0
0
0
0
0
0
0
0
0
0
0
0
0
0
0
0
0
0
0
0
0
0
0
0
0
0
0
0
0
0
0
0
0
0
0
0
0
0
0
0
0
0
0
0
0
0
0
0
0
0
0
0
0
0
0
0
0
0
0
0
0
0
0
0
0
0
0
0
0
0
0
0
0
0
0
0
0
0
0
0
0
0
0
0
0
0
0
0
0
0
0
0
0
0
0
0
0
0
0
0
0
0
0
0
0
0
0
0
0
0
0
0
0
0
0
0
0
0
0
0
0
0
0
0
0
0
0
0
0
0
0
0
0
0
0
0
0
0
0
0
0
0
0
0
0
0
0
0
0
0
0
0
0
0
0
0
0
0
0
0
0
0
0
0
0
0
0
0
0
0
0
0
0
0
0
0
0
0
0
0
0
0
0
0
0
0
0
0
0
0
0
0
0
0
0
0
0
0
0
0
0
0
0
0
0
0
0
0
0
0
0
0
0
0
0
0
0
0
0
0
0
0
0
0
0
0
0
0
0
0
0
0
0
0
0
0
0
0
0
0
0
0
0
0
0
0
0
0
0
0
0
0
0
0
0
0
0
0
0
0
0
0
0
0
0
0
0
0
0
0
0
0
0
0
0
0
0
0
0
0
0
0
0
0
0
0
0
0
0
0
0
0
0
0
0
0
0
0
0
0
0
0
0
0
0
0
0
0
0
0
0
0
0
0
0
0
0
0
0
0
0
0
0
0
0
0
0
0
0
0
0
0
0
0
0
0
0
0
0
0
0
0
0
0
0
0
0
0
0
0
0
0
0
0
0
0
0
0
0
0
0
0
0
0
0
0
0
0
0
0
0
0
0
0
0
0
0
0
0
0
0
0
0
0
0
0
0
0
0
0
0
0
0
0
0
0
0
0
0
0
0
0
0
0
0
0
0
0
0
0
0
0
0
0
0
0
0
0
0
0
0
0
0
0
0
0
0
0
0
0
0
0
0
0
0
0
0
0
0
0
0
0
0
0
0
0
0
0
0
0
0
0
0
0
0
0
0
0
0
0
0
0
0
0
0
0
0
0
0
0
0
0
0
0
0
0
0
0
0
0
0
0
0
0
0
0
0
0
0
0
0
0
0
0
0
0
0
0
0
0
0
0
0
0
0
0
0
0
0
0
0
0
0
0
0
0
0
0
0
0
0
0
0
0
0
0
0
0
0
0
0
0
0
0
0
0
0
0
0
0
0
0
0
0
0
0
0
0
0
0
0
0
0
0
0
0
0
0
0
0
0
0
0
0
0
0
0
0
0
0
0
0
0
0
0
0
0
0
0
0
0
0
0
0
0
0
0
0
0
0
0
0
0
0
0
0
0
0
0
0
0
0
0
0
0
0
0
0
0
0
0
0
0
0
0
0
0
0
0
0
0
0
0
0
0
0
0
0
0
0
0
0
0
0
0
0
0
0
0
0
0
0
0
0
0
0
0
0
0
0
0
0
0
0
0
0
0
0
0
0
0
0
0
0
0
0
0
0
0
0
0
0
0
0
0
0
0
0
0
0
0
0
0
0
0
0
0
0
0
0
0
0
0
0
0
0
0
0
0
0
0
0
0
0
0
0
0
0
0
0
0
0
0
0
0
0
0
0
0
0
0
0
0
0
0
0
0
0
0
0
0
0
0
0
0
0
0
0
0
0
0
0
0
0
0
0
0
0
0
0
0
0
0
0
0
0
0
0
0
0
0
0
0
0
0
0
0
0
0
0
0
0
0
0
0
0
0
0
0
0
0
0
0
0
0
0
0
0
0
0
0
0
0
0
0
0
0
0
0
0
0
0
0
0
0
0
0
0
0
0
0
0
0
0
0
0
0
0
0
0
0
0
0
0
0
0
0
0
0
0
0
0
0
0
0
0
0
0
0
0
0
0
0
0
0
0
0
0
0
0
0
0
0
0
0
0
0
0
0
0
0
0
0
0
0
0
0
0
0
0
0
0
0
0
0
0
0
0
0
0
0
0
0
0
0
0
0
0
0
0
0
0
0
0
0
0
0
0
0
0
0
0
0
0
0
0
0
0
0
0
0
0
0
0
0
0
0
0
0
0
0
0
0
0
0
0
0
0
0
0
0
0
0
0
0
0
0
0
0
0
0
0
0
0
0
0
0
0
0
0
0
0
0
0
0
0
0
0
0
0
0
0
0
0
0
0
0
0
0
0
0
0
0
0
0
0
0
0
0
0
0
0
0
0
0
0
0
0
0
0
0
0
0
0
0
0
0
0
0
0
0
0
0
0
0
0
0
0
0
0
0
0
0
0
0
0
0
0
0
0
0
0
0
0
0
0
0
0
0
0
0
0
0
0
0
0
0
0
0
0
0
0
0
0
0
0
0
0
0
0
0
0
0
0
0
0
0
0
0
0
0
0
0
0
0
0
0
0
0
0
0
0
0
0
0
0
0
0
0
0
0
0
0
0
0
0
0
0
0
0
0
0
0
0
0
0
0
0
0
0
0
0
0
0
0
0
0
0
0
0
0
0
0
0
0
0
0
0
0
0
0
0
0
0
0
0
0
0
0
0
0
0
0
0
0
0
0
0
0
0
0
0
0
0
0
0
0
0
0
0
0
0
0
0
0
0
0
0
0
0
0
0
0
0
0
0
0
0
0
0
0
0
0
0
0
0
0
0
0
0
0
0
0
0
0
0
0
0
0
0
0
0
0
0
0
0
0
0
0
0
0
0
0
0
0
0
0
0
0
0
0
0
0
0
0
0
0
0
0
0
0
0
0
0
0
0
0
0
0
0
0
0
0
0
0
0
0
0
0
0
0
0
0
0
0
0
0
0
0
0
0
0
0
0
0
0
0
0
0
0
0
0
0
0
0
0
0
0
0
0
0
0
0
0
0
0
0
0
0
0
0
0
0
0
0
0
0
0
0
0
0
0
0
0
0
0
0
0
0
0
0
0
0
0
0
0
0
0
0
0
0
0
0
0
0
0
0
0
0
0
0
0
0
0
0
0
0
0
0
0
0
0
0
0
0
0
0
0
0
0
0
0
0
0
0
0
0
0
0
0
0
0
0
0
0
0
0
0
0
0
0
0
0
0
0
0
0
0
0
0
0
0
0
0
0
0
0
0
0
0
0
0
0
0
0
0
0
0
0
0
0
0
0
0
0
0
0
0
0
0
0
0
0
0
0
0
0
0
0
0
0
0
0
0
0
0
0
0
0
0
0
0
0
0
0
0
0
0
0
0
0
0
0
0
0
0
0
0
0
0
0
0
0
0
0
0
0
0
0
0
0
0
0
0
0
0
0
0
0
0
0
0
0
0
0
0
0
0
0
0
0
0
0
0
0
0
0
0
0
0
0
0
0
0
0
0
0
0
0
0
0
0
0
0
0
0
0
0
0
0
0
0
0
0
0
0
0
0
0
0
0
0
0
0
0
0
0
0
0
0
0
0
0
0
0
0
0
0
0
0
0
0
0
0
0
0
0
0
0
0
0
0
0
0
0
0
0
0
0
0
0
0
0
0
0
0
0
0
0
0
0
0
0
0
0
0
0
0
0
0
0
0
0
0
0
0
0
0
0
0
0
0
0
0
0
0
0
0
0
0
0
0
0
0
0
0
0
0
0
0
0
0
0
0
0
0
0
0
0
0
0
0
0
0
0
0
0
0
0
0
0
0
0
0
0
0
0
0
0
0
0
0
0
0
0
0
0
0
0
0
0
0
0
0
0
0
0
0
0
0
0
0
0
0
0
0
0
0
0
0
0
0
0
0
0
0
0
0
0
0
0
0
0
0
0
0
0
0
0
0
0
0
0
0
0
0
0
0
0
0
0
0
0
0
0
0
0
0
0
0
0
0
0
0
0
0
0
0
0
0
0
0
0
0
0
0
0
0
0
0
0
0
0
0
0
0
0
0
0
0
0
0
0
0
0
0
0
0
0
0
0
0
0
0
0
0
0
0
0
0
0
0
0
0
0
0
0
0
0
0
0
0
0
0
0
0
0
0
0
0
0
0
0
0
0
0
0
0
0
0
0
0
0
0
0
0
0
0
0
0
0
0
0
0
0
0
0
0
0
0
0
0
0
0
0
0
0
0
0
0
0
0
0
0
0
0
0
0
0
0
0
0
0
0
0
0
0
0
0
0
0
0
0
0
0
0
0
0
0
0
0
0
0
0
0
0
0
0
0
0
0
0
0
0
0
0
0
0
0
0
0
0
0
0
0
0
0
0
0
0
0
0
0
0
0
0
0
0
0
0
0
0
0
0
0
0
0
0
0
0
0
0
0
0
0
0
0
0
0
0
0
0
0
0
0
0
0
0
0
0
0
0
0
0
0
0
0
0
0
0
0
0
0
0
0
0
0
0
0
0
0
0
0
0
0
0
0
0
0
0
0
0
0
0
0
0
0
0
0
0
0
0
0
0
0
0
0
0
0
0
0
0
0
0
0
0
0
0
0
0
0
0
0
0
0
0
0
0
0
0
0
0
0
0
0
0
0
0
0
0
0
0
0
0
0
0
0
0
0
0
0
0
0
0
0
0
0
0
0
0
0
0
0
0
0
0
0
0
0
0
0
0
0
0
0
0
0
0
0
0
0
0
0
0
0
0
0
0
0
0
0
0
0
0
0
0
0
0
0
0
0
0
0
0
0
0
0
0
0
0
0
0
0
0
0
0
0
0
0
0
0
0
0
0
0
0
0
0
0
0
0
0
0
0
0
0
0
0
0
0
0
0
0
0
0
0
0
0
0
0
0
0
0
0
0
0
0
0
0
0
0
0
0
0
0
0
0
0
0
0
0
0
0
0
0
0
0
0
0
0
0
0
0
0
0
0
0
0
0
0
0
0
0
0
0
0
0
0
0
0
0
0
0
0
0
0
0
0
0
0
0
0
0
0
0
0
0
0
0
0
0
0
0
0
0
0
0
0
0
0
0
0
0
0
0
0
0
0
0
0
0
0
0
0
0
0
0
0
0
0
0
0
0
0
0
0
0
0
0
0
0
0
0
0
0
0
0
0
0
0
0
0
0
0
0
0
0
0
0
0
0
0
0
0
0
0
0
0
0
0
0
0
0
0
0
0
0
0
0
0
0
0
0
0
0
0
0
0
0
0
0
0
0
0
0
0
0
0
0
0
0
0
0
0
0
0
0
0
0
0
0
0
0
0
0
0
0
0
0
0
0
0
0
0
0
0
0
0
0
0
0
0
0
0
0
0
0
0
0
0
0
0
0
0
0
0
0
0
0
0
0
0
0
0
0
0
0
0
0
0
0
0
0
0
0
0
0
0
0
0
0
0
0
0
0
0
0
0
0
0
0
0
0
0
0
0
0
0
0
0
0
0
0
0
0
0
0
0
0
0
0
0
0
0
0
0
0
0
0
0
0
0
0
0
0
0
0
0
0
0
0
0
0
0
0
0
0
0
0
0
0
0
0
0
0
0
0
0
0
0
0
0
0
0
0
0
0
0
0
0
0
0
0
0
0
0
0
0
0
0
0
0
0
0
0
0
0
0
0
0
0
0
0
0
0
0
0
0
0
0
0
0
0
0
0
0
0
0
0
0
0
0
0
0
0
0
0
0
0
0
0
0
0
0
0
0
0
0
0
0
0
0
0
0
0
0
0
0
0
0
0
0
0
0
0
0
0
0
0
0
0
0
0
0
0
0
0
0
0
0
0
0
0
0
0
0
0
0
0
0
0
0
0
0
0
0
0
0
0
0
0
0
0
0
0
0
0
0
0
0
0
0
0
0
0
0
0
0
0
0
0
0
0
0
0
0
0
0
0
0
0
0
0
0
0
0
0
0
0
0
0
0
0
0
0
0
0
0
0
0
0
0
0
0
0
0
0
0
0
0
0
0
0
0
0
0
0
0
0
0
0
0
0
0
0
0
0
0
0
0
0
0
0
0
0
0
0
0
0
0
0
0
0
0
0
0
0
0
0
0
0
0
0
0
0
0
0
0
0
0
0
0
0
0
0
0
0
0
0
0
0
0
0
0
0
0
0
0
0
0
0
0
0
0
0
0
0
0
0
0
0
0
0
0
0
0
0
0
0
0
0
0
0
0
0
0
0
0
0
0
0
0
0
0
0
0
0
0
0
0
0
0
0
0
0
0
0
0
0
0
0
0
0
0
0
0
0
0
0
0
0
0
0
0
0
0
0
0
0
0
0
0
0
0
0
0
0
0
0
0
0
0
0
0
0
0
0
0
0
0
0
0
0
0
0
0
0
0
0
0
0
0
0
0
0
0
0
0
0
0
0
0
0
0
0
0
0
0
0
0
0
0
0
0
0
0
0
0
0
0
0
0
0
0
0
0
0
0
0
0
0
0
0
0
0
0
0
0
0
0
0
0
0
0
0
0
0
0
0
0
0
0
0
0
0
0
0
0
0
0
0
0
0
0
0
0
0
0
0
0
0
0
0
0
0
0
0
0
0
0
0
0
0
0
0
0
0
0
0
0
0
0
0
0
0
0
0
0
0
0
0
0
0
0
0
0
0
0
0
0
0
0
0
0
0
0
0
0
0
0
0
0
0
0
0
0
0
0
0
0
0
0
0
0
0
0
0
0
0
0
0
0
0
0
0
0
0
0
0
0
0
0
0
0
0
0
0
0
0
0
0
0
0
0
0
0
0
0
0
0
0
0
0
0
0
0
0
0
0
0
0
0
0
0
0
0
0
0
0
0
0
0
0
0
0
0
0
0
0
0
0
0
0
0
0
0
0
0
0
0
0
0
0
0
0
0
0
0
0
0
0
0
0
0
0
0
0
0
0
0
0
0
0
0
0
0
0
0
0
0
0
0
0
0
0
0
0
0
0
0
0
0
0
0
0
0
0
0
0
0
0
0
0
0
0
0
0
0
0
0
0
0
0
0
0
0
0
0
0
0
0
0
0
0
0
0
0
0
0
0
0
0
0
0
0
0
0
0
0
0
0
0
0
0
0
0
0
0
0
0
0
0
0
0
0
0
0
0
0
0
0
0
0
0
0
0
0
0
0
0
0
0
0
0
0
0
0
0
0
0
0
0
0
0
0
0
0
0
0
0
0
0
0
0
0
0
0
0
0
0
0
0
0
0
0
0
0
0
0
0
0
0
0
0
0
0
0
0
0
0
0
0
0
0
0
0
0
0
0
0
0
0
0
0
0
0
0
0
0
0
0
0
0
0
0
0
0
0
0
0
0
0
0
0
0
0
0
0
0
0
0
0
0
0
0
0
0
0
0
0
0
0
0
0
0
0
0
0
0
0
0
0
0
0
0
0
0
0
0
0
0
0
0
0
0
0
0
0
0
0
0
0
0
0
0
0
0
0
0
0
0
0
0
0
0
0
0
0
0
0
0
0
0
0
0
0
0
0
0
0
0
0
0
0
0
0
0
0
0
0
0
0
0
0
0
0
0
0
0
0
0
0
0
0
0
0
0
0
0
0
0
0
0
0
0
0
0
0
0
0
0
0
0
0
0
0
0
0
0
0
0
0
0
0
0
0
0
0
0
0
0
0
0
0
0
0
0
0
0
0
0
0
0
0
0
0
0
0
0
0
0
0
0
0
0
0
0
0
0
0
0
0
0
0
0
0
0
0
0
0
0
0
0
0
0
0
0
0
0
0
0
0
0
0
0
0
0
0
0
0
0
0
0
0
0
0
0
0
0
0
0
0
0
0
0
0
0
0
0
0
0
0
0
0
0
0
0
0
0
0
0
0
0
0
0
0
0
0
0
0
0
0
0
0
0
0
0
0
0
0
0
0
0
0
0
0
0
0
0
0
0
0
0
0
0
0
0
0
0
0
0
0
0
0
0
0
0
0
0
0
0
0
0
0
0
0
0
0
0
0
0
0
0
0
0
0
0
0
0
0
0
0
0
0
0
0
0
0
0
0
0
0
0
0
0
0
0
0
0
0
0
0
0
0
0
0
0
0
0
0
0
0
0
0
0
0
0
0
0
0
0
0
0
0
0
0
0
0
0
0
0
0
0
0
0
0
0
0
0
0
0
0
0
0
0
0
0
0
0
0
0
0
0
0
0
0
0
0
0
0
0
0
0
0
0
0
0
0
0
0
0
0
0
0
0
0
0
0
0
0
0
0
0
0
0
0
0
0
0
0
0
0
0
0
0
0
0
0
0
0
0
0
0
0
0
0
0
0
0
0
0
0
0
0
0
0
0
0
0
0
0
0
0
0
0
0
0
0
0
0
0
0
0
0
0
0
0
0
0
0
0
0
0
0
0
0
0
0
0
0
0
0
0
0
0
0
0
0
0
0
0
0
0
0
0
0
0
0
0
0
0
0
0
0
0
0
0
0
0
0
0
0
0
0
0
0
0
0
0
0
0
0
0
0
0
0
0
0
0
0
0
0
0
0
0
0
0
0
0
0
0
0
0
0
0
0
0
0
0
0
0
0
0
0
0
0
0
0
0
0
0
0
0
0
0
0
0
0
0
0
0
0
0
0
0
0
0
0
0
0
0
0
0
0
0
0
0
0
0
0
0
0
0
0
0
0
0
0
0
0
0
0
0
0
0
0
0
0
0
0
0
0
0
0
0
0
0
0
0
0
0
0
0
0
0
0
0
0
0
0
0
0
0
0
0
0
0
0
0
0
0
0
0
0
0
0
0
0
0
0
0
0
0
0
0
0
0
0
0
0
0
0
0
0
0
0
0
0
0
0
0
0
0
0
0
0
0
0
0
0
0
0
0
0
0
0
0
0
0
0
0
0
0
0
0
0
0
0
0
0
0
0
0
0
0
0
0
0
0
0
0
0
0
0
0
0
0
0
0
0
0
0
0
0
0
0
0
0
0
0
0
0
0
0
0
0
0
0
0
0
0
0
0
0
0
0
0
0
0
0
0
0
0
0
0
0
0
0
0
0
0
0
0
0
0
0
0
0
0
0
0
0
0
0
0
0
0
0
0
0
0
0
0
0
0
0
0
0
0
0
0
0
0
0
0
0
0
0
0
0
0
0
0
0
0
0
0
0
0
0
0
0
0
0
0
0
0
0
0
0
0
0
0
0
0
0
0
0
0
0
0
0
0
0
0
0
0
0
0
0
0
0
0
0
0
0
0
0
0
0
0
0
0
0
0
0
0
0
0
0
0
0
0
0
0
0
0
0
0
0
0
0
0
0
0
0
0
0
0
0
0
0
0
0
0
0
0
0
0
0
0
0
0
0
0
0
0
0
0
0
0
0
0
0
0
0
0
0
0
0
0
0
0
0
0
0
0
0
0
0
0
0
0
0
0
0
0
0
0
0
0
0
0
0
0
0
0
0
0
0
0
0
0
0
0
0
0
0
0
0
0
0
0
0
0
0
0
0
0
0
0
0
0
0
0
0
0
0
0
0
0
0
0
0
0
0
0
0
0
0
0
0
0
0
0
0
0
0
0
0
0
0
0
0
0
0
0
0
0
0
0
0
0
0
0
0
0
0
0
0
0
0
0
0
0
0
0
0
0
0
0
0
0
0
0
0
0
0
0
0
0
0
0
0
0
0
0
0
0
0
0
0
0
0
0
0
0
0
0
0
0
0
0
0
0
0
0
0
0
0
0
0
0
0
0
0
0
0
0
0
0
0
0
0
0
0
0
0
0
0
0
0
0
0
0
0
0
0
0
0
0
0
0
0
0
0
0
0
0
0
0
0
0
0
0
0
0
0
0
0
0
0
0
0
0
0
0
0
0
0
0
0
0
0
0
0
0
0
0
0
0
0
0
0
0
0
0
0
0
0
0
0
0
0
0
0
0
0
0
0
0
0
0
0
0
0
0
0
0
0
0
0
0
0
0
0
0
0
0
0
0
0
0
0
0
0
0
0
0
0
0
0
0
0
0
0
0
0
0
0
0
0
0
0
0
0
0
0
0
0
0
0
0
0
0
0
0
0
0
0
0
0
0
0
0
0
0
0
0
0
0
0
0
0
0
0
0
0
0
0
0
0
0
0
0
0
0
0
0
0
0
0
0
0
0
0
0
0
0
0
0
0
0
0
0
0
0
0
0
0
0
0
0
0
0
0
0
0
0
0
0
0
0
0
0
0
0
0
0
0
0
0
0
0
0
0
0
0
0
0
0
0
0
0
0
0
0
0
0
0
0
0
0
0
0
0
0
0
0
0
0
0
0
0
0
0
0
0
0
0
0
0
0
0
0
0
0
0
0
0
0
0
0
0
0
0
0
0
0
0
0
0
0
0
0
0
0
0
0
0
0
0
0
0
0
0
0
0
0
0
0
0
0
0
0
0
0
0
0
0
0
0
0
0
0
0
0
0
0
0
0
0
0
0
0
0
0
0
0
0
0
0
0
0
0
0
0
0
0
0
0
0
0
0
0
0
0
0
0
0
0
0
0
0
0
0
0
0
0
0
0
0
0
0
0
0
0
0
0
0
0
0
0
0
0
0
0
0
0
0
0
0
0
0
0
0
0
0
0
0
0
0
0
0
0
0
0
0
0
0
0
0
0
0
0
0
0
0
0
0
0
0
0
0
0
0
0
0
0
0
0
0
0
0
0
0
0
0
0
0
0
0
0
0
0
0
0
0
0
0
0
0
0
0
0
0
0
0
0
0
0
0
0
0
0
0
0
0
0
0
0
0
0
0
0
0
0
0
0
0
0
0
0
0
0
0
0
0
0
0
0
0
0
0
0
0
0
0
0
0
0
0
0
0
0
0
0
0
0
0
0
0
0
0
0
0
0
0
0
0
0
0
0
0
0
0
0
0
0
0
0
0
0
0
0
0
0
0
0
0
0
0
0
0
0
0
0
0
0
0
0
0
0
0
0
0
0
0
0
0
0
0
0
0
0
0
0
0
0
0
0
0
0
0
0
0
0
0
0
0
0
0
0
0
0
0
0
0
0
0
0
0
0
0
0
0
0
0
0
0
0
0
0
0
0
0
0
0
0
0
0
0
0
0
0
0
0
0
0
0
0
0
0
0
0
0
0
0
0
0
0
0
0
0
0
0
0
0
0
0
0
0
0
0
0
0
0
0
0
0
0
0
0
0
0
0
0
0
0
0
0
0
0
0
0
0
0
0
0
0
0
0
0
0
0
0
0
0
0
0
0
0
0
0
0
0
0
0
0
0
0
0
0
0
0
0
0
0
0
0
0
0
0
0
0
0
0
0
0
0
0
0
0
0
0
0
0
0
0
0
0
0
0
0
0
0
0
0
0
0
0
0
0
0
0
0
0
0
0
0
0
0
0
0
0
0
0
0
0
0
0
0
0
0
0
0
0
0
0
0
0
0
0
0
0
0
0
0
0
0
0
0
0
0
0
0
0
0
0
0
0
0
0
0
0
0
0
0
0
0
0
0
0
0
0
0
0
0
0
0
0
0
0
0
0
0
0
0
0
0
0
0
0
0
0
0
0
0
0
0
0
0
0
0
0
0
0
0
0
0
0
0
0
0
0
0
0
0
0
0
0
0
0
0
0
0
0
0
0
0
0
0
0
0
0
0
0
0
0
0
0
0
0
0
0
0
0
0
0
0
0
0
0
0
0
0
0
0
0
0
0
0
0
0
0
0
0
0
0
0
0
0
0
0
0
0
0
0
0
0
0
0
0
0
0
0
0
0
0
0
0
0
0
0
0
0
0
0
0
0
0
0
0
0
0
0
0
0
0
0
0
0
0
0
0
0
0
0
0
0
0
0
0
0
0
0
0
0
0
0
0
0
0
0
0
0
0
0
0
0
0
0
0
0
0
0
0
0
0
0
0
0
0
0
0
0
0
0
0
0
0
0
0
0
0
0
0
0
0
0
0
0
0
0
0
0
0
0
0
0
0
0
0
0
0
0
0
0
0
0
0
0
0
0
0
0
0
0
0
0
0
0
0
0
0
0
0
0
0
0
0
0
0
0
0
0
0
0
0
0
0
0
0
0
0
0
0
0
0
0
0
0
0
0
0
0
0
0
0
0
0
0
0
0
0
0
0
0
0
0
0
0
0
0
0
0
0
0
0
0
0
0
0
0
0
0
0
0
0
0
0
0
0
0
0
0
0
0
0
0
0
0
0
0
0
0
0
0
0
0
0
0
0
0
0
0
0
0
0
0
0
0
0
0
0
0
0
0
0
0
0
0
0
0
0
0
0
0
0
0
0
0
0
0
0
0
0
0
0
0
0
0
0
0
0
0
0
0
0
0
0
0
0
0
0
0
0
0
0
0
0
0
0
0
0
0
0
0
0
0
0
0
0
0
0
0
0
0
0
0
0
0
0
0
0
0
0
0
0
0
0
0
0
0
0
0
0
0
0
0
0
0
0
0
0
0
0
0
0
0
0
0
0
0
0
0
0
0
0
0
0
0
0
0
0
0
0
0
0
0
0
0
0
0
0
0
0
0
0
0
0
0
0
0
0
0
0
0
0
0
0
0
0
0
0
0
0
0
0
0
0
0
0
0
0
0
0
0
0
0
0
0
0
0
0
0
0
0
0
0
0
0
0
0
0
0
0
0
0
0
0
0
0
0
0
0
0
0
0
0
0
0
0
0
0
0
0
0
0
0
0
0
0
0
0
0
0
0
0
0
0
0
0
0
0
0
0
0
0
0
0
0
0
0
0
0
0
0
0
0
0
0
0
0
0
0
0
0
0
0
0
0
0
0
0
0
0
0
0
0
0
0
0
0
0
0
0
0
0
0
0
0
0
0
0
0
0
0
0
0
0
0
0
0
0
0
0
0
0
0
0
0
0
0
0
0
0
0
0
0
0
0
0
0
0
0
0
0
0
0
0
0
0
0
0
0
0
0
0
0
0
0
0
0
0
0
0
0
0
0
0
0
0
0
0
0
0
0
0
0
0
0
0
0
0
0
0
0
0
0
0
0
0
0
0
0
0
0
0
0
0
0
0
0
0
0
0
0
0
0
0
0
0
0
0
0
0
0
0
0
0
0
0
0
0
0
0
0
0
0
0
0
0
0
0
0
0
0
0
0
0
0
0
0
0
0
0
0
0
0
0
0
0
0
0
0
0
0
0
0
0
0
0
0
0
0
0
0
0
0
0
0
0
0
0
0
0
0
0
0
0
0
0
0
0
0
0
0
0
0
0
0
0
0
0
0
0
0
0
0
0
0
0
0
0
0
0
0
0
0
0
0
0
0
0
0
0
0
0
0
0
0
0
0
0
0
0
0
0
0
0
0
0
0
0
0
0
0
0
0
0
0
0
0
0
0
0
0
0
0
0
0
0
0
0
0
0
0
0
0
0
0
0
0
0
0
0
0
0
0
0
0
0
0
0
0
0
0
0
0
0
0
0
0
0
0
0
0
0
0
0
0
0
0
0
0
0
0
0
0
0
0
0
0
0
0
0
0
0
0
0
0
0
0
0
0
0
0
0
0
0
0
0
0
0
0
0
0
0
0
0
0
0
0
0
0
0
0
0
0
0
0
0
0
0
0
0
0
0
0
0
0
0
0
0
0
0
0
0
0
0
0
0
0
0
0
0
0
0
0
0
0
0
0
0
0
0
0
0
0
0
0
0
0
0
0
0
0
0
0
0
0
0
0
0
0
0
0
0
0
0
0
0
0
0
0
0
0
0
0
0
0
0
0
0
0
0
0
0
0
0
0
0
0
0
0
0
0
0
0
0
0
0
0
0
0
0
0
0
0
0
0
0
0
0
0
0
0
0
0
0
0
0
0
0
0
0
0
0
0
0
0
0
0
0
0
0
0
0
0
0
0
0
0
0
0
0
0
0
0
0
0
0
0
0
0
0
0
0
0
0
0
0
0
0
0
0
0
0
0
0
0
0
0
0
0
0
0
0
0
0
0
0
0
0
0
0
0
0
0
0
0
0
0
0
0
0
0
0
0
0
0
0
0
0
0
0
0
0
0
0
0
0
0
0
0
0
0
0
0
0
0
0
0
0
0
0
0
0
0
0
0
0
0
0
0
0
0
0
0
0
0
0
0
0
0
0
0
0
0
0
0
0
0
0
0
0
0
0
0
0
0
0
0
0
0
0
0
0
0
0
0
0
0
0
0
0
0
0
0
0
0
0
0
0
0
0
0
0
0
0
0
0
0
0
0
0
0
0
0
0
0
0
0
0
0
0
0
0
0
0
0
0
0
0
0
0
0
0
0
0
0
0
0
0
0
0
0
0
0
0
0
0
0
0
0
0
0
0
0
0
0
0
0
0
0
0
0
0
0
0
0
0
0
0
0
0
0
0
0
0
0
0
0
0
0
0
0
0
0
0
0
0
0
0
0
0
0
0
0
0
0
0
0
0
0
0
0
0
0
0
0
0
0
0
0
0
0
0
0
0
0
0
0
0
0
0
0
0
0
0
0
0
0
0
0
0
0
0
0
0
0
0
0
0
0
0
0
0
0
0
0
0
0
0
0
0
0
0
0
0
0
0
0
0
0
0
0
0
0
0
0
0
0
0
0
0
0
0
0
0
0
0
0
0
0
0
0
0
0
0
0
0
0
0
0
0
0
0
0
0
0
0
0
0
0
0
0
0
0
0
0
0
0
0
0
0
0
0
0
0
0
0
0
0
0
0
0
0
0
0
0
0
0
0
0
0
0
0
0
0
0
0
0
0
0
0
0
0
0
0
0
0
0
0
0
0
0
0
0
0
0
0
0
0
0
0
0
0
0
0
0
0
0
0
0
0
0
0
0
0
0
0
0
0
0
0
0
0
0
0
0
0
0
0
0
0
0
0
0
0
0
0
0
0
0
0
0
0
0
0
0
0
0
0
0
0
0
0
0
0
0
0
0
0
0
0
0
0
0
0
0
0
0
0
0
0
0
0
0
0
0
0
0
0
0
0
0
0
0
0
0
0
0
0
0
0
0
0
0
0
0
0
0
0
0
0
0
0
0
0
0
0
0
0
0
0
0
0
0
0
0
0
0
0
0
0
0
0
0
0
0
0
0
0
0
0
0
0
0
0
0
0
0
0
0
0
0
0
0
0
0
0
0
0
0
0
0
0
0
0
0
0
0
0
0
0
0
0
0
0
0
0
0
0
0
0
0
0
0
0
0
0
0
0
0
0
0
0
0
0
0
0
0
0
0
0
0
0
0
0
0
0
0
0
0
0
0
0
0
0
0
0
0
0
0
0
0
0
0
0
0
0
0
0
0
0
0
0
0
0
0
0
0
0
0
0
0
0
0
0
0
0
0
0
0
0
0
0
0
0
0
0
0
0
0
0
0
0
0
0
0
0
0
0
0
0
0
0
0
0
0
0
0
0
0
0
0
0
0
0
0
0
0
0
0
0
0
0
0
0
0
0
0
0
0
0
0
0
0
0
0
0
0
0
0
0
0
0
0
0
0
0
0
0
0
0
0
0
0
0
0
0
0
0
0
0
0
0
0
0
0
0
0
0
0
0
0
0
0
0
0
0
0
0
0
0
0
0
0
0
0
0
0
0
0
0
0
0
0
0
0
0
0
0
0
0
0
0
0
0
0
0
0
0
0
0
0
0
0
0
0
0
0
0
0
0
0
0
0
0
0
0
0
0
0
0
0
0
0
0
0
0
0
0
0
0
0
0
0
0
0
0
0
0
0
0
0
0
0
0
0
0
0
0
0
0
0
0
0
0
0
0
0
0
0
0
0
0
0
0
0
0
0
0
0
0
0
0
0
0
0
0
0
0
0
0
0
0
0
0
0
0
0
0
0
0
0
0
0
0
0
0
0
0
0
0
0
0
0
0
0
0
0
0
0
0
0
0
0
0
0
0
0
0
0
0
0
0
0
0
0
0
0
0
0
0
0
0
0
0
0
0
0
0
0
0
0
0
0
0
0
0
0
0
0
0
0
0
0
0
0
0
0
0
0
0
0
0
0
0
0
0
0
0
0
0
0
0
0
0
0
0
0
0
0
0
0
0
0
0
0
0
0
0
0
0
0
0
0
0
0
0
0
0
0
0
0
0
0
0
0
0
0
0
0
0
0
0
0
0
0
0
0
0
0
0
0
0
0
0
0
0
0
0
0
0
0
0
0
0
0
0
0
0
0
0
0
0
0
0
0
0
0
0
0
0
0
0
0
0
0
0
0
0
0
0
0
0
0
0
0
0
0
0
0
0
0
0
0
0
0
0
0
0
0
0
0
0
0
0
0
0
0
0
0
0
0
0
0
0
0
0
0
0
0
0
0
0
0
0
0
0
0
0
0
0
0
0
0
0
0
0
0
0
0
0
0
0
0
0
0
0
0
0
0
0
0
0
0
0
0
0
0
0
0
0
0
0
0
0
0
0
0
0
0
0
0
0
0
0
0
0
0
0
0
0
0
0
0
0
0
0
0
0
0
0
0
0
0
0
0
0
0
0
0
0
0
0
0
0
0
0
0
0
0
0
0
0
0
0
0
0
0
0
0
0
0
0
0
0
0
0
0
0
0
0
0
0
0
0
0
0
0
0
0
0
0
0
0
0
0
0
0
0
0
0
0
0
0
0
0
0
0
0
0
0
0
0
0
0
0
0
0
0
0
0
0
0
0
0
0
0
0
0
0
0
0
0
0
0
0
0
0
0
0
0
0
0
0
0
0
0
0
0
0
0
0
0
0
0
0
0
0
0
0
0
0
0
0
0
0
0
0
0
0
0
0
0
0
0
0
0
0
0
0
0
0
0
0
0
0
0
0
0
0
0
0
0
0
0
0
0
0
0
0
0
0
0
0
0
0
0
0
0
0
0
0
0
0
0
0
0
0
0
0
0
0
0
0
0
0
0
0
0
0
0
0
0
0
0
0
0
0
0
0
0
0
0
0
0
0
0
0
0
0
0
0
0
0
0
0
0
0
0
0
0
0
0
0
0
0
0
0
0
0
0
0
0
0
0
0
0
0
0
0
0
0
0
0
0
0
0
0
0
0
0
0
0
0
0
0
0
0
0
0
0
0
0
0
0
0
0
0
0
0
0
0
0
0
0
0
0
0
0
0
0
0
0
0
0
0
0
0
0
0
0
0
0
0
0
0
0
0
0
0
0
0
0
0
0
0
0
0
0
0
0
0
0
0
0
0
0
0
0
0
0
0
0
0
0
0
0
0
0
0
0
0
0
0
0
0
0
0
0
0
0
0
0
0
0
0
0
0
0
0
0
0
0
0
0
0
0
0
0
0
0
0
0
0
0
0
0
0
0
0
0
0
0
0
0
0
0
0
0
0
0
0
0
0
0
0
0
0
0
0
0
0
0
0
0
0
0
0
0
0
0
0
0
0
0
0
0
0
0
0
0
0
0
0
0
0
0
0
0
0
0
0
0
0
0
0
0
0
0
0
0
0
0
0
0
0
0
0
0
0
0
0
0
0
0
0
0
0
0
0
0
0
0
0
0
0
0
0
0
0
0
0
0
0
0
0
0
0
0
0
0
0
0
0
0
0
0
0
0
0
0
0
0
0
0
0
0
0
0
0
0
0
0
0
0
0
0
0
0
0
0
0
0
0
0
0
0
0
0
0
0
0
0
0
0
0
0
0
0
0
0
0
0
0
0
0
0
0
0
0
0
0
0
0
0
0
0
0
0
0
0
0
0
0
0
0
0
0
0
0
0
0
0
0
0
0
0
0
0
0
0
0
0
0
0
0
0
0
0
0
0
0
0
0
0
0
0
0
0
0
0
0
0
0
0
0
0
0
0
0
0
0
0
0
0
0
0
0
0
0
0
0
0
0
0
0
0
0
0
0
0
0
0
0
0
0
0
0
0
0
0
0
0
0
0
0
0
0
0
0
0
0
0
0
0
0
0
0
0
0
0
0
0
0
0
0
0
0
0
0
0
0
0
0
0
0
0
0
0
0
0
0
0
0
0
0
0
0
0
0
0
0
0
0
0
0
0
0
0
0
0
0
0
0
0
0
0
0
0
0
0
0
0
0
0
0
0
0
0
0
0
0
0
0
0
0
0
0
0
0
0
0
0
0
0
0
0
0
0
0
0
0
0
0
0
0
0
0
0
0
0
0
0
0
0
0
0
0
0
0
0
0
0
0
0
0
0
0
0
0
0
0
0
0
0
0
0
0
0
0
0
0
0
0
0
0
0
0
0
0
0
0
0
0
0
0
0
0
0
0
0
0
0
0
0
0
0
0
0
0
0
0
0
0
0
0
0
0
0
0
0
0
0
0
0
0
0
0
0
0
0
0
0
0
0
0
0
0
0
0
0
0
0
0
0
0
0
0
0
0
0
0
0
0
0
0
0
0
0
0
0
0
0
0
0
0
0
0
0
0
0
0
0
0
0
0
0
0
0
0
0
0
0
0
0
0
0
0
0
0
0
0
0
0
0
0
0
0
0
0
0
0
0
0
0
0
0
0
0
0
0
0
0
0
0
0
0
0
0
0
0
0
0
0
0
0
0
0
0
0
0
0
0
0
0
0
0
0
0
0
0
0
0
0
0
0
0
0
0
0
0
0
0
0
0
0
0
0
0
0
0
0
0
0
0
0
0
0
0
0
0
0
0
0
0
0
0
0
0
0
0
0
0
0
0
0
0
0
0
0
0
0
0
0
0
0
0
0
0
0
0
0
0
0
0
0
0
0
0
0
0
0
0
0
0
0
0
0
0
0
0
0
0
0
0
0
0
0
0
0
0
0
0
0
0
0
0
0
0
0
0
0
0
0
0
0
0
0
0
0
0
0
0
0
0
0
0
0
0
0
0
0
0
0
0
0
0
0
0
0
0
0
0
0
0
0
0
0
0
0
0
0
0
0
0
0
0
0
0
0
0
0
0
0
0
0
0
0
0
0
0
0
0
0
0
0
0
0
0
0
0
0
0
0
0
0
0
0
0
0
0
0
0
0
0
0
0
0
0
0
0
0
0
0
0
0
0
0
0
0
0
0
0
0
0
0
0
0
0
0
0
0
0
0
0
0
0
0
0
0
0
0
0
0
0
0
0
0
0
0
0
0
0
0
0
0
0
0
0
0
0
0
0
0
0
0
0
0
0
0
0
0
0
0
0
0
0
0
0
0
0
0
0
0
0
0
0
0
0
0
0
0
0
0
0
0
0
0
0
0
0
0
0
0
0
0
0
0
0
0
0
0
0
0
0
0
0
0
0
0
0
0
0
0
0
0
0
0
0
0
0
0
0
0
0
0
0
0
0
0
0
0
0
0
0
0
0
0
0
0
0
0
0
0
0
0
0
0
0
0
0
0
0
0
0
0
0
0
0
0
0
0
0
0
0
0
0
0
0
0
0
0
0
0
0
0
0
0
0
0
0
0
0
0
0
0
0
0
0
0
0
0
0
0
0
0
0
0
0
0
0
0
0
0
0
0
0
0
0
0
0
0
0
0
0
0
0
0
0
0
0
0
0
0
0
0
0
0
0
0
0
0
0
0
0
0
0
0
0
0
0
0
0
0
0
0
0
0
0
0
0
0
0
0
0
0
0
0
0
0
0
0
0
0
0
0
0
0
0
0
0
0
0
0
0
0
0
0
0
0
0
0
0
0
0
0
0
0
0
0
0
0
0
0
0
0
0
0
0
0
0
0
0
0
0
0
0
0
0
0
0
0
0
0
0
0
0
0
0
0
0
0
0
0
0
0
0
0
0
0
0
0
0
0
0
0
0
0
0
0
0
0
0
0
0
0
0
0
0
0
0
0
0
0
0
0
0
0
0
0
0
0
0
0
0
0
0
0
0
0
0
0
0
0
0
0
0
0
0
0
0
0
0
0
0
0
0
0
0
0
0
0
0
0
0
0
0
0
0
0
0
0
0
0
0
0
0
0
0
0
0
0
0
0
0
0
0
0
0
0
0
0
0
0
0
0
0
0
0
0
0
0
0
0
0
0
0
0
0
0
0
0
0
0
0
0
0
0
0
0
0
0
0
0
0
0
0
0
0
0
0
0
0
0
0
0
0
0
0
0
0
0
0
0
0
0
0
0
0
0
0
0
0
0
0
0
0
0
0
0
0
0
0
0
0
0
0
0
0
0
0
0
0
0
0
0
0
0
0
0
0
0
0
0
0
0
0
0
0
0
0
0
0
0
0
0
0
0
0
0
0
0
0
0
0
0
0
0
0
0
0
0
0
0
0
0
0
0
0
0
0
0
0
0
0
0
0
0
0
0
0
0
0
0
0
0
0
0
0
0
0
0
0
0
0
0
0
0
0
0
0
0
0
0
0
0
0
0
0
0
0
0
0
0
0
0
0
0
0
0
0
0
0
0
0
0
0
0
0
0
0
0
0
0
0
0
0
0
0
0
0
0
0
0
0
0
0
0
0
0
0
0
0
0
0
0
0
0
0
0
0
0
0
0
0
0
0
0
0
0
0
0
0
0
0
0
0
0
0
0
0
0
0
0
0
0
0
0
0
0
0
0
0
0
0
0
0
0
0
0
0
0
0
0
0
0
0
0
0
0
0
0
0
0
0
0
0
0
0
0
0
0
0
0
0
0
0
0
0
0
0
0
0
0
0
0
0
0
0
0
0
0
0
0
0
0
0
0
0
0
0
0
0
0
0
0
0
0
0
0
0
0
0
0
0
0
0
0
0
0
0
0
0
0
0
0
0
0
0
0
0
0
0
0
0
0
0
0
0
0
0
0
0
0
0
0
0
0
0
0
0
0
0
0
0
0
0
0
0
0
0
0
0
0
0
0
0
0
0
0
0
0
0
0
0
0
0
0
0
0
0
0
0
0
0
0
0
0
0
0
0
0
0
0
0
0
0
0
0
0
0
0
0
0
0
0
0
0
0
0
0
0
0
0
0
0
0
0
0
0
0
0
0
0
0
0
0
0
0
0
0
0
0
0
0
0
0
0
0
0
0
0
0
0
0
0
0
0
0
0
0
0
0
0
0
0
0
0
0
0
0
0
0
0
0
0
0
0
0
0
0
0
0
0
0
0
0
0
0
0
0
0
0
0
0
0
0
0
0
0
0
0
0
0
0
0
0
0
0
0
0
0
0
0
0
0
0
0
0
0
0
0
0
0
0
0
0
0
0
0
0
0
0
0
0
0
0
0
0
0
0
0
0
0
0
0
0
0
0
0
0
0
0
0
0
0
0
0
0
0
0
0
0
0
0
0
0
0
0
0
0
0
0
0
0
0
0
0
0
0
0
0
0
0
0
0
0
0
0
0
0
0
0
0
0
0
0
0
0
0
0
0
0
0
0
0
0
0
0
0
0
0
0
0
0
0
0
0
0
0
0
0
0
0
0
0
0
0
0
0
0
0
0
0
0
0
0
0
0
0
0
0
0
0
0
0
0
0
0
0
0
0
0
0
0
0
0
0
0
0
0
0
0
0
0
0
0
0
0
0
0
0
0
0
0
0
0
0
0
0
0
0
0
0
0
0
0
0
0
0
0
0
0
0
0
0
0
0
0
0
0
0
0
0
0
0
0
0
0
0
0
0
0
0
0
0
0
0
0
0
0
0
0
0
0
0
0
0
0
0
0
0
0
0
0
0
0
0
0
0
0
0
0
0
0
0
0
0
0
0
0
0
0
0
0
0
0
0
0
0
0
0
0
0
0
0
0
0
0
0
0
0
0
0
0
0
0
0
0
0
0
0
0
0
0
0
0
0
0
0
0
0
0
0
0
0
0
0
0
0
0
0
0
0
0
0
0
0
0
0
0
0
0
0
0
0
0
0
0
0
0
0
0
0
0
0
0
0
0
0
0
0
0
0
0
0
0
0
0
0
0
0
0
0
0
0
0
0
0
0
0
0
0
0
0
0
0
0
0
0
0
0
0
0
0
0
0
0
0
0
0
0
0
0
0
0
0
0
0
0
0
0
0
0
0
0
0
0
0
0
0
0
0
0
0
0
0
0
0
0
0
0
0
0
0
0
0
0
0
0
0
0
0
0
0
0
0
0
0
0
0
0
0
0
0
0
0
0
0
0
0
0
0
0
0
0
0
0
0
0
0
0
0
0
0
0
0
0
0
0
0
0
0
0
0
0
0
0
0
0
0
0
0
0
0
0
0
0
0
0
0
0
0
0
0
0
0
0
0
0
0
0
0
0
0
0
0
0
0
0
0
0
0
0
0
0
0
0
0
0
0
0
0
0
0
0
0
0
0
0
0
0
0
0
0
0
0
0
0
0
0
0
0
0
0
0
0
0
0
0
0
0
0
0
0
0
0
0
0
0
0
0
0
0
0
0
0
0
0
0
0
0
0
0
0
0
0
0
0
0
0
0
0
0
0
0
0
0
0
0
0
0
0
0
0
0
0
0
0
0
0
0
0
0
0
0
0
0
0
0
0
0
0
0
0
0
0
0
0
0
0
0
0
0
0
0
0
0
0
0
0
0
0
0
0
0
0
0
0
0
0
0
0
0
0
0
0
0
0
0
0
0
0
0
0
0
0
0
0
0
0
0
0
0
0
0
0
0
0
0
0
0
0
0
0
0
0
0
0
0
0
0
0
0
0
0
0
0
0
0
0
0
0
0
0
0
0
0
0
0
0
0
0
0
0
0
0
0
0
0
0
0
0
0
0
0
0
0
0
0
0
0
0
0
0
0
0
0
0
0
0
0
0
0
0
0
0
0
0
0
0
0
0
0
0
0
0
0
0
0
0
0
0
0
0
0
0
0
0
0
0
0
0
0
0
0
0
0
0
0
0
0
0
0
0
0
0
0
0
0
0
0
0
0
0
0
0
0
0
0
0
0
0
0
0
0
0
0
0
0
0
0
0
0
0
0
0
0
0
0
0
0
0
0
0
0
0
0
0
0
0
0
0
0
0
0
0
0
0
0
0
0
0
0
0
0
0
0
0
0
0
0
0
0
0
0
0
0
0
0
0
0
0
0
0
0
0
0
0
0
0
0
0
0
0
0
0
0
0
0
0
0
0
0
0
0
0
0
0
0
0
0
0
0
0
0
0
0
0
0
0
0
0
0
0
0
0
0
0
0
0
0
0
0
0
0
0
0
0
0
0
0
0
0
0
0
0
0
0
0
0
0
0
0
0
0
0
0
0
0
0
0
0
0
0
0
0
0
0
0
0
0
0
0
0
0
0
0
0
0
0
0
0
0
0
0
0
0
0
0
0
0
0
0
0
0
0
0
0
0
0
0
0
0
0
0
0
0
0
0
0
0
0
0
0
0
0
0
0
0
0
0
0
0
0
0
0
0
0
0
0
0
0
0
0
0
0
0
0
0
0
0
0
0
0
0
0
0
0
0
0
0
0
0
0
0
0
0
0
0
0
0
0
0
0
0
0
0
0
0
0
0
0
0
0
0
0
0
0
0
0
0
0
0
0
0
0
0
0
0
0
0
0
0
0
0
0
0
0
0
0
0
0
0
0
0
0
0
0
0
0
0
0
0
0
0
0
0
0
0
0
0
0
0
0
0
0
0
0
0
0
0
0
0
0
0
0
0
0
0
0
0
0
0
0
0
0
0
0
0
0
0
0
0
0
0
0
0
0
0
0
0
0
0
0
0
0
0
0
0
0
0
0
0
0
0
0
0
0
0
0
0
0
0
0
0
0
0
0
0
0
0
0
0
0
0
0
0
0
0
0
0
0
0
0
0
0
0
0
0
0
0
0
0
0
0
0
0
0
0
0
0
0
0
0
0
0
0
0
0
0
0
0
0
0
0
0
0
0
0
0
0
0
0
0
0
0
0
0
0
0
0
0
0
0
0
0
0
0
0
0
0
0
0
0
0
0
0
0
0
0
0
0
0
0
0
0
0
0
0
0
0
0
0
0
0
0
0
0
0
0
0
0
0
0
0
0
0
0
0
0
0
0
0
0
0
0
0
0
0
0
0
0
0
0
0
0
0
0
0
0
0
0
0
0
0
0
0
0
0
0
0
0
0
0
0
0
0
0
0
0
0
0
0
0
0
0
0
0
0
0
0
0
0
0
0
0
0
0
0
0
0
0
0
0
0
0
0
0
0
0
0
0
0
0
0
0
0
0
0
0
0
0
0
0
0
0
0
0
0
0
0
0
0
0
0
0
0
0
0
0
0
0
0
0
0
0
0
0
0
0
0
0
0
0
0
0
0
0
0
0
0
0
0
0
0
0
0
0
0
0
0
0
0
0
0
0
0
0
0
0
0
0
0
0
0
0
0
0
0
0
0
0
0
0
0
0
0
0
0
0
0
0
0
0
0
0
0
0
0
0
0
0
0
0
0
0
0
0
0
0
0
0
0
0
0
0
0
0
0
0
0
0
0
0
0
0
0
0
0
0
0
0
0
0
0
0
0
0
0
0
0
0
0
0
0
0
0
0
0
0
0
0
0
0
0
0
0
0
0
0
0
0
0
0
0
0
0
0
0
0
0
0
0
0
0
0
0
0
0
0
0
0
0
0
0
0
0
0
0
0
0
0
0
0
0
0
0
0
0
0
0
0
0
0
0
0
0
0
0
0
0
0
0
0
0
0
0
0
0
0
0
0
0
0
0
0
0
0
0
0
0
0
0
0
0
0
0
0
0
0
0
0
0
0
0
0
0
0
0
0
0
0
0
0
0
0
0
0
0
0
0
0
0
0
0
0
0
0
0
0
0
0
0
0
0
0
0
0
0
0
0
0
0
0
0
0
0
0
0
0
0
0
0
0
0
0
0
0
0
0
0
0
0
0
0
0
0
0
0
0
0
0
0
0
0
0
0
0
0
0
0
0
0
0
0
0
0
0
0
0
0
0
0
0
0
0
0
0
0
0
0
0
0
0
0
0
0
0
0
0
0
0
0
0
0
0
0
0
0
0
0
0
0
0
0
0
0
0
0
0
0
0
0
0
0
0
0
0
0
0
0
0
0
0
0
0
0
0
0
0
0
0
0
0
0
0
0
0
0
0
0
0
0
0
0
0
0
0
0
0
0
0
0
0
0
0
0
0
0
0
0
0
0
0
0
0
0
0
0
0
0
0
0
0
0
0
0
0
0
0
0
0
0
0
0
0
0
0
0
0
0
0
0
0
0
0
0
0
0
0
0
0
0
0
0
0
0
0
0
0
0
0
0
0
0
0
0
0
0
0
0
0
0
0
0
0
0
0
0
0
0
0
0
0
0
0
0
0
0
0
0
0
0
0
0
0
0
0
0
0
0
0
0
0
0
0
0
0
0
0
0
0
0
0
0
0
0
0
0
0
0
0
0
0
0
0
0
0
0
0
0
0
0
0
0
0
0
0
0
0
0
0
0
0
0
0
0
0
0
0
0
0
0
0
0
0
0
0
0
0
0
0
0
0
0
0
0
0
0
0
0
0
0
0
0
0
0
0
0
0
0
0
0
0
0
0
0
0
0
0
0
0
0
0
0
0
0
0
0
0
0
0
0
0
0
0
0
0
0
0
0
0
0
0
0
0
0
0
0
0
0
0
0
0
0
0
0
0
0
0
0
0
0
0
0
0
0
0
0
0
0
0
0
0
0
0
0
0
0
0
0
0
0
0
0
0
0
0
0
0
0
0
0
0
0
0
0
0
0
0
0
0
0
0
0
0
0
0
0
0
0
0
0
0
0
0
0
0
0
0
0
0
0
0
0
0
0
0
0
0
0
0
0
0
0
0
0
0
0
0
0
0
0
0
0
0
0
0
0
0
0
0
0
0
0
0
0
0
0
0
0
0
0
0
0
0
0
0
0
0
0
0
0
0
0
0
0
0
0
0
0
0
0
0
0
0
0
0
0
0
0
0
0
0
0
0
0
0
0
0
0
0
0
0
0
0
0
0
0
0
0
0
0
0
0
0
0
0
0
0
0
0
0
0
0
0
0
0
0
0
0
0
0
0
0
0
0
0
0
0
0
0
0
0
0
0
0
0
0
0
0
0
0
0
0
0
0
0
0
0
0
0
0
0
0
0
0
0
0
0
0
0
0
0
0
0
0
0
0
0
0
0
0
0
0
0
0
0
0
0
0
0
0
0
0
0
0
0
0
0
0
0
0
0
0
0
0
0
0
0
0
0
0
0
0
0
0
0
0
0
0
0
0
0
0
0
0
0
0
0
0
0
0
0
0
0
0
0
0
0
0
0
0
0
0
0
0
0
0
0
0
0
0
0
0
0
0
0
0
0
0
0
0
0
0
0
0
0
0
0
0
0
0
0
0
0
0
0
0
0
0
0
0
0
0
0
0
0
0
0
0
0
0
0
0
0
0
0
0
0
0
0
0
0
0
0
0
0
0
0
0
0
0
0
0
0
0
0
0
0
0
0
0
0
0
0
0
0
0
0
0
0
0
0
0
0
0
0
0
0
0
0
0
0
0
0
0
0
0
0
0
0
0
0
0
0
0
0
0
0
0
0
0
0
0
0
0
0
0
0
0
0
0
0
0
0
0
0
0
0
0
0
0
0
0
0
0
0
0
0
0
0
0
0
0
0
0
0
0
0
0
0
0
0
0
0
0
0
0
0
0
0
0
0
0
0
0
0
0
0
0
0
0
0
0
0
0
0
0
0
0
0
0
0
0
0
0
0
0
0
0
0
0
0
0
0
0
0
0
0
0
0
0
0
0
0
0
0
0
0
0
0
0
0
0
0
0
0
0
0
0
0
0
0
0
0
0
0
0
0
0
0
0
0
0
0
0
0
0
0
0
0
0
0
0
0
0
0
0
0
0
0
0
0
0
0
0
0
0
0
0
0
0
0
0
0
0
0
0
0
0
0
0
0
0
0
0
0
0
0
0
0
0
0
0
0
0
0
0
0
0
0
0
0
0
0
0
0
0
0
0
0
0
0
0
0
0
0
0
0
0
0
0
0
0
0
0
0
0
0
0
0
0
0
0
0
0
0
0
0
0
0
0
0
0
0
0
0
0
0
0
0
0
0
0
0
0
0
0
0
0
0
0
0
0
0
0
0
0
0
0
0
0
0
0
0
0
0
0
0
0
0
0
0
0
0
0
0
0
0
0
0
0
0
0
0
0
0
0
0
0
0
0
0
0
0
0
0
0
0
0
0
0
0
0
0
0
0
0
0
0
0
0
0
0
0
0
0
0
0
0
0
0
0
0
0
0
0
0
0
0
0
0
0
0
0
0
0
0
0
0
0
0
0
0
0
0
0
0
0
0
0
0
0
0
0
0
0
0
0
0
0
0
0
0
0
0
0
0
0
0
0
0
0
0
0
0
0
0
0
0
0
0
0
0
0
0
0
0
0
0
0
0
0
0
0
0
0
0
0
0
0
0
0
0
0
0
0
0
0
0
0
0
0
0
0
0
0
0
0
0
0
0
0
0
0
0
0
0
0
0
0
0
0
0
0
0
0
0
0
0
0
0
0
0
0
0
0
0
0
0
0
0
0
0
0
0
0
0
0
0
0
0
0
0
0
0
0
0
0
0
0
0
0
0
0
0
0
0
0
0
0
0
0
0
0
0
0
0
0
0
0
0
0
0
0
0
0
0
0
0
0
0
0
0
0
0
0
0
0
0
0
0
0
0
0
0
0
0
0
0
0
0
0
0
0
0
0
0
0
0
0
0
0
0
0
0
0
0
0
0
0
0
0
0
0
0
0
0
0
0
0
0
0
0
0
0
0
0
0
0
0
0
0
0
0
0
0
0
0
0
0
0
0
0
0
0
0
0
0
0
0
0
0
0
0
0
0
0
0
0
0
0
0
0
0
0
0
0
0
0
0
0
0
0
0
0
0
0
0
0
0
0
0
0
0
0
0
0
0
0
0
0
0
0
0
0
0
0
0
0
0
0
0
0
0
0
0
0
0
0
0
0
0
0
0
0
0
0
0
0
0
0
0
0
0
0
0
0
0
0
0
0
0
0
0
0
0
0
0
0
0
0
0
0
0
0
0
0
0
0
0
0
0
0
0
0
0
0
0
0
0
0
0
0
0
0
0
0
0
0
0
0
0
0
0
0
0
0
0
0
0
0
0
0
0
0
0
0
0
0
0
0
0
0
0
0
0
0
0
0
0
0
0
0
0
0
0
0
0
0
0
0
0
0
0
0
0
0
0
0
0
0
0
0
0
0
0
0
0
0
0
0
0
0
0
0
0
0
0
0
0
0
0
0
0
0
0
0
0
0
0
0
0
0
0
0
0
0
0
0
0
0
0
0
0
0
0
0
0
0
0
0
0
0
0
0
0
0
0
0
0
0
0
0
0
0
0
0
0
0
0
0
0
0
0
0
0
0
0
0
0
0
0
0
0
0
0
0
0
0
0
0
0
0
0
0
0
0
0
0
0
0
0
0
0
0
0
0
0
0
0
0
0
0
0
0
0
0
0
0
0
0
0
0
0
0
0
0
0
0
0
0
0
0
0
0
0
0
0
0
0
0
0
0
0
0
0
0
0
0
0
0
0
0
0
0
0
0
0
0
0
0
0
0
0
0
0
0
0
0
0
0
0
0
0
0
0
0
0
0
0
0
0
0
0
0
0
0
0
0
0
0
0
0
0
0
0
0
0
0
0
0
0
0
0
0
0
0
0
0
0
0
0
0
0
0
0
0
0
0
0
0
0
0
0
0
0
0
0
0
0
0
0
0
0
0
0
0
0
0
0
0
0
0
0
0
0
0
0
0
0
0
0
0
0
0
0
0
0
0
0
0
0
0
0
0
0
0
0
0
0
0
0
0
0
0
0
0
0
0
0
0
0
0
0
0
0
0
0
0
0
0
0
0
0
0
0
0
0
0
0
0
0
0
0
0
0
0
0
0
0
0
0
0
0
0
0
0
0
0
0
0
0
0
0
0
0
0
0
0
0
0
0
0
0
0
0
0
0
0
0
0
0
0
0
0
0
0
0
0
0
0
0
0
0
0
0
0
0
0
0
0
0
0
0
0
0
0
0
0
0
0
0
0
0
0
0
0
0
0
0
0
0
0
0
0
0
0
0
0
0
0
0
0
0
0
0
0
0
0
0
0
0
0
0
0
0
0
0
0
0
0
0
0
0
0
0
0
0
0
0
0
0
0
0
0
0
0
0
0
0
0
0
0
0
0
0
0
0
0
0
0
0
0
0
0
0
0
0
0
0
0
0
0
0
0
0
0
0
0
0
0
0
0
0
0
0
0
0
0
0
0
0
0
0
0
0
0
0
0
0
0
0
0
0
0
0
0
0
0
0
0
0
0
0
0
0
0
0
0
0
0
0
0
0
0
0
0
0
0
0
0
0
0
0
0
0
0
0
0
0
0
0
0
0
0
0
0
0
0
0
0
0
0
0
0
0
0
0
0
0
0
0
0
0
0
0
0
0
0
0
0
0
0
0
0
0
0
0
0
0
0
0
0
0
0
0
0
0
0
0
0
0
0
0
0
0
0
0
0
0
0
0
0
0
0
0
0
0
0
0
0
0
0
0
0
0
0
0
0
0
0
0
0
0
0
0
0
0
0
0
0
0
0
0
0
0
0
0
0
0
0
0
0
0
0
0
0
0
0
0
0
0
0
0
0
0
0
0
0
0
0
0
0
0
0
0
0
0
0
0
0
0
0
0
0
0
0
0
0
0
0
0
0
0
0
0
0
0
0
0
0
0
0
0
0
0
0
0
0
0
0
0
0
0
0
0
0
0
0
0
0
0
0
0
0
0
0
0
0
0
0
0
0
0
0
0
0
0
0
0
0
0
0
0
0
0
0
0
0
0
0
0
0
0
0
0
0
0
0
0
0
0
0
0
0
0
0
0
0
0
0
0
0
0
0
0
0
0
0
0
0
0
0
0
0
0
0
0
0
0
0
0
0
0
0
0
0
0
0
0
0
0
0
0
0
0
0
0
0
0
0
0
0
0
0
0
0
0
0
0
0
0
0
0
0
0
0
0
0
0
0
0
0
0
0
0
0
0
0
0
0
0
0
0
0
0
0
0
0
0
0
0
0
0
0
0
0
0
0
0
0
0
0
0
0
0
0
0
0
0
0
0
0
0
0
0
0
0
0
0
0
0
0
0
0
0
0
0
0
0
0
0
0
0
0
0
0
0
0
0
0
0
0
0
0
0
0
0
0
0
0
0
0
0
0
0
0
0
0
0
0
0
0
0
0
0
0
0
0
0
0
0
0
0
0
0
0
0
0
0
0
0
0
0
0
0
0
0
0
0
0
0
0
0
0
0
0
0
0
0
0
0
0
0
0
0
0
0
0
0
0
0
0
0
0
0
0
0
0
0
0
0
0
0
0
0
0
0
0
0
0
0
0
0
0
0
0
0
0
0
0
0
0
0
0
0
0
0
0
0
0
0
0
0
0
0
0
0
0
0
0
0
0
0
0
0
0
0
0
0
0
0
0
0
0
0
0
0
0
0
0
0
0
0
0
0
0
0
0
0
0
0
0
0
0
0
0
0
0
0
0
0
0
0
0
0
0
0
0
0
0
0
0
0
0
0
0
0
0
0
0
0
0
0
0
0
0
0
0
0
0
0
0
0
0
0
0
0
0
0
0
0
0
0
0
0
0
0
0
0
0
0
0
0
0
0
0
0
0
0
0
0
0
0
0
0
0
0
0
0
0
0
0
0
0
0
0
0
0
0
0
0
0
0
0
0
0
0
0
0
0
0
0
0
0
0
0
0
0
0
0
0
0
0
0
0
0
0
0
0
0
0
0
0
0
0
0
0
0
0
0
0
0
0
0
0
0
0
0
0
0
0
0
0
0
0
0
0
0
0
0
0
0
0
0
0
0
0
0
0
0
0
0
0
0
0
0
0
0
0
0
0
0
0
0
0
0
0
0
0
0
0
0
0
0
0
0
0
0
0
0
0
0
0
0
0
0
0
0
0
0
0
0
0
0
0
0
0
0
0
0
0
0
0
0
0
0
0
0
0
0
0
0
0
0
0
0
0
0
0
0
0
0
0
0
0
0
0
0
0
0
0
0
0
0
0
0
0
0
0
0
0
0
0
0
0
0
0
0
0
0
0
0
0
0
0
0
0
0
0
0
0
0
0
0
0
0
0
0
0
0
0
0
0
0
0
0
0
0
0
0
0
0
0
0
0
0
0
0
0
0
0
0
0
0
0
0
0
0
0
0
0
0
0
0
0
0
0
0
0
0
0
0
0
0
0
0
0
0
0
0
0
0
0
0
0
0
0
0
0
0
0
0
0
0
0
0
0
0
0
0
0
0
0
0
0
0
0
0
0
0
0
0
0
0
0
0
0
0
0
0
0
0
0
0
0
0
0
0
0
0
0
0
0
0
0
0
0
0
0
0
0
0
0
0
0
0
0
0
0
0
0
0
0
0
0
0
0
0
0
0
0
0
0
0
0
0
0
0
0
0
0
0
0
0
0
0
0
0
0
0
0
0
0
0
0
0
0
0
0
0
0
0
0
0
0
0
0
0
0
0
0
0
0
0
0
0
0
0
0
0
0
0
0
0
0
0
0
0
0
0
0
0
0
0
0
0
0
0
0
0
0
0
0
0
0
0
0
0
0
0
0
0
0
0
0
0
0
0
0
0
0
0
0
0
0
0
0
0
0
0
0
0
0
0
0
0
0
0
0
0
0
0
0
0
0
0
0
0
0
0
0
0
0
0
0
0
0
0
0
0
0
0
0
0
0
0
0
0
0
0
0
0
0
0
0
0
0
0
0
0
0
0
0
0
0
0
0
0
0
0
0
0
0
0
0
0
0
0
0
0
0
0
0
0
0
0
0
0
0
0
0
0
0
0
0
0
0
0
0
0
0
0
0
0
0
0
0
0
0
0
0
0
0
0
0
0
0
0
0
0
0
0
0
0
0
0
0
0
0
0
0
0
0
0
0
0
0
0
0
0
0
0
0
0
0
0
0
0
0
0
0
0
0
0
0
0
0
0
0
0
0
0
0
0
0
0
0
0
0
0
0
0
0
0
0
0
0
0
0
0
0
0
0
0
0
0
0
0
0
0
0
0
0
0
0
0
0
0
0
0
0
0
0
0
0
0
0
0
0
0
0
0
0
0
0
0
0
0
0
0
0
0
0
0
0
0
0
0
0
0
0
0
0
0
0
0
0
0
0
0
0
0
0
0
0
0
0
0
0
0
0
0
0
0
0
0
0
0
0
0
0
0
0
0
0
0
0
0
0
0
0
0
0
0
0
0
0
0
0
0
0
0
0
0
0
0
0
0
0
0
0
0
0
0
0
0
0
0
0
0
0
0
0
0
0
0
0
0
0
0
0
0
0
0
0
0
0
0
0
0
0
0
0
0
0
0
0
0
0
0
0
0
0
0
0
0
0
0
0
0
0
0
0
0
0
0
0
0
0
0
0
0
0
0
0
0
0
0
0
0
0
0
0
0
0
0
0
0
0
0
0
0
0
0
0
0
0
0
0
0
0
0
0
0
0
0
0
0
0
0
0
0
0
0
0
0
0
0
0
0
0
0
0
0
0
0
0
0
0
0
0
0
0
0
0
0
0
0
0
0
0
0
0
0
0
0
0
0
0
0
0
0
0
0
0
0
0
0
0
0
0
0
0
0
0
0
0
0
0
0
0
0
0
0
0
0
0
0
0
0
0
0
0
0
0
0
0
0
0
0
0
0
0
0
0
0
0
0
0
0
0
0
0
0
0
0
0
0
0
0
0
0
0
0
0
0
0
0
0
0
0
0
0
0
0
0
0
0
0
0
0
0
0
0
0
0
0
0
0
0
0
0
0
0
0
0
0
0
0
0
0
0
0
0
0
0
0
0
0
0
0
0
0
0
0
0
0
0
0
0
0
0
0
0
0
0
0
0
0
0
0
0
0
0
0
0
0
0
0
0
0
0
0
0
0
0
0
0
0
0
0
0
0
0
0
0
0
0
0
0
0
0
0
0
0
0
0
0
0
0
0
0
0
0
0
0
0
0
0
0
0
0
0
0
0
0
0
0
0
0
0
0
0
0
0
0
0
0
0
0
0
0
0
0
0
0
0
0
0
0
0
0
0
0
0
0
0
0
0
0
0
0
0
0
0
0
0
0
0
0
0
0
0
0
0
0
0
0
0
0
0
0
0
0
0
0
0
0
0
0
0
0
0
0
0
0
0
0
0
0
0
0
0
0
0
0
0
0
0
0
0
0
0
0
0
0
0
0
0
0
0
0
0
0
0
0
0
0
0
0
0
0
0
0
0
0
0
0
0
0
0
0
0
0
0
0
0
0
0
0
0
0
0
0
0
0
0
0
0
0
0
0
0
0
0
0
0
0
0
0
0
0
0
0
0
0
0
0
0
0
0
0
0
0
0
0
0
0
0
0
0
0
0
0
0
0
0
0
0
0
0
0
0
0
0
0
0
0
0
0
0
0
0
0
0
0
0
0
0
0
0
0
0
0
0
0
0
0
0
0
0
0
0
0
0
0
0
0
0
0
0
0
0
0
0
0
0
0
0
0
0
0
0
0
0
0
0
0
0
0
0
0
0
0
0
0
0
0
0
0
0
0
0
0
0
0
0
0
0
0
0
0
0
0
0
0
0
0
0
0
0
0
0
0
0
0
0
0
0
0
0
0
0
0
0
0
0
0
0
0
0
0
0
0
0
0
0
0
0
0
0
0
0
0
0
0
0
0
0
0
0
0
0
0
0
0
0
0
0
0
0
0
0
0
0
0
0
0
0
0
0
0
0
0
0
0
0
0
0
0
0
0
0
0
0
0
0
0
0
0
0
0
0
0
0
0
0
0
0
0
0
0
0
0
0
0
0
0
0
0
0
0
0
0
0
0
0
0
0
0
0
0
0
0
0
0
0
0
0
0
0
0
0
0
0
0
0
0
0
0
0
0
0
0
0
0
0
0
0
0
0
0
0
0
0
0
0
0
0
0
0
0
0
0
0
0
0
0
0
0
0
0
0
0
0
0
0
0
0
0
0
0
0
0
0
0
0
0
0
0
0
0
0
0
0
0
0
0
0
0
0
0
0
0
0
0
0
0
0
0
0
0
0
0
0
0
0
0
0
0
0
0
0
0
0
0
0
0
0
0
0
0
0
0
0
0
0
0
0
0
0
0
0
0
0
0
0
0
0
0
0
0
0
0
0
0
0
0
0
0
0
0
0
0
0
0
0
0
0
0
0
0
0
0
0
0
0
0
0
0
0
0
0
0
0
0
0
0
0
0
0
0
0
0
0
0
0
0
0
0
0
0
0
0
0
0
0
0
0
0
0
0
0
0
0
0
0
0
0
0
0
0
0
0
0
0
0
0
0
0
0
0
0
0
0
0
0
0
0
0
0
0
0
0
0
0
0
0
0
0
0
0
0
0
0
0
0
0
0
0
0
0
0
0
0
0
0
0
0
0
0
0
0
0
0
0
0
0
0
0
0
0
0
0
0
0
0
0
0
0
0
0
0
0
0
0
0
0
0
0
0
0
0
0
0
0
0
0
0
0
0
0
0
0
0
0
0
0
0
0
0
0
0
0
0
0
0
0
0
0
0
0
0
0
0
0
0
0
0
0
0
0
0
0
0
0
0
0
0
0
0
0
0
0
0
0
0
0
0
0
0
0
0
0
0
0
0
0
0
0
0
0
0
0
0
0
0
0
0
0
0
0
0
0
0
0
0
0
0
0
0
0
0
0
0
0
0
0
0
0
0
0
0
0
0
0
0
0
0
0
0
0
0
0
0
0
0
0
0
0
0
0
0
0
0
0
0
0
0
0
0
0
0
0
0
0
0
0
0
0
0
0
0
0
0
0
0
0
0
0
0
0
0
0
0
0
0
0
0
0
0
0
0
0
0
0
0
0
0
0
0
0
0
0
0
0
0
0
0
0
0
0
0
0
0
0
0
0
0
0
0
0
0
0
0
0
0
0
0
0
0
0
0
0
0
0
0
0
0
0
0
0
0
0
0
0
0
0
0
0
0
0
0
0
0
0
0
0
0
0
0
0
0
0
0
0
0
0
0
0
0
0
0
0
0
0
0
0
0
0
0
0
0
0
0
0
0
0
0
0
0
0
0
0
0
0
0
0
0
0
0
0
0
0
0
0
0
0
0
0
0
0
0
0
0
0
0
0
0
0
0
0
0
0
0
0
0
0
0
0
0
0
0
0
0
0
0
0
0
0
0
0
0
0
0
0
0
0
0
0
0
0
0
0
0
0
0
0
0
0
0
0
0
0
0
0
0
0
0
0
0
0
0
0
0
0
0
0
0
0
0
0
0
0
0
0
0
0
0
0
0
0
0
0
0
0
0
0
0
0
0
0
0
0
0
0
0
0
0
0
0
0
0
0
0
0
0
0
0
0
0
0
0
0
0
0
0
0
0
0
0
0
0
0
0
0
0
0
0
0
0
0
0
0
0
0
0
0
0
0
0
0
0
0
0
0
0
0
0
0
0
0
0
0
0
0
0
0
0
0
0
0
0
0
0
0
0
0
0
0
0
0
0
0
0
0
0
0
0
0
0
0
0
0
0
0
0
0
0
0
0
0
0
0
0
0
0
0
0
0
0
0
0
0
0
0
0
0
0
0
0
0
0
0
0
0
0
0
0
0
0
0
0
0
0
0
0
0
0
0
0
0
0
0
0
0
0
0
0
0
0
0
0
0
0
0
0
0
0
0
0
0
0
0
0
0
0
0
0
0
0
0
0
0
0
0
0
0
0
0
0
0
0
0
0
0
0
0
0
0
0
0
0
0
0
0
0
0
0
0
0
0
0
0
0
0
0
0
0
0
0
0
0
0
0
0
0
0
0
0
0
0
0
0
0
0
0
0
0
0
0
0
0
0
0
0
0
0
0
0
0
0
0
0
0
0
0
0
0
0
0
0
0
0
0
0
0
0
0
0
0
0
0
0
0
0
0
0
0
0
0
0
0
0
0
0
0
0
0
0
0
0
0
0
0
0
0
0
0
0
0
0
0
0
0
0
0
0
0
0
0
0
0
0
0
0
0
0
0
0
0
0
0
0
0
0
0
0
0
0
0
0
0
0
0
0
0
0
0
0
0
0
0
0
0
0
0
0
0
0
0
0
0
0
0
0
0
0
0
0
0
0
0
0
0
0
0
0
0
0
0
0
0
0
0
0
0
0
0
0
0
0
0
0
0
0
0
0
0
0
0
0
0
0
0
0
0
0
0
0
0
0
0
0
0
0
0
0
0
0
0
0
0
0
0
0
0
0
0
0
0
0
0
0
0
0
0
0
0
0
0
0
0
0
0
0
0
0
0
0
0
0
0
0
0
0
0
0
0
0
0
0
0
0
0
0
0
0
0
0
0
0
0
0
0
0
0
0
0
0
0
0
0
0
0
0
0
0
0
0
0
0
0
0
0
0
0
0
0
0
0
0
0
0
0
0
0
0
0
0
0
0
0
0
0
0
0
0
0
0
0
0
0
0
0
0
0
0
0
0
0
0
0
0
0
0
0
0
0
0
0
0
0
0
0
0
0
0
0
0
0
0
0
0
0
0
0
0
0
0
0
0
0
0
0
0
0
0
0
0
0
0
0
0
0
0
0
0
0
0
0
0
0
0
0
0
0
0
0
0
0
0
0
0
0
0
0
0
0
0
0
0
0
0
0
0
0
0
0
0
0
0
0
0
0
0
0
0
0
0
0
0
0
0
0
0
0
0
0
0
0
0
0
0
0
0
0
0
0
0
0
0
0
0
0
0
0
0
0
0
0
0
0
0
0
0
0
0
0
0
0
0
0
0
0
0
0
0
0
0
0
0
0
0
0
0
0
0
0
0
0
0
0
0
0
0
0
0
0
0
0
0
0
0
0
0
0
0
0
0
0
0
0
0
0
0
0
0
0
0
0
0
0
0
0
0
0
0
0
0
0
0
0
0
0
0
0
0
0
0
0
0
0
0
0
0
0
0
0
0
0
0
0
0
0
0
0
0
0
0
0
0
0
0
0
0
0
0
0
0
0
0
0
0
0
0
0
0
0
0
0
0
0
0
0
0
0
0
0
0
0
0
0
0
0
0
0
0
0
0
0
0
0
0
0
0
0
0
0
0
0
0
0
0
0
0
0
0
0
0
0
0
0
0
0
0
0
0
0
0
0
0
0
0
0
0
0
0
0
0
0
0
0
0
0
0
0
0
0
0
0
0
0
0
0
0
0
0
0
0
0
0
0
0
0
0
0
0
0
0
0
0
0
0
0
0
0
0
0
0
0
0
0
0
0
0
0
0
0
0
0
0
0
0
0
0
0
0
0
0
0
0
0
0
0
0
0
0
0
0
0
0
0
0
0
0
0
0
0
0
0
0
0
0
0
0
0
0
0
0
0
0
0
0
0
0
0
0
0
0
0
0
0
0
0
0
0
0
0
0
0
0
0
0
0
0
0
0
0
0
0
0
0
0
0
0
0
0
0
0
0
0
0
0
0
0
0
0
0
0
0
0
0
0
0
0
0
0
0
0
0
0
0
0
0
0
0
0
0
0
0
0
0
0
0
0
0
0
0
0
0
0
0
0
0
0
0
0
0
0
0
0
0
0
0
0
0
0
0
0
0
0
0
0
0
0
0
0
0
0
0
0
0
0
0
0
0
0
0
0
0
0
0
0
0
0
0
0
0
0
0
0
0
0
0
0
0
0
0
0
0
0
0
0
0
0
0
0
0
0
0
0
0
0
0
0
0
0
0
0
0
0
0
0
0
0
0
0
0
0
0
0
0
0
0
0
0
0
0
0
0
0
0
0
0
0
0
0
0
0
0
0
0
0
0
0
0
0
0
0
0
0
0
0
0
0
0
0
0
0
0
0
0
0
0
0
0
0
0
0
0
0
0
0
0
0
0
0
0
0
0
0
0
0
0
0
0
0
0
0
0
0
0
0
0
0
0
0
0
0
0
0
0
0
0
0
0
0
0
0
0
0
0
0
0
0
0
0
0
0
0
0
0
0
0
0
0
0
0
0
0
0
0
0
0
0
0
0
0
0
0
0
0
0
0
0
0
0
0
0
0
0
0
0
0
0
0
0
0
0
0
0
0
0
0
0
0
0
0
0
0
0
0
0
0
0
0
0
0
0
0
0
0
0
0
0
0
0
0
0
0
0
0
0
0
0
0
0
0
0
0
0
0
0
0
0
0
0
0
0
0
0
0
0
0
0
0
0
0
0
0
0
0
0
0
0
0
0
0
0
0
0
0
0
0
0
0
0
0
0
0
0
0
0
0
0
0
0
0
0
0
0
0
0
0
0
0
0
0
0
0
0
0
0
0
0
0
0
0
0
0
0
0
0
0
0
0
0
0
0
0
0
0
0
0
0
0
0
0
0
0
0
0
0
0
0
0
0
0
0
0
0
0
0
0
0
0
0
0
0
0
0
0
0
0
0
0
0
0
0
0
0
0
0
0
0
0
0
0
0
0
0
0
0
0
0
0
0
0
0
0
0
0
0
0
0
0
0
0
0
0
0
0
0
0
0
0
0
0
0
0
0
0
0
0
0
0
0
0
0
0
0
0
0
0
0
0
0
0
0
0
0
0
0
0
0
0
0
0
0
0
0
0
0
0
0
0
0
0
0
0
0
0
0
0
0
0
0
0
0
0
0
0
0
0
0
0
0
0
0
0
0
0
0
0
0
0
0
0
0
0
0
0
0
0
0
0
0
0
0
0
0
0
0
0
0
0
0
0
0
0
0
0
0
0
0
0
0
0
0
0
0
0
0
0
0
0
0
0
0
0
0
0
0
0
0
0
0
0
0
0
0
0
0
0
0
0
0
0
0
0
0
0
0
0
0
0
0
0
0
0
0
0
0
0
0
0
0
0
0
0
0
0
0
0
0
0
0
0
0
0
0
0
0
0
0
0
0
0
0
0
0
0
0
0
0
0
0
0
0
0
0
0
0
0
0
0
0
0
0
0
0
0
0
0
0
0
0
0
0
0
0
0
0
0
0
0
0
0
0
0
0
0
0
0
0
0
0
0
0
0
0
0
0
0
0
0
0
0
0
0
0
0
0
0
0
0
0
0
0
0
0
0
0
0
0
0
0
0
0
0
0
0
0
0
0
0
0
0
0
0
0
0
0
0
0
0
0
0
0
0
0
0
0
0
0
0
0
0
0
0
0
0
0
0
0
0
0
0
0
0
0
0
0
0
0
0
0
0
0
0
0
0
0
0
0
0
0
0
0
0
0
0
0
0
0
0
0
0
0
0
0
0
0
0
0
0
0
0
0
0
0
0
0
0
0
0
0
0
0
0
0
0
0
0
0
0
0
0
0
0
0
0
0
0
0
0
0
0
0
0
0
0
0
0
0
0
0
0
0
0
0
0
0
0
0
0
0
0
0
0
0
0
0
0
0
0
0
0
0
0
0
0
0
0
0
0
0
0
0
0
0
0
0
0
0
0
0
0
0
0
0
0
0
0
0
0
0
0
0
0
0
0
0
0
0
0
0
0
0
0
0
0
0
0
0
0
0
0
0
0
0
0
0
0
0
0
0
0
0
0
0
0
0
0
0
0
0
0
0
0
0
0
0
0
0
0
0
0
0
0
0
0
0
0
0
0
0
0
0
0
0
0
0
0
0
0
0
0
0
0
0
0
0
0
0
0
0
0
0
0
0
0
0
0
0
0
0
0
0
0
0
0
0
0
0
0
0
0
0
0
0
0
0
0
0
0
0
0
0
0
0
0
0
0
0
0
0
0
0
0
0
0
0
0
0
0
0
0
0
0
0
0
0
0
0
0
0
0
0
0
0
0
0
0
0
0
0
0
0
0
0
0
0
0
0
0
0
0
0
0
0
0
0
0
0
0
0
0
0
0
0
0
0
0
0
0
0
0
0
0
0
0
0
0
0
0
0
0
0
0
0
0
0
0
0
0
0
0
0
0
0
0
0
0
0
0
0
0
0
0
0
0
0
0
0
0
0
0
0
0
0
0
0
0
0
0
0
0
0
0
0
0
0
0
0
0
0
0
0
0
0
0
0
0
0
0
0
0
0
0
0
0
0
0
0
0
0
0
0
0
0
0
0
0
0
0
0
0
0
0
0
0
0
0
0
0
0
0
0
0
0
0
0
0
0
0
0
0
0
0
0
0
0
0
0
0
0
0
0
0
0
0
0
0
0
0
0
0
0
0
0
0
0
0
0
0
0
0
0
0
0
0
0
0
0
0
0
0
0
0
0
0
0
0
0
0
0
0
0
0
0
0
0
0
0
0
0
0
0
0
0
0
0
0
0
0
0
0
0
0
0
0
0
0
0
0
0
0
0
0
0
0
0
0
0
0
0
0
0
0
0
0
0
0
0
0
0
0
0
0
0
0
0
0
0
0
0
0
0
0
0
0
0
0
0
0
0
0
0
0
0
0
0
0
0
0
0
0
0
0
0
0
0
0
0
0
0
0
0
0
0
0
0
0
0
0
0
0
0
0
0
0
0
0
0
0
0
0
0
0
0
0
0
0
0
0
0
0
0
0
0
0
0
0
0
0
0
0
0
0
0
0
0
0
0
0
0
0
0
0
0
0
0
0
0
0
0
0
0
0
0
0
0
0
0
0
0
0
0
0
0
0
0
0
0
0
0
0
0
0
0
0
0
0
0
0
0
0
0
0
0
0
0
0
0
0
0
0
0
0
0
0
0
0
0
0
0
0
0
0
0
0
0
0
0
0
0
0
0
0
0
0
0
0
0
0
0
0
0
0
0
0
0
0
0
0
0
0
0
0
0
0
0
0
0
0
0
0
0
0
0
0
0
0
0
0
0
0
0
0
0
0
0
0
0
0
0
0
0
0
0
0
0
0
0
0
0
0
0
0
0
0
0
0
0
0
0
0
0
0
0
0
0
0
0
0
0
0
0
0
0
0
0
0
0
0
0
0
0
0
0
0
0
0
0
0
0
0
0
0
0
0
0
0
0
0
0
0
0
0
0
0
0
0
0
0
0
0
0
0
0
0
0
0
0
0
0
0
0
0
0
0
0
0
0
0
0
0
0
0
0
0
0
0
0
0
0
0
0
0
0
0
0
0
0
0
0
0
0
0
0
0
0
0
0
0
0
0
0
0
0
0
0
0
0
0
0
0
0
0
0
0
0
0
0
0
0
0
0
0
0
0
0
0
0
0
0
0
0
0
0
0
0
0
0
0
0
0
0
0
0
0
0
0
0
0
0
0
0
0
0
0
0
0
0
0
0
0
0
0
0
0
0
0
0
0
0
0
0
0
0
0
0
0
0
0
0
0
0
0
0
0
0
0
0
0
0
0
0
0
0
0
0
0
0
0
0
0
0
0
0
0
0
0
0
0
0
0
0
0
0
0
0
0
0
0
0
0
0
0
0
0
0
0
0
0
0
0
0
0
0
0
0
0
0
0
0
0
0
0
0
0
0
0
0
0
0
0
0
0
0
0
0
0
0
0
0
0
0
0
0
0
0
0
0
0
0
0
0
0
0
0
0
0
0
0
0
0
0
0
0
0
0
0
0
0
0
0
0
0
0
0
0
0
0
0
0
0
0
0
0
0
0
0
0
0
0
0
0
0
0
0
0
0
0
0
0
0
0
0
0
0
0
0
0
0
0
0
0
0
0
0
0
0
0
0
0
0
0
0
0
0
0
0
0
0
0
0
0
0
0
0
0
0
0
0
0
0
0
0
0
0
0
0
0
0
0
0
0
0
0
0
0
0
0
0
0
0
0
0
0
0
0
0
0
0
0
0
0
0
0
0
0
0
0
0
0
0
0
0
0
0
0
0
0
0
0
0
0
0
0
0
0
0
0
0
0
0
0
0
0
0
0
0
0
0
0
0
0
0
0
0
0
0
0
0
0
0
0
0
0
0
0
0
0
0
0
0
0
0
0
0
0
0
0
0
0
0
0
0
0
0
0
0
0
0
0
0
0
0
0
0
0
0
0
0
0
0
0
0
0
0
0
0
0
0
0
0
0
0
0
0
0
0
0
0
0
0
0
0
0
0
0
0
0
0
0
0
0
0
0
0
0
0
0
0
0
0
0
0
0
0
0
0
0
0
0
0
0
0
0
0
0
0
0
0
0
0
0
0
0
0
0
0
0
0
0
0
0
0
0
0
0
0
0
0
0
0
0
0
0
0
0
0
0
0
0
0
0
0
0
0
0
0
0
0
0
0
0
0
0
0
0
0
0
0
0
0
0
0
0
0
0
0
0
0
0
0
0
0
0
0
0
0
0
0
0
0
0
0
0
0
0
0
0
0
0
0
0
0
0
0
0
0
0
0
0
0
0
0
0
0
0
0
0
0
0
0
0
0
0
0
0
0
0
0
0
0
0
0
0
0
0
0
0
0
0
0
0
0
0
0
0
0
0
0
0
0
0
0
0
0
0
0
0
0
0
0
0
0
0
0
0
0
0
0
0
0
0
0
0
0
0
0
0
0
0
0
0
0
0
0
0
0
0
0
0
0
0
0
0
0
0
0
0
0
0
0
0
0
0
0
0
0
0
0
0
0
0
0
0
0
0
0
0
0
0
0
0
0
0
0
0
0
0
0
0
0
0
0
0
0
0
0
0
0
0
0
0
0
0
0
0
0
0
0
0
0
0
0
0
0
0
0
0
0
0
0
0
0
0
0
0
0
0
0
0
0
0
0
0
0
0
0
0
0
0
0
0
0
0
0
0
0
0
0
0
0
0
0
0
0
0
0
0
0
0
0
0
0
0
0
0
0
0
0
0
0
0
0
0
0
0
0
0
0
0
0
0
0
0
0
0
0
0
0
0
0
0
0
0
0
0
0
0
0
0
0
0
0
0
0
0
0
0
0
0
0
0
0
0
0
0
0
0
0
0
0
0
0
0
0
0
0
0
0
0
0
0
0
0
0
0
0
0
0
0
0
0
0
0
0
0
0
0
0
0
0
0
0
0
0
0
0
0
0
0
0
0
0
0
0
0
0
0
0
0
0
0
0
0
0
0
0
0
0
0
0
0
0
0
0
0
0
0
0
0
0
0
0
0
0
0
0
0
0
0
0
0
0
0
0
0
0
0
0
0
0
0
0
0
0
0
0
0
0
0
0
0
0
0
0
0
0
0
0
0
0
0
0
0
0
0
0
0
0
0
0
0
0
0
0
0
0
0
0
0
0
0
0
0
0
0
0
0
0
0
0
0
0
0
0
0
0
0
0
0
0
0
0
0
0
0
0
0
0
0
0
0
0
0
0
0
0
0
0
0
0
0
0
0
0
0
0
0
0
0
0
0
0
0
0
0
0
0
0
0
0
0
0
0
0
0
0
0
0
0
0
0
0
0
0
0
0
0
0
0
0
0
0
0
0
0
0
0
0
0
0
0
0
0
0
0
0
0
0
0
0
0
0
0
0
0
0
0
0
0
0
0
0
0
0
0
0
0
0
0
0
0
0
0
0
0
0
0
0
0
0
0
0
0
0
0
0
0
0
0
0
0
0
0
0
0
0
0
0
0
0
0
0
0
0
0
0
0
0
0
0
0
0
0
0
0
0
0
0
0
0
0
0
0
0
0
0
0
0
0
0
0
0
0
0
0
0
0
0
0
0
0
0
0
0
0
0
0
0
0
0
0
0
0
0
0
0
0
0
0
0
0
0
0
0
0
0
0
0
0
0
0
0
0
0
0
0
0
0
0
0
0
0
0
0
0
0
0
0
0
0
0
0
0
0
0
0
0
0
0
0
0
0
0
0
0
0
0
0
0
0
0
0
0
0
0
0
0
0
0
0
0
0
0
0
0
0
0
0
0
0
0
0
0
0
0
0
0
0
0
0
0
0
0
0
0
0
0
0
0
0
0
0
0
0
0
0
0
0
0
0
0
0
0
0
0
0
0
0
0
0
0
0
0
0
0
0
0
0
0
0
0
0
0
0
0
0
0
0
0
0
0
0
0
0
0
0
0
0
0
0
0
0
0
0
0
0
0
0
0
0
0
0
0
0
0
0
0
0
0
0
0
0
0
0
0
0
0
0
0
0
0
0
0
0
0
0
0
0
0
0
0
0
0
0
0
0
0
0
0
0
0
0
0
0
0
0
0
0
0
0
0
0
0
0
0
0
0
0
0
0
0
0
0
0
0
0
0
0
0
0
0
0
0
0
0
0
0
0
0
0
0
0
0
0
0
0
0
0
0
0
0
0
0
0
0
0
0
0
0
0
0
0
0
0
0
0
0
0
0
0
0
0
0
0
0
0
0
0
0
0
0
0
0
0
0
0
0
0
0
0
0
0
0
0
0
0
0
0
0
0
0
0
0
0
0
0
0
0
0
0
0
0
0
0
0
0
0
0
0
0
0
0
0
0
0
0
0
0
0
0
0
0
0
0
0
0
0
0
0
0
0
0
0
0
0
0
0
0
0
0
0
0
0
0
0
0
0
0
0
0
0
0
0
0
0
0
0
0
0
0
0
0
0
0
0
0
0
0
0
0
0
0
0
0
0
0
0
0
0
0
0
0
0
0
0
0
0
0
0
0
0
0
0
0
0
0
0
0
0
0
0
0
0
0
0
0
0
0
0
0
0
0
0
0
0
0
0
0
0
0
0
0
0
0
0
0
0
0
0
0
0
0
0
0
0
0
0
0
0
0
0
0
0
0
0
0
0
0
0
0
0
0
0
0
0
0
0
0
0
0
0
0
0
0
0
0
0
0
0
0
0
0
0
0
0
0
0
0
0
0
0
0
0
0
0
0
0
0
0
0
0
0
0
0
0
0
0
0
0
0
0
0
0
0
0
0
0
0
0
0
0
0
0
0
0
0
0
0
0
0
0
0
0
0
0
0
0
0
0
0
0
0
0
0
0
0
0
0
0
0
0
0
0
0
0
0
0
0
0
0
0
0
0
0
0
0
0
0
0
0
0
0
0
0
0
0
0
0
0
0
0
0
0
0
0
0
0
0
0
0
0
0
0
0
0
0
0
0
0
0
0
0
0
0
0
0
0
0
0
0
0
0
0
0
0
0
0
0
0
0
0
0
0
0
0
0
0
0
0
0
0
0
0
0
0
0
0
0
0
0
0
0
0
0
0
0
0
0
0
0
0
0
0
0
0
0
0
0
0
0
0
0
0
0
0
0
0
0
0
0
0
0
0
0
0
0
0
0
0
0
0
0
0
0
0
0
0
0
0
0
0
0
0
0
0
0
0
0
0
0
0
0
0
0
0
0
0
0
0
0
0
0
0
0
0
0
0
0
0
0
0
0
0
0
0
0
0
0
0
0
0
0
0
0
0
0
0
0
0
0
0
0
0
0
0
0
0
0
0
0
0
0
0
0
0
0
0
0
0
0
0
0
0
0
0
0
0
0
0
0
0
0
0
0
0
0
0
0
0
0
0
0
0
0
0
0
0
0
0
0
0
0
0
0
0
0
0
0
0
0
0
0
0
0
0
0
0
0
0
0
0
0
0
0
0
0
0
0
0
0
0
0
0
0
0
0
0
0
0
0
0
0
0
0
0
0
0
0
0
0
0
0
0
0
0
0
0
0
0
0
0
0
0
0
0
0
0
0
0
0
0
0
0
0
0
0
0
0
0
0
0
0
0
0
0
0
0
0
0
0
0
0
0
0
0
0
0
0
0
0
0
0
0
0
0
0
0
0
0
0
0
0
0
0
0
0
0
0
0
0
0
0
0
0
0
0
0
0
0
0
0
0
0
0
0
0
0
0
0
0
0
0
0
0
0
0
0
0
0
0
0
0
0
0
0
0
0
0
0
0
0
0
0
0
0
0
0
0
0
0
0
0
0
0
0
0
0
0
0
0
0
0
0
0
0
0
0
0
0
0
0
0
0
0
0
0
0
0
0
0
0
0
0
0
0
0
0
0
0
0
0
0
0
0
0
0
0
0
0
0
0
0
0
0
0
0
0
0
0
0
0
0
0
0
0
0
0
0
0
0
0
0
0
0
0
0
0
0
0
0
0
0
0
0
0
0
0
0
0
0
0
0
0
0
0
0
0
0
0
0
0
0
0
0
0
0
0
0
0
0
0
0
0
0
0
0
0
0
0
0
0
0
0
0
0
0
0
0
0
0
0
0
0
0
0
0
0
0
0
0
0
0
0
0
0
0
0
0
0
0
0
0
0
0
0
0
0
0
0
0
0
0
0
0
0
0
0
0
0
0
0
0
0
0
0
0
0
0
0
0
0
0
0
0
0
0
0
0
0
0
0
0
0
0
0
0
0
0
0
0
0
0
0
0
0
0
0
0
0
0
0
0
0
0
0
0
0
0
0
0
0
0
0
0
0
0
0
0
0
0
0
0
0
0
0
0
0
0
0
0
0
0
0
0
0
0
0
0
0
0
0
0
0
0
0
0
0
0
0
0
0
0
0
0
0
0
0
0
0
0
0
0
0
0
0
0
0
0
0
0
0
0
0
0
0
0
0
0
0
0
0
0
0
0
0
0
0
0
0
0
0
0
0
0
0
0
0
0
0
0
0
0
0
0
0
0
0
0
0
0
0
0
0
0
0
0
0
0
0
0
0
0
0
0
0
0
0
0
0
0
0
0
0
0
0
0
0
0
0
0
0
0
0
0
0
0
0
0
0
0
0
0
0
0
0
0
0
0
0
0
0
0
0
0
0
0
0
0
0
0
0
0
0
0
0
0
0
0
0
0
0
0
0
0
0
0
0
0
0
0
0
0
0
0
0
0
0
0
0
0
0
0
0
0
0
0
0
0
0
0
0
0
0
0
0
0
0
0
0
0
0
0
0
0
0
0
0
0
0
0
0
0
0
0
0
0
0
0
0
0
0
0
0
0
0
0
0
0
0
0
0
0
0
0
0
0
0
0
0
0
0
0
0
0
0
0
0
0
0
0
0
0
0
0
0
0
0
0
0
0
0
0
0
0
0
0
0
0
0
0
0
0
0
0
0
0
0
0
0
0
0
0
0
0
0
0
0
0
0
0
0
0
0
0
0
0
0
0
0
0
0
0
0
0
0
0
0
0
0
0
0
0
0
0
0
0
0
0
0
0
0
0
0
0
0
0
0
0
0
0
0
0
0
0
0
0
0
0
0
0
0
0
0
0
0
0
0
0
0
0
0
0
0
0
0
0
0
0
0
0
0
0
0
0
0
0
0
0
0
0
0
0
0
0
0
0
0
0
0
0
0
0
0
0
0
0
0
0
0
0
0
0
0
0
0
0
0
0
0
0
0
0
0
0
0
0
0
0
0
0
0
0
0
0
0
0
0
0
0
0
0
0
0
0
0
0
0
0
0
0
0
0
0
0
0
0
0
0
0
0
0
0
0
0
0
0
0
0
0
0
0
0
0
0
0
0
0
0
0
0
0
0
0
0
0
0
0
0
0
0
0
0
0
0
0
0
0
0
0
0
0
0
0
0
0
0
0
0
0
0
0
0
0
0
0
0
0
0
0
0
0
0
0
0
0
0
0
0
0
0
0
0
0
0
0
0
0
0
0
0
0
0
0
0
0
0
0
0
0
0
0
0
0
0
0
0
0
0
0
0
0
0
0
0
0
0
0
0
0
0
0
0
0
0
0
0
0
0
0
0
0
0
0
0
0
0
0
0
0
0
0
0
0
0
0
0
0
0
0
0
0
0
0
0
0
0
0
0
0
0
0
0
0
0
0
0
0
0
0
0
0
0
0
0
0
0
0
0
0
0
0
0
0
0
0
0
0
0
0
0
0
0
0
0
0
0
0
0
0
0
0
0
0
0
0
0
0
0
0
0
0
0
0
0
0
0
0
0
0
0
0
0
0
0
0
0
0
0
0
0
0
0
0
0
0
0
0
0
0
0
0
0
0
0
0
0
0
0
0
0
0
0
0
0
0
0
0
0
0
0
0
0
0
0
0
0
0
0
0
0
0
0
0
0
0
0
0
0
0
0
0
0
0
0
0
0
0
0
0
0
0
0
0
0
0
0
0
0
0
0
0
0
0
0
0
0
0
0
0
0
0
0
0
0
0
0
0
0
0
0
0
0
0
0
0
0
0
0
0
0
0
0
0
0
0
0
0
0
0
0
0
0
0
0
0
0
0
0
0
0
0
0
0
0
0
0
0
0
0
0
0
0
0
0
0
0
0
0
0
0
0
0
0
0
0
0
0
0
0
0
0
0
0
0
0
0
0
0
0
0
0
0
0
0
0
0
0
0
0
0
0
0
0
0
0
0
0
0
0
0
0
0
0
0
0
0
0
0
0
0
0
0
0
0
0
0
0
0
0
0
0
0
0
0
0
0
0
0
0
0
0
0
0
0
0
0
0
0
0
0
0
0
0
0
0
0
0
0
0
0
0
0
0
0
0
0
0
0
0
0
0
0
0
0
0
0
0
0
0
0
0
0
0
0
0
0
0
0
0
0
0
0
0
0
0
0
0
0
0
0
0
0
0
0
0
0
0
0
0
0
0
0
0
0
0
0
0
0
0
0
0
0
0
0
0
0
0
0
0
0
0
0
0
0
0
0
0
0
0
0
0
0
0
0
0
0
0
0
0
0
0
0
0
0
0
0
0
0
0
0
0
0
0
0
0
0
0
0
0
0
0
0
0
0
0
0
0
0
0
0
0
0
0
0
0
0
0
0
0
0
0
0
0
0
0
0
0
0
0
0
0
0
0
0
0
0
0
0
0
0
0
0
0
0
0
0
0
0
0
0
0
0
0
0
0
0
0
0
0
0
0
0
0
0
0
0
0
0
0
0
0
0
0
0
0
0
0
0
0
0
0
0
0
0
0
0
0
0
0
0
0
0
0
0
0
0
0
0
0
0
0
0
0
0
0
0
0
0
0
0
0
0
0
0
0
0
0
0
0
0
0
0
0
0
0
0
0
0
0
0
0
0
0
0
0
0
0
0
0
0
0
0
0
0
0
0
0
0
0
0
0
0
0
0
0
0
0
0
0
0
0
0
0
0
0
0
0
0
0
0
0
0
0
0
0
0
0
0
0
0
0
0
0
0
0
0
0
0
0
0
0
0
0
0
0
0
0
0
0
0
0
0
0
0
0
0
0
0
0
0
0
0
0
0
0
0
0
0
0
0
0
0
0
0
0
0
0
0
0
0
0
0
0
0
0
0
0
0
0
0
0
0
0
0
0
0
0
0
0
0
0
0
0
0
0
0
0
0
0
0
0
0
0
0
0
0
0
0
0
0
0
0
0
0
0
0
0
0
0
0
0
0
0
0
0
0
0
0
0
0
0
0
0
0
0
0
0
0
0
0
0
0
0
0
0
0
0
0
0
0
0
0
0
0
0
0
0
0
0
0
0
0
0
0
0
0
0
0
0
0
0
0
0
0
0
0
0
0
0
0
0
0
0
0
0
0
0
0
0
0
0
0
0
0
0
0
0
0
0
0
0
0
0
0
0
0
0
0
0
0
0
0
0
0
0
0
0
0
0
0
0
0
0
0
0
0
0
0
0
0
0
0
0
0
0
0
0
0
0
0
0
0
0
0
0
0
0
0
0
0
0
0
0
0
0
0
0
0
0
0
0
0
0
0
0
0
0
0
0
0
0
0
0
0
0
0
0
0
0
0
0
0
0
0
0
0
0
0
0
0
0
0
0
0
0
0
0
0
0
0
0
0
0
0
0
0
0
0
0
0
0
0
0
0
0
0
0
0
0
0
0
0
0
0
0
0
0
0
0
0
0
0
0
0
0
0
0
0
0
0
0
0
0
0
0
0
0
0
0
0
0
0
0
0
0
0
0
0
0
0
0
0
0
0
0
0
0
0
0
0
0
0
0
0
0
0
0
0
0
0
0
0
0
0
0
0
0
0
0
0
0
0
0
0
0
0
0
0
0
0
0
0
0
0
0
0
0
0
0
0
0
0
0
0
0
0
0
0
0
0
0
0
0
0
0
0
0
0
0
0
0
0
0
0
0
0
0
0
0
0
0
0
0
0
0
0
0
0
0
0
0
0
0
0
0
0
0
0
0
0
0
0
0
0
0
0
0
0
0
0
0
0
0
0
0
0
0
0
0
0
0
0
0
0
0
0
0
0
0
0
0
0
0
0
0
0
0
0
0
0
0
0
0
0
0
0
0
0
0
0
0
0
0
0
0
0
0
0
0
0
0
0
0
0
0
0
0
0
0
0
0
0
0
0
0
0
0
0
0
0
0
0
0
0
0
0
0
0
0
0
0
0
0
0
0
0
0
0
0
0
0
0
0
0
0
0
0
0
0
0
0
0
0
0
0
0
0
0
0
0
0
0
0
0
0
0
0
0
0
0
0
0
0
0
0
0
0
0
0
0
0
0
0
0
0
0
0
0
0
0
0
0
0
0
0
0
0
0
0
0
0
0
0
0
0
0
0
0
0
0
0
0
0
0
0
0
0
0
0
0
0
0
0
0
0
0
0
0
0
0
0
0
0
0
0
0
0
0
0
0
0
0
0
0
0
0
0
0
0
0
0
0
0
0
0
0
0
0
0
0
0
0
0
0
0
0
0
0
0
0
0
0
0
0
0
0
0
0
0
0
0
0
0
0
0
0
0
0
0
0
0
0
0
0
0
0
0
0
0
0
0
0
0
0
0
0
0
0
0
0
0
0
0
0
0
0
0
0
0
0
0
0
0
0
0
0
0
0
0
0
0
0
0
0
0
0
0
0
0
0
0
0
0
0
0
0
0
0
0
0
0
0
0
0
0
0
0
0
0
0
0
0
0
0
0
0
0
0
0
0
0
0
0
0
0
0
0
0
0
0
0
0
0
0
0
0
0
0
0
0
0
0
0
0
0
0
0
0
0
0
0
0
0
0
0
0
0
0
0
0
0
0
0
0
0
0
0
0
0
0
0
0
0
0
0
0
0
0
0
0
0
0
0
0
0
0
0
0
0
0
0
0
0
0
0
0
0
0
0
0
0
0
0
0
0
0
0
0
0
0
0
0
0
0
0
0
0
0
0
0
0
0
0
0
0
0
0
0
0
0
0
0
0
0
0
0
0
0
0
0
0
0
0
0
0
0
0
0
0
0
0
0
0
0
0
0
0
0
0
0
0
0
0
0
0
0
0
0
0
0
0
0
0
0
0
0
0
0
0
0
0
0
0
0
0
0
0
0
0
0
0
0
0
0
0
0
0
0
0
0
0
0
0
0
0
0
0
0
0
0
0
0
0
0
0
0
0
0
0
0
0
0
0
0
0
0
0
0
0
0
0
0
0
0
0
0
0
0
0
0
0
0
0
0
0
0
0
0
0
0
0
0
0
0
0
0
0
0
0
0
0
0
0
0
0
0
0
0
0
0
0
0
0
0
0
0
0
0
0
0
0
0
0
0
0
0
0
0
0
0
0
0
0
0
0
0
0
0
0
0
0
0
0
0
0
0
0
0
0
0
0
0
0
0
0
0
0
0
0
0
0
0
0
0
0
0
0
0
0
0
0
0
0
0
0
0
0
0
0
0
0
0
0
0
0
0
0
0
0
0
0
0
0
0
0
0
0
0
0
0
0
0
0
0
0
0
0
0
0
0
0
0
0
0
0
0
0
0
0
0
0
0
0
0
0
0
0
0
0
0
0
0
0
0
0
0
0
0
0
0
0
0
0
0
0
0
0
0
0
0
0
0
0
0
0
0
0
0
0
0
0
0
0
0
0
0
0
0
0
0
0
0
0
0
0
0
0
0
0
0
0
0
0
0
0
0
0
0
0
0
0
0
0
0
0
0
0
0
0
0
0
0
0
0
0
0
0
0
0
0
0
0
0
0
0
0
0
0
0
0
0
0
0
0
0
0
0
0
0
0
0
0
0
0
0
0
0
0
0
0
0
0
0
0
0
0
0
0
0
0
0
0
0
0
0
0
0
0
0
0
0
0
0
0
0
0
0
0
0
0
0
0
0
0
0
0
0
0
0
0
0
0
0
0
0
0
0
0
0
0
0
0
0
0
0
0
0
0
0
0
0
0
0
0
0
0
0
0
0
0
0
0
0
0
0
0
0
0
0
0
0
0
0
0
0
0
0
0
0
0
0
0
0
0
0
0
0
0
0
0
0
0
0
0
0
0
0
0
0
0
0
0
0
0
0
0
0
0
0
0
0
0
0
0
0
0
0
0
0
0
0
0
0
0
0
0
0
0
0
0
0
0
0
0
0
0
0
0
0
0
0
0
0
0
0
0
0
0
0
0
0
0
0
0
0
0
0
0
0
0
0
0
0
0
0
0
0
0
0
0
0
0
0
0
0
0
0
0
0
0
0
0
0
0
0
0
0
0
0
0
0
0
0
0
0
0
0
0
0
0
0
0
0
0
0
0
0
0
0
0
0
0
0
0
0
0
0
0
0
0
0
0
0
0
0
0
0
0
0
0
0
0
0
0
0
0
0
0
0
0
0
0
0
0
0
0
0
0
0
0
0
0
0
0
0
0
0
0
0
0
0
0
0
0
0
0
0
0
0
0
0
0
0
0
0
0
0
0
0
0
0
0
0
0
0
0
0
0
0
0
0
0
0
0
0
0
0
0
0
0
0
0
0
0
0
0
0
0
0
0
0
0
0
0
0
0
0
0
0
0
0
0
0
0
0
0
0
0
0
0
0
0
0
0
0
0
0
0
0
0
0
0
0
0
0
0
0
0
0
0
0
0
0
0
0
0
0
0
0
0
0
0
0
0
0
0
0
0
0
0
0
0
0
0
0
0
0
0
0
0
0
0
0
0
0
0
0
0
0
0
0
0
0
0
0
0
0
0
0
0
0
0
0
0
0
0
0
0
0
0
0
0
0
0
0
0
0
0
0
0
0
0
0
0
0
0
0
0
0
0
0
0
0
0
0
0
0
0
0
0
0
0
0
0
0
0
0
0
0
0
0
0
0
0
0
0
0
0
0
0
0
0
0
0
0
0
0
0
0
0
0
0
0
0
0
0
0
0
0
0
0
0
0
0
0
0
0
0
0
0
0
0
0
0
0
0
0
0
0
0
0
0
0
0
0
0
0
0
0
0
0
0
0
0
0
0
0
0
0
0
0
0
0
0
0
0
0
0
0
0
0
0
0
0
0
0
0
0
0
0
0
0
0
0
0
0
0
0
0
0
0
0
0
0
0
0
0
0
0
0
0
0
0
0
0
0
0
0
0
0
0
0
0
0
0
0
0
0
0
0
0
0
0
0
0
0
0
0
0
0
0
0
0
0
0
0
0
0
0
0
0
0
0
0
0
0
0
0
0
0
0
0
0
0
0
0
0
0
0
0
0
0
0
0
0
0
0
0
0
0
0
0
0
0
0
0
0
0
0
0
0
0
0
0
0
0
0
0
0
0
0
0
0
0
0
0
0
0
0
0
0
0
0
0
0
0
0
0
0
0
0
0
0
0
0
0
0
0
0
0
0
0
0
0
0
0
0
0
0
0
0
0
0
0
0
0
0
0
0
0
0
0
0
0
0
0
0
0
0
0
0
0
0
0
0
0
0
0
0
0
0
0
0
0
0
0
0
0
0
0
0
0
0
0
0
0
0
0
0
0
0
0
0
0
0
0
0
0
0
0
0
0
0
0
0
0
0
0
0
0
0
0
0
0
0
0
0
0
0
0
0
0
0
0
0
0
0
0
0
0
0
0
0
0
0
0
0
0
0
0
0
0
0
0
0
0
0
0
0
0
0
0
0
0
0
0
0
0
0
0
0
0
0
0
0
0
0
0
0
0
0
0
0
0
0
0
0
0
0
0
0
0
0
0
0
0
0
0
0
0
0
0
0
0
0
0
0
0
0
0
0
0
0
0
0
0
0
0
0
0
0
0
0
0
0
0
0
0
0
0
0
0
0
0
0
0
0
0
0
0
0
0
0
0
0
0
0
0
0
0
0
0
0
0
0
0
0
0
0
0
0
0
0
0
0
0
0
0
0
0
0
0
0
0
0
0
0
0
0
0
0
0
0
0
0
0
0
0
0
0
0
0
0
0
0
0
0
0
0
0
0
0
0
0
0
0
0
0
0
0
0
0
0
0
0
0
0
0
0
0
0
0
0
0
0
0
0
0
0
0
0
0
0
0
0
0
0
0
0
0
0
0
0
0
0
0
0
0
0
0
0
0
0
0
0
0
0
0
0
0
0
0
0
0
0
0
0
0
0
0
0
0
0
0
0
0
0
0
0
0
0
0
0
0
0
0
0
0
0
0
0
0
0
0
0
0
0
0
0
0
0
0
0
0
0
0
0
0
0
0
0
0
0
0
0
0
0
0
0
0
0
0
0
0
0
0
0
0
0
0
0
0
0
0
0
0
0
0
0
0
0
0
0
0
0
0
0
0
0
0
0
0
0
0
0
0
0
0
0
0
0
0
0
0
0
0
0
0
0
0
0
0
0
0
0
0
0
0
0
0
0
0
0
0
0
0
0
0
0
0
0
0
0
0
0
0
0
0
0
0
0
0
0
0
0
0
0
0
0
0
0
0
0
0
0
0
0
0
0
0
0
0
0
0
0
0
0
0
0
0
0
0
0
0
0
0
0
0
0
0
0
0
0
0
0
0
0
0
0
0
0
0
0
0
0
0
0
0
0
0
0
0
0
0
0
0
0
0
0
0
0
0
0
0
0
0
0
0
0
0
0
0
0
0
0
0
0
0
0
0
0
0
0
0
0
0
0
0
0
0
0
0
0
0
0
0
0
0
0
0
0
0
0
0
0
0
0
0
0
0
0
0
0
0
0
0
0
0
0
0
0
0
0
0
0
0
0
0
0
0
0
0
0
0
0
0
0
0
0
0
0
0
0
0
0
0
0
0
0
0
0
0
0
0
0
0
0
0
0
0
0
0
0
0
0
0
0
0
0
0
0
0
0
0
0
0
0
0
0
0
0
0
0
0
0
0
0
0
0
0
0
0
0
0
0
0
0
0
0
0
0
0
0
0
0
0
0
0
0
0
0
0
0
0
0
0
0
0
0
0
0
0
0
0
0
0
0
0
0
0
0
0
0
0
0
0
0
0
0
0
0
0
0
0
0
0
0
0
0
0
0
0
0
0
0
0
0
0
0
0
0
0
0
0
0
0
0
0
0
0
0
0
0
0
0
0
0
0
0
0
0
0
0
0
0
0
0
0
0
0
0
0
0
0
0
0
0
0
0
0
0
0
0
0
0
0
0
0
0
0
0
0
0
0
0
0
0
0
0
0
0
0
0
0
0
0
0
0
0
0
0
0
0
0
0
0
0
0
0
0
0
0
0
0
0
0
0
0
0
0
0
0
0
0
0
0
0
0
0
0
0
0
0
0
0
0
0
0
0
0
0
0
0
0
0
0
0
0
0
0
0
0
0
0
0
0
0
0
0
0
0
0
0
0
0
0
0
0
0
0
0
0
0
0
0
0
0
0
0
0
0
0
0
0
0
0
0
0
0
0
0
0
0
0
0
0
0
0
0
0
0
0
0
0
0
0
0
0
0
0
0
0
0
0
0
0
0
0
0
0
0
0
0
0
0
0
0
0
0
0
0
0
0
0
0
0
0
0
0
0
0
0
0
0
0
0
0
0
0
0
0
0
0
0
0
0
0
0
0
0
0
0
0
0
0
0
0
0
0
0
0
0
0
0
0
0
0
0
0
0
0
0
0
0
0
0
0
0
0
0
0
0
0
0
0
0
0
0
0
0
0
0
0
0
0
0
0
0
0
0
0
0
0
0
0
0
0
0
0
0
0
0
0
0
0
0
0
0
0
0
0
0
0
0
0
0
0
0
0
0
0
0
0
0
0
0
0
0
0
0
0
0
0
0
0
0
0
0
0
0
0
0
0
0
0
0
0
0
0
0
0
0
0
0
0
0
0
0
0
0
0
0
0
0
0
0
0
0
0
0
0
0
0
0
0
0
0
0
0
0
0
0
0
0
0
0
0
0
0
0
0
0
0
0
0
0
0
0
0
0
0
0
0
0
0
0
0
0
0
0
0
0
0
0
0
0
0
0
0
0
0
0
0
0
0
0
0
0
0
0
0
0
0
0
0
0
0
0
0
0
0
0
0
0
0
0
0
0
0
0
0
0
0
0
0
0
0
0
0
0
0
0
0
0
0
0
0
0
0
0
0
0
0
0
0
0
0
0
0
0
0
0
0
0
0
0
0
0
0
0
0
0
0
0
0
0
0
0
0
0
0
0
0
0
0
0
0
0
0
0
0
0
0
0
0
0
0
0
0
0
0
0
0
0
0
0
0
0
0
0
0
0
0
0
0
0
0
0
0
0
0
0
0
0
0
0
0
0
0
0
0
0
0
0
0
0
0
0
0
0
0
0
0
0
0
0
0
0
0
0
0
0
0
0
0
0
0
0
0
0
0
0
0
0
0
0
0
0
0
0
0
0
0
0
0
0
0
0
0
0
0
0
0
0
0
0
0
0
0
0
0
0
0
0
0
0
0
0
0
0
0
0
0
0
0
0
0
0
0
0
0
0
0
0
0
0
0
0
0
0
0
0
0
0
0
0
0
0
0
0
0
0
0
0
0
0
0
0
0
0
0
0
0
0
0
0
0
0
0
0
0
0
0
0
0
0
0
0
0
0
0
0
0
0
0
0
0
0
0
0
0
0
0
0
0
0
0
0
0
0
0
0
0
0
0
0
0
0
0
0
0
0
0
0
0
0
0
0
0
0
0
0
0
0
0
0
0
0
0
0
0
0
0
0
0
0
0
0
0
0
0
0
0
0
0
0
0
0
0
0
0
0
0
0
0
0
0
0
0
0
0
0
0
0
0
0
0
0
0
0
0
0
0
0
0
0
0
0
0
0
0
0
0
0
0
0
0
0
0
0
0
0
0
0
0
0
0
0
0
0
0
0
0
0
0
0
0
0
0
0
0
0
0
0
0
0
0
0
0
0
0
0
0
0
0
0
0
0
0
0
0
0
0
0
0
0
0
0
0
0
0
0
0
0
0
0
0
0
0
0
0
0
0
0
0
0
0
0
0
0
0
0
0
0
0
0
0
0
0
0
0
0
0
0
0
0
0
0
0
0
0
0
0
0
0
0
0
0
0
0
0
0
0
0
0
0
0
0
0
0
0
0
0
0
0
0
0
0
0
0
0
0
0
0
0
0
0
0
0
0
0
0
0
0
0
0
0
0
0
0
0
0
0
0
0
0
0
0
0
0
0
0
0
0
0
0
0
0
0
0
0
0
0
0
0
0
0
0
0
0
0
0
0
0
0
0
0
0
0
0
0
0
0
0
0
0
0
0
0
0
0
0
0
0
0
0
0
0
0
0
0
0
0
0
0
0
0
0
0
0
0
0
0
0
0
0
0
0
0
0
0
0
0
0
0
0
0
0
0
0
0
0
0
0
0
0
0
0
0
0
0
0
0
0
0
0
0
0
0
0
0
0
0
0
0
0
0
0
0
0
0
0
0
0
0
0
0
0
0
0
0
0
0
0
0
0
0
0
0
0
0
0
0
0
0
0
0
0
0
0
0
0
0
0
0
0
0
0
0
0
0
0
0
0
0
0
0
0
0
0
0
0
0
0
0
0
0
0
0
0
0
0
0
0
0
0
0
0
0
0
0
0
0
0
0
0
0
0
0
0
0
0
0
0
0
0
0
0
0
0
0
0
0
0
0
0
0
0
0
0
0
0
0
0
0
0
0
0
0
0
0
0
0
0
0
0
0
0
0
0
0
0
0
0
0
0
0
0
0
0
0
0
0
0
0
0
0
0
0
0
0
0
0
0
0
0
0
0
0
0
0
0
0
0
0
0
0
0
0
0
0
0
0
0
0
0
0
0
0
0
0
0
0
0
0
0
0
0
0
0
0
0
0
0
0
0
0
0
0
0
0
0
0
0
0
0
0
0
0
0
0
0
0
0
0
0
0
0
0
0
0
0
0
0
0
0
0
0
0
0
0
0
0
0
0
0
0
0
0
0
0
0
0
0
0
0
0
0
0
0
0
0
0
0
0
0
0
0
0
0
0
0
0
0
0
0
0
0
0
0
0
0
0
0
0
0
0
0
0
0
0
0
0
0
0
0
0
0
0
0
0
0
0
0
0
0
0
0
0
0
0
0
0
0
0
0
0
0
0
0
0
0
0
0
0
0
0
0
0
0
0
0
0
0
0
0
0
0
0
0
0
0
0
0
0
0
0
0
0
0
0
0
0
0
0
0
0
0
0
0
0
0
0
0
0
0
0
0
0
0
0
0
0
0
0
0
0
0
0
0
0
0
0
0
0
0
0
0
0
0
0
0
0
0
0
0
0
0
0
0
0
0
0
0
0
0
0
0
0
0
0
0
0
0
0
0
0
0
0
0
0
0
0
0
0
0
0
0
0
0
0
0
0
0
0
0
0
0
0
0
0
0
0
0
0
0
0
0
0
0
0
0
0
0
0
0
0
0
0
0
0
0
0
0
0
0
0
0
0
0
0
0
0
0
0
0
0
0
0
0
0
0
0
0
0
0
0
0
0
0
0
0
0
0
0
0
0
0
0
0
0
0
0
0
0
0
0
0
0
0
0
0
0
0
0
0
0
0
0
0
0
0
0
0
0
0
0
0
0
0
0
0
0
0
0
0
0
0
0
0
0
0
0
0
0
0
0
0
0
0
0
0
0
0
0
0
0
0
0
0
0
0
0
0
0
0
0
0
0
0
0
0
0
0
0
0
0
0
0
0
0
0
0
0
0
0
0
0
0
0
0
0
0
0
0
0
0
0
0
0
0
0
0
0
0
0
0
0
0
0
0
0
0
0
0
0
0
0
0
0
0
0
0
0
0
0
0
0
0
0
0
0
0
0
0
0
0
0
0
0
0
0
0
0
0
0
0
0
0
0
0
0
0
0
0
0
0
0
0
0
0
0
0
0
0
0
0
0
0
0
0
0
0
0
0
0
0
0
0
0
0
0
0
0
0
0
0
0
0
0
0
0
0
0
0
0
0
0
0
0
0
0
0
0
0
0
0
0
0
0
0
0
0
0
0
0
0
0
0
0
0
0
0
0
0
0
0
0
0
0
0
0
0
0
0
0
0
0
0
0
0
0
0
0
0
0
0
0
0
0
0
0
0
0
0
0
0
0
0
0
0
0
0
0
0
0
0
0
0
0
0
0
0
0
0
0
0
0
0
0
0
0
0
0
0
0
0
0
0
0
0
0
0
0
0
0
0
0
0
0
0
0
0
0
0
0
0
0
0
0
0
0
0
0
0
0
0
0
0
0
0
0
0
0
0
0
0
0
0
0
0
0
0
0
0
0
0
0
0
0
0
0
0
0
0
0
0
0
0
0
0
0
0
0
0
0
0
0
0
0
0
0
0
0
0
0
0
0
0
0
0
0
0
0
0
0
0
0
0
0
0
0
0
0
0
0
0
0
0
0
0
0
0
0
0
0
0
0
0
0
0
0
0
0
0
0
0
0
0
0
0
0
0
0
0
0
0
0
0
0
0
0
0
0
0
0
0
0
0
0
0
0
0
0
0
0
0
0
0
0
0
0
0
0
0
0
0
0
0
0
0
0
0
0
0
0
0
0
0
0
0
0
0
0
0
0
0
0
0
0
0
0
0
0
0
0
0
0
0
0
0
0
0
0
0
0
0
0
0
0
0
0
0
0
0
0
0
0
0
0
0
0
0
0
0
0
0
0
0
0
0
0
0
0
0
0
0
0
0
0
0
0
0
0
0
0
0
0
0
0
0
0
0
0
0
0
0
0
0
0
0
0
0
0
0
0
0
0
0
0
0
0
0
0
0
0
0
0
0
0
0
0
0
0
0
0
0
0
0
0
0
0
0
0
0
0
0
0
0
0
0
0
0
0
0
0
0
0
0
0
0
0
0
0
0
0
0
0
0
0
0
0
0
0
0
0
0
0
0
0
0
0
0
0
0
0
0
0
0
0
0
0
0
0
0
0
0
0
0
0
0
0
0
0
0
0
0
0
0
0
0
0
0
0
0
0
0
0
0
0
0
0
0
0
0
0
0
0
0
0
0
0
0
0
0
0
0
0
0
0
0
0
0
0
0
0
0
0
0
0
0
0
0
0
0
0
0
0
0
0
0
0
0
0
0
0
0
0
0
0
0
0
0
0
0
0
0
0
0
0
0
0
0
0
0
0
0
0
0
0
0
0
0
0
0
0
0
0
0
0
0
0
0
0
0
0
0
0
0
0
0
0
0
0
0
0
0
0
0
0
0
0
0
0
0
0
0
0
0
0
0
0
0
0
0
0
0
0
0
0
0
0
0
0
0
0
0
0
0
0
0
0
0
0
0
0
0
0
0
0
0
0
0
0
0
0
0
0
0
0
0
0
0
0
0
0
0
0
0
0
0
0
0
0
0
0
0
0
0
0
0
0
0
0
0
0
0
0
0
0
0
0
0
0
0
0
0
0
0
0
0
0
0
0
0
0
0
0
0
0
0
0
0
0
0
0
0
0
0
0
0
0
0
0
0
0
0
0
0
0
0
0
0
0
0
0
0
0
0
0
0
0
0
0
0
0
0
0
0
0
0
0
0
0
0
0
0
0
0
0
0
0
0
0
0
0
0
0
0
0
0
0
0
0
0
0
0
0
0
0
0
0
0
0
0
0
0
0
0
0
0
0
0
0
0
0
0
0
0
0
0
0
0
0
0
0
0
0
0
0
0
0
0
0
0
0
0
0
0
0
0
0
0
0
0
0
0
0
0
0
0
0
0
0
0
0
0
0
0
0
0
0
0
0
0
0
0
0
0
0
0
0
0
0
0
0
0
0
0
0
0
0
0
0
0
0
0
0
0
0
0
0
0
0
0
0
0
0
0
0
0
0
0
0
0
0
0
0
0
0
0
0
0
0
0
0
0
0
0
0
0
0
0
0
0
0
0
0
0
0
0
0
0
0
0
0
0
0
0
0
0
0
0
0
0
0
0
0
0
0
0
0
0
0
0
0
0
0
0
0
0
0
0
0
0
0
0
0
0
0
0
0
0
0
0
0
0
0
0
0
0
0
0
0
0
0
0
0
0
0
0
0
0
0
0
0
0
0
0
0
0
0
0
0
0
0
0
0
0
0
0
0
0
0
0
0
0
0
0
0
0
0
0
0
0
0
0
0
0
0
0
0
0
0
0
0
0
0
0
0
0
0
0
0
0
0
0
0
0
0
0
0
0
0
0
0
0
0
0
0
0
0
0
0
0
0
0
0
0
0
0
0
0
0
0
0
0
0
0
0
0
0
0
0
0
0
0
0
0
0
0
0
0
0
0
0
0
0
0
0
0
0
0
0
0
0
0
0
0
0
0
0
0
0
0
0
0
0
0
0
0
0
0
0
0
0
0
0
0
0
0
0
0
0
0
0
0
0
0
0
0
0
0
0
0
0
0
0
0
0
0
0
0
0
0
0
0
0
0
0
0
0
0
0
0
0
0
0
0
0
0
0
0
0
0
0
0
0
0
0
0
0
0
0
0
0
0
0
0
0
0
0
0
0
0
0
0
0
0
0
0
0
0
0
0
0
0
0
0
0
0
0
0
0
0
0
0
0
0
0
0
0
0
0
0
0
0
0
0
0
0
0
0
0
0
0
0
0
0
0
0
0
0
0
0
0
0
0
0
0
0
0
0
0
0
0
0
0
0
0
0
0
0
0
0
0
0
0
0
0
0
0
0
0
0
0
0
0
0
0
0
0
0
0
0
0
0
0
0
0
0
0
0
0
0
0
0
0
0
0
0
0
0
0
0
0
0
0
0
0
0
0
0
0
0
0
0
0
0
0
0
0
0
0
0
0
0
0
0
0
0
0
0
0
0
0
0
0
0
0
0
0
0
0
0
0
0
0
0
0
0
0
0
0
0
0
0
0
0
0
0
0
0
0
0
0
0
0
0
0
0
0
0
0
0
0
0
0
0
0
0
0
0
0
0
0
0
0
0
0
0
0
0
0
0
0
0
0
0
0
0
0
0
0
0
0
0
0
0
0
0
0
0
0
0
0
0
0
0
0
0
0
0
0
0
0
0
0
0
0
0
0
0
0
0
0
0
0
0
0
0
0
0
0
0
0
0
0
0
0
0
0
0
0
0
0
0
0
0
0
0
0
0
0
0
0
0
0
0
0
0
0
0
0
0
0
0
0
0
0
0
0
0
0
0
0
0
0
0
0
0
0
0
0
0
0
0
0
0
0
0
0
0
0
0
0
0
0
0
0
0
0
0
0
0
0
0
0
0
0
0
0
0
0
0
0
0
0
0
0
0
0
0
0
0
0
0
0
0
0
0
0
0
0
0
0
0
0
0
0
0
0
0
0
0
0
0
0
0
0
0
0
0
0
0
0
0
0
0
0
0
0
0
0
0
0
0
0
0
0
0
0
0
0
0
0
0
0
0
0
0
0
0
0
0
0
0
0
0
0
0
0
0
0
0
0
0
0
0
0
0
0
0
0
0
0
0
0
0
0
0
0
0
0
0
0
0
0
0
0
0
0
0
0
0
0
0
0
0
0
0
0
0
0
0
0
0
0
0
0
0
0
0
0
0
0
0
0
0
0
0
0
0
0
0
0
0
0
0
0
0
0
0
0
0
0
0
0
0
0
0
0
0
0
0
0
0
0
0
0
0
0
0
0
0
0
0
0
0
0
0
0
0
0
0
0
0
0
0
0
0
0
0
0
0
0
0
0
0
0
0
0
0
0
0
0
0
0
0
0
0
0
0
0
0
0
0
0
0
0
0
0
0
0
0
0
0
0
0
0
0
0
0
0
0
0
0
0
0
0
0
0
0
0
0
0
0
0
0
0
0
0
0
0
0
0
0
0
0
0
0
0
0
0
0
0
0
0
0
0
0
0
0
0
0
0
0
0
0
0
0
0
0
0
0
0
0
0
0
0
0
0
0
0
0
0
0
0
0
0
0
0
0
0
0
0
0
0
0
0
0
0
0
0
0
0
0
0
0
0
0
0
0
0
0
0
0
0
0
0
0
0
0
0
0
0
0
0
0
0
0
0
0
0
0
0
0
0
0
0
0
0
0
0
0
0
0
0
0
0
0
0
0
0
0
0
0
0
0
0
0
0
0
0
0
0
0
0
0
0
0
0
0
0
0
0
0
0
0
0
0
0
0
0
0
0
0
0
0
0
0
0
0
0
0
0
0
0
0
0
0
0
0
0
0
0
0
0
0
0
0
0
0
0
0
0
0
0
0
0
0
0
0
0
0
0
0
0
0
0
0
0
0
0
0
0
0
0
0
0
0
0
0
0
0
0
0
0
0
0
0
0
0
0
0
0
0
0
0
0
0
0
0
0
0
0
0
0
0
0
0
0
0
0
0
0
0
0
0
0
0
0
0
0
0
0
0
0
0
0
0
0
0
0
0
0
0
0
0
0
0
0
0
0
0
0
0
0
0
0
0
0
0
0
0
0
0
0
0
0
0
0
0
0
0
0
0
0
0
0
0
0
0
0
0
0
0
0
0
0
0
0
0
0
0
0
0
0
0
0
0
0
0
0
0
0
0
0
0
0
0
0
0
0
0
0
0
0
0
0
0
0
0
0
0
0
0
0
0
0
0
0
0
0
0
0
0
0
0
0
0
0
0
0
0
0
0
0
0
0
0
0
0
0
0
0
0
0
0
0
0
0
0
0
0
0
0
0
0
0
0
0
0
0
0
0
0
0
0
0
0
0
0
0
0
0
0
0
0
0
0
0
0
0
0
0
0
0
0
0
0
0
0
0
0
0
0
0
0
0
0
0
0
0
0
0
0
0
0
0
0
0
0
0
0
0
0
0
0
0
0
0
0
0
0
0
0
0
0
0
0
0
0
0
0
0
0
0
0
0
0
0
0
0
0
0
0
0
0
0
0
0
0
0
0
0
0
0
0
0
0
0
0
0
0
0
0
0
0
0
0
0
0
0
0
0
0
0
0
0
0
0
0
0
0
0
0
0
0
0
0
0
0
0
0
0
0
0
0
0
0
0
0
0
0
0
0
0
0
0
0
0
0
0
0
0
0
0
0
0
0
0
0
0
0
0
0
0
0
0
0
0
0
0
0
0
0
0
0
0
0
0
0
0
0
0
0
0
0
0
0
0
0
0
0
0
0
0
0
0
0
0
0
0
0
0
0
0
0
0
0
0
0
0
0
0
0
0
0
0
0
0
0
0
0
0
0
0
0
0
0
0
0
0
0
0
0
0
0
0
0
0
0
0
0
0
0
0
0
0
0
0
0
0
0
0
0
0
0
0
0
0
0
0
0
0
0
0
0
0
0
0
0
0
0
0
0
0
0
0
0
0
0
0
0
0
0
0
0
0
0
0
0
0
0
0
0
0
0
0
0
0
0
0
0
0
0
0
0
0
0
0
0
0
0
0
0
0
0
0
0
0
0
0
0
0
0
0
0
0
0
0
0
0
0
0
0
0
0
0
0
0
0
0
0
0
0
0
0
0
0
0
0
0
0
0
0
0
0
0
0
0
0
0
0
0
0
0
0
0
0
0
0
0
0
0
0
0
0
0
0
0
0
0
0
0
0
0
0
0
0
0
0
0
0
0
0
0
0
0
0
0
0
0
0
0
0
0
0
0
0
0
0
0
0
0
0
0
0
0
0
0
0
0
0
0
0
0
0
0
0
0
0
0
0
0
0
0
0
0
0
0
0
0
0
0
0
0
0
0
0
0
0
0
0
0
0
0
0
0
0
0
0
0
0
0
0
0
0
0
0
0
0
0
0
0
0
0
0
0
0
0
0
0
0
0
0
0
0
0
0
0
0
0
0
0
0
0
0
0
0
0
0
0
0
0
0
0
0
0
0
0
0
0
0
0
0
0
0
0
0
0
0
0
0
0
0
0
0
0
0
0
0
0
0
0
0
0
0
0
0
0
0
0
0
0
0
0
0
0
0
0
0
0
0
0
0
0
0
0
0
0
0
0
0
0
0
0
0
0
0
0
0
0
0
0
0
0
0
0
0
0
0
0
0
0
0
0
0
0
0
0
0
0
0
0
0
0
0
0
0
0
0
0
0
0
0
0
0
0
0
0
0
0
0
0
0
0
0
0
0
0
0
0
0
0
0
0
0
0
0
0
0
0
0
0
0
0
0
0
0
0
0
0
0
0
0
0
0
0
0
0
0
0
0
0
0
0
0
0
0
0
0
0
0
0
0
0
0
0
0
0
0
0
0
0
0
0
0
0
0
0
0
0
0
0
0
0
0
0
0
0
0
0
0
0
0
0
0
0
0
0
0
0
0
0
0
0
0
0
0
0
0
0
0
0
0
0
0
0
0
0
0
0
0
0
0
0
0
0
0
0
0
0
0
0
0
0
0
0
0
0
0
0
0
0
0
0
0
0
0
0
0
0
0
0
0
0
0
0
0
0
0
0
0
0
0
0
0
0
0
0
0
0
0
0
0
0
0
0
0
0
0
0
0
0
0
0
0
0
0
0
0
0
0
0
0
0
0
0
0
0
0
0
0
0
0
0
0
0
0
0
0
0
0
0
0
0
0
0
0
0
0
0
0
0
0
0
0
0
0
0
0
0
0
0
0
0
0
0
0
0
0
0
0
0
0
0
0
0
0
0
0
0
0
0
0
0
0
0
0
0
0
0
0
0
0
0
0
0
0
0
0
0
0
0
0
0
0
0
0
0
0
0
0
0
0
0
0
0
0
0
0
0
0
0
0
0
0
0
0
0
0
0
0
0
0
0
0
0
0
0
0
0
0
0
0
0
0
0
0
0
0
0
0
0
0
0
0
0
0
0
0
0
0
0
0
0
0
0
0
0
0
0
0
0
0
0
0
0
0
0
0
0
0
0
0
0
0
0
0
0
0
0
0
0
0
0
0
0
0
0
0
0
0
0
0
0
0
0
0
0
0
0
0
0
0
0
0
0
0
0
0
0
0
0
0
0
0
0
0
0
0
0
0
0
0
0
0
0
0
0
0
0
0
0
0
0
0
0
0
0
0
0
0
0
0
0
0
0
0
0
0
0
0
0
0
0
0
0
0
0
0
0
0
0
0
0
0
0
0
0
0
0
0
0
0
0
0
0
0
0
0
0
0
0
0
0
0
0
0
0
0
0
0
0
0
0
0
0
0
0
0
0
0
0
0
0
0
0
0
0
0
0
0
0
0
0
0
0
0
0
0
0
0
0
0
0
0
0
0
0
0
0
0
0
0
0
0
0
0
0
0
0
0
0
0
0
0
0
0
0
0
0
0
0
0
0
0
0
0
0
0
0
0
0
0
0
0
0
0
0
0
0
0
0
0
0
0
0
0
0
0
0
0
0
0
0
0
0
0
0
0
0
0
0
0
0
0
0
0
0
0
0
0
0
0
0
0
0
0
0
0
0
0
0
0
0
0
0
0
0
0
0
0
0
0
0
0
0
0
0
0
0
0
0
0
0
0
0
0
0
0
0
0
0
0
0
0
0
0
0
0
0
0
0
0
0
0
0
0
0
0
0
0
0
0
0
0
0
0
0
0
0
0
0
0
0
0
0
0
0
0
0
0
0
0
0
0
0
0
0
0
0
0
0
0
0
0
0
0
0
0
0
0
0
0
0
0
0
0
0
0
0
0
0
0
0
0
0
0
0
0
0
0
0
0
0
0
0
0
0
0
0
0
0
0
0
0
0
0
0
0
0
0
0
0
0
0
0
0
0
0
0
0
0
0
0
0
0
0
0
0
0
0
0
0
0
0
0
0
0
0
0
0
0
0
0
0
0
0
0
0
0
0
0
0
0
0
0
0
0
0
0
0
0
0
0
0
0
0
0
0
0
0
0
0
0
0
0
0
0
0
0
0
0
0
0
0
0
0
0
0
0
0
0
0
0
0
0
0
0
0
0
0
0
0
0
0
0
0
0
0
0
0
0
0
0
0
0
0
0
0
0
0
0
0
0
0
0
0
0
0
0
0
0
0
0
0
0
0
0
0
0
0
0
0
0
0
0
0
0
0
0
0
0
0
0
0
0
0
0
0
0
0
0
0
0
0
0
0
0
0
0
0
0
0
0
0
0
0
0
0
0
0
0
0
0
0
0
0
0
0
0
0
0
0
0
0
0
0
0
0
0
0
0
0
0
0
0
0
0
0
0
0
0
0
0
0
0
0
0
0
0
0
0
0
0
0
0
0
0
0
0
0
0
0
0
0
0
0
0
0
0
0
0
0
0
0
0
0
0
0
0
0
0
0
0
0
0
0
0
0
0
0
0
0
0
0
0
0
0
0
0
0
0
0
0
0
0
0
0
0
0
0
0
0
0
0
0
0
0
0
0
0
0
0
0
0
0
0
0
0
0
0
0
0
0
0
0
0
0
0
0
0
0
0
0
0
0
0
0
0
0
0
0
0
0
0
0
0
0
0
0
0
0
0
0
0
0
0
0
0
0
0
0
0
0
0
0
0
0
0
0
0
0
0
0
0
0
0
0
0
0
0
0
0
0
0
0
0
0
0
0
0
0
0
0
0
0
0
0
0
0
0
0
0
0
0
0
0
0
0
0
0
0
0
0
0
0
0
0
0
0
0
0
0
0
0
0
0
0
0
0
0
0
0
0
0
0
0
0
0
0
0
0
0
0
0
0
0
0
0
0
0
0
0
0
0
0
0
0
0
0
0
0
0
0
0
0
0
0
0
0
0
0
0
0
0
0
0
0
0
0
0
0
0
0
0
0
0
0
0
0
0
0
0
0
0
0
0
0
0
0
0
0
0
0
0
0
0
0
0
0
0
0
0
0
0
0
0
0
0
0
0
0
0
0
0
0
0
0
0
0
0
0
0
0
0
0
0
0
0
0
0
0
0
0
0
0
0
0
0
0
0
0
0
0
0
0
0
0
0
0
0
0
0
0
0
0
0
0
0
0
0
0
0
0
0
0
0
0
0
0
0
0
0
0
0
0
0
0
0
0
0
0
0
0
0
0
0
0
0
0
0
0
0
0
0
0
0
0
0
0
0
0
0
0
0
0
0
0
0
0
0
0
0
0
0
0
0
0
0
0
0
0
0
0
0
0
0
0
0
0
0
0
0
0
0
0
0
0
0
0
0
0
0
0
0
0
0
0
0
0
0
0
0
0
0
0
0
0
0
0
0
0
0
0
0
0
0
0
0
0
0
0
0
0
0
0
0
0
0
0
0
0
0
0
0
0
0
0
0
0
0
0
0
0
0
0
0
0
0
0
0
0
0
0
0
0
0
0
0
0
0
0
0
0
0
0
0
0
0
0
0
0
0
0
0
0
0
0
0
0
0
0
0
0
0
0
0
0
0
0
0
0
0
0
0
0
0
0
0
0
0
0
0
0
0
0
0
0
0
0
0
0
0
0
0
0
0
0
0
0
0
0
0
0
0
0
0
0
0
0
0
0
0
0
0
0
0
0
0
0
0
0
0
0
0
0
0
0
0
0
0
0
0
0
0
0
0
0
0
0
0
0
0
0
0
0
0
0
0
0
0
0
0
0
0
0
0
0
0
0
0
0
0
0
0
0
0
0
0
0
0
0
0
0
0
0
0
0
0
0
0
0
0
0
0
0
0
0
0
0
0
0
0
0
0
0
0
0
0
0
0
0
0
0
0
0
0
0
0
0
0
0
0
0
0
0
0
0
0
0
0
0
0
0
0
0
0
0
0
0
0
0
0
0
0
0
0
0
0
0
0
0
0
0
0
0
0
0
0
0
0
0
0
0
0
0
0
0
0
0
0
0
0
0
0
0
0
0
0
0
0
0
0
0
0
0
0
0
0
0
0
0
0
0
0
0
0
0
0
0
0
0
0
0
0
0
0
0
0
0
0
0
0
0
0
0
0
0
0
0
0
0
0
0
0
0
0
0
0
0
0
0
0
0
0
0
0
0
0
0
0
0
0
0
0
0
0
0
0
0
0
0
0
0
0
0
0
0
0
0
0
0
0
0
0
0
0
0
0
0
0
0
0
0
0
0
0
0
0
0
0
0
0
0
0
0
0
0
0
0
0
0
0
0
0
0
0
0
0
0
0
0
0
0
0
0
0
0
0
0
0
0
0
0
0
0
0
0
0
0
0
0
0
0
0
0
0
0
0
0
0
0
0
0
0
0
0
0
0
0
0
0
0
0
0
0
0
0
0
0
0
0
0
0
0
0
0
0
0
0
0
0
0
0
0
0
0
0
0
0
0
0
0
0
0
0
0
0
0
0
0
0
0
0
0
0
0
0
0
0
0
0
0
0
0
0
0
0
0
0
0
0
0
0
0
0
0
0
0
0
0
0
0
0
0
0
0
0
0
0
0
0
0
0
0
0
0
0
0
0
0
0
0
0
0
0
0
0
0
0
0
0
0
0
0
0
0
0
0
0
0
0
0
0
0
0
0
0
0
0
0
0
0
0
0
0
0
0
0
0
0
0
0
0
0
0
0
0
0
0
0
0
0
0
0
0
0
0
0
0
0
0
0
0
0
0
0
0
0
0
0
0
0
0
0
0
0
0
0
0
0
0
0
0
0
0
0
0
0
0
0
0
0
0
0
0
0
0
0
0
0
0
0
0
0
0
0
0
0
0
0
0
0
0
0
0
0
0
0
0
0
0
0
0
0
0
0
0
0
0
0
0
0
0
0
0
0
0
0
0
0
0
0
0
0
0
0
0
0
0
0
0
0
0
0
0
0
0
0
0
0
0
0
0
0
0
0
0
0
0
0
0
0
0
0
0
0
0
0
0
0
0
0
0
0
0
0
0
0
0
0
0
0
0
0
0
0
0
0
0
0
0
0
0
0
0
0
0
0
0
0
0
0
0
0
0
0
0
0
0
0
0
0
0
0
0
0
0
0
0
0
0
0
0
0
0
0
0
0
0
0
0
0
0
0
0
0
0
0
0
0
0
0
0
0
0
0
0
0
0
0
0
0
0
0
0
0
0
0
0
0
0
0
0
0
0
0
0
0
0
0
0
0
0
0
0
0
0
0
0
0
0
0
0
0
0
0
0
0
0
0
0
0
0
0
0
0
0
0
0
0
0
0
0
0
0
0
0
0
0
0
0
0
0
0
0
0
0
0
0
0
0
0
0
0
0
0
0
0
0
0
0
0
0
0
0
0
0
0
0
0
0
0
0
0
0
0
0
0
0
0
0
0
0
0
0
0
0
0
0
0
0
0
0
0
0
0
0
0
0
0
0
0
0
0
0
0
0
0
0
0
0
0
0
0
0
0
0
0
0
0
0
0
0
0
0
0
0
0
0
0
0
0
0
0
0
0
0
0
0
0
0
0
0
0
0
0
0
0
0
0
0
0
0
0
0
0
0
0
0
0
0
0
0
0
0
0
0
0
0
0
0
0
0
0
0
0
0
0
0
0
0
0
0
0
0
0
0
0
0
0
0
0
0
0
0
0
0
0
0
0
0
0
0
0
0
0
0
0
0
0
0
0
0
0
0
0
0
0
0
0
0
0
0
0
0
0
0
0
0
0
0
0
0
0
0
0
0
0
0
0
0
0
0
0
0
0
0
0
0
0
0
0
0
0
0
0
0
0
0
0
0
0
0
0
0
0
0
0
0
0
0
0
0
0
0
0
0
0
0
0
0
0
0
0
0
0
0
0
0
0
0
0
0
0
0
0
0
0
0
0
0
0
0
0
0
0
0
0
0
0
0
0
0
0
0
0
0
0
0
0
0
0
0
0
0
0
0
0
0
0
0
0
0
0
0
0
0
0
0
0
0
0
0
0
0
0
0
0
0
0
0
0
0
0
0
0
0
0
0
0
0
0
0
0
0
0
0
0
0
0
0
0
0
0
0
0
0
0
0
0
0
0
0
0
0
0
0
0
0
0
0
0
0
0
0
0
0
0
0
0
0
0
0
0
0
0
0
0
0
0
0
0
0
0
0
0
0
0
0
0
0
0
0
0
0
0
0
0
0
0
0
0
0
0
0
0
0
0
0
0
0
0
0
0
0
0
0
0
0
0
0
0
0
0
0
0
0
0
0
0
0
0
0
0
0
0
0
0
0
0
0
0
0
0
0
0
0
0
0
0
0
0
0
0
0
0
0
0
0
0
0
0
0
0
0
0
0
0
0
0
0
0
0
0
0
0
0
0
0
0
0
0
0
0
0
0
0
0
0
0
0
0
0
0
0
0
0
0
0
0
0
0
0
0
0
0
0
0
0
0
0
0
0
0
0
0
0
0
0
0
0
0
0
0
0
0
0
0
0
0
0
0
0
0
0
0
0
0
0
0
0
0
0
0
0
0
0
0
0
0
0
0
0
0
0
0
0
0
0
0
0
0
0
0
0
0
0
0
0
0
0
0
0
0
0
0
0
0
0
0
0
0
0
0
0
0
0
0
0
0
0
0
0
0
0
0
0
0
0
0
0
0
0
0
0
0
0
0
0
0
0
0
0
0
0
0
0
0
0
0
0
0
0
0
0
0
0
0
0
0
0
0
0
0
0
0
0
0
0
0
0
0
0
0
0
0
0
0
0
0
0
0
0
0
0
0
0
0
0
0
0
0
0
0
0
0
0
0
0
0
0
0
0
0
0
0
0
0
0
0
0
0
0
0
0
0
0
0
0
0
0
0
0
0
0
0
0
0
0
0
0
0
0
0
0
0
0
0
0
0
0
0
0
0
0
0
0
0
0
0
0
0
0
0
0
0
0
0
0
0
0
0
0
0
0
0
0
0
0
0
0
0
0
0
0
0
0
0
0
0
0
0
0
0
0
0
0
0
0
0
0
0
0
0
0
0
0
0
0
0
0
0
0
0
0
0
0
0
0
0
0
0
0
0
0
0
0
0
0
0
0
0
0
0
0
0
0
0
0
0
0
0
0
0
0
0
0
0
0
0
0
0
0
0
0
0
0
0
0
0
0
0
0
0
0
0
0
0
0
0
0
0
0
0
0
0
0
0
0
0
0
0
0
0
0
0
0
0
0
0
0
0
0
0
0
0
0
0
0
0
0
0
0
0
0
0
0
0
0
0
0
0
0
0
0
0
0
0
0
0
0
0
0
0
0
0
0
0
0
0
0
0
0
0
0
0
0
0
0
0
0
0
0
0
0
0
0
0
0
0
0
0
0
0
0
0
0
0
0
0
0
0
0
0
0
0
0
0
0
0
0
0
0
0
0
0
0
0
0
0
0
0
0
0
0
0
0
0
0
0
0
0
0
0
0
0
0
0
0
0
0
0
0
0
0
0
0
0
0
0
0
0
0
0
0
0
0
0
0
0
0
0
0
0
0
0
0
0
0
0
0
0
0
0
0
0
0
0
0
0
0
0
0
0
0
0
0
0
0
0
0
0
0
0
0
0
0
0
0
0
0
0
0
0
0
0
0
0
0
0
0
0
0
0
0
0
0
0
0
0
0
0
0
0
0
0
0
0
0
0
0
0
0
0
0
0
0
0
0
0
0
0
0
0
0
0
0
0
0
0
0
0
0
0
0
0
0
0
0
0
0
0
0
0
0
0
0
0
0
0
0
0
0
0
0
0
0
0
0
0
0
0
0
0
0
0
0
0
0
0
0
0
0
0
0
0
0
0
0
0
0
0
0
0
0
0
0
0
0
0
0
0
0
0
0
0
0
0
0
0
0
0
0
0
0
0
0
0
0
0
0
0
0
0
0
0
0
0
0
0
0
0
0
0
0
0
0
0
0
0
0
0
0
0
0
0
0
0
0
0
0
0
0
0
0
0
0
0
0
0
0
0
0
0
0
0
0
0
0
0
0
0
0
0
0
0
0
0
0
0
0
0
0
0
0
0
0
0
0
0
0
0
0
0
0
0
0
0
0
0
0
0
0
0
0
0
0
0
0
0
0
0
0
0
0
0
0
0
0
0
0
0
0
0
0
0
0
0
0
0
0
0
0
0
0
0
0
0
0
0
0
0
0
0
0
0
0
0
0
0
0
0
0
0
0
0
0
0
0
0
0
0
0
0
0
0
0
0
0
0
0
0
0
0
0
0
0
0
0
0
0
0
0
0
0
0
0
0
0
0
0
0
0
0
0
0
0
0
0
0
0
0
0
0
0
0
0
0
0
0
0
0
0
0
0
0
0
0
0
0
0
0
0
0
0
0
0
0
0
0
0
0
0
0
0
0
0
0
0
0
0
0
0
0
0
0
0
0
0
0
0
0
0
0
0
0
0
0
0
0
0
0
0
0
0
0
0
0
0
0
0
0
0
0
0
0
0
0
0
0
0
0
0
0
0
0
0
0
0
0
0
0
0
0
0
0
0
0
0
0
0
0
0
0
0
0
0
0
0
0
0
0
0
0
0
0
0
0
0
0
0
0
0
0
0
0
0
0
0
0
0
0
0
0
0
0
0
0
0
0
0
0
0
0
0
0
0
0
0
0
0
0
0
0
0
0
0
0
0
0
0
0
0
0
0
0
0
0
0
0
0
0
0
0
0
0
0
0
0
0
0
0
0
0
0
0
0
0
0
0
0
0
0
0
0
0
0
0
0
0
0
0
0
0
0
0
0
0
0
0
0
0
0
0
0
0
0
0
0
0
0
0
0
0
0
0
0
0
0
0
0
0
0
0
0
0
0
0
0
0
0
0
0
0
0
0
0
0
0
0
0
0
0
0
0
0
0
0
0
0
0
0
0
0
0
0
0
0
0
0
0
0
0
0
0
0
0
0
0
0
0
0
0
0
0
0
0
0
0
0
0
0
0
0
0
0
0
0
0
0
0
0
0
0
0
0
0
0
0
0
0
0
0
0
0
0
0
0
0
0
0
0
0
0
0
0
0
0
0
0
0
0
0
0
0
0
0
0
0
0
0
0
0
0
0
0
0
0
0
0
0
0
0
0
0
0
0
0
0
0
0
0
0
0
0
0
0
0
0
0
0
0
0
0
0
0
0
0
0
0
0
0
0
0
0
0
0
0
0
0
0
0
0
0
0
0
0
0
0
0
0
0
0
0
0
0
0
0
0
0
0
0
0
0
0
0
0
0
0
0
0
0
0
0
0
0
0
0
0
0
0
0
0
0
0
0
0
0
0
0
0
0
0
0
0
0
0
0
0
0
0
0
0
0
0
0
0
0
0
0
0
0
0
0
0
0
0
0
0
0
0
0
0
0
0
0
0
0
0
0
0
0
0
0
0
0
0
0
0
0
0
0
0
0
0
0
0
0
0
0
0
0
0
0
0
0
0
0
0
0
0
0
0
0
0
0
0
0
0
0
0
0
0
0
0
0
0
0
0
0
0
0
0
0
0
0
0
0
0
0
0
0
0
0
0
0
0
0
0
0
0
0
0
0
0
0
0
0
0
0
0
0
0
0
0
0
0
0
0
0
0
0
0
0
0
0
0
0
0
0
0
0
0
0
0
0
0
0
0
0
0
0
0
0
0
0
0
0
0
0
0
0
0
0
0
0
0
0
0
0
0
0
0
0
0
0
0
0
0
0
0
0
0
0
0
0
0
0
0
0
0
0
0
0
0
0
0
0
0
0
0
0
0
0
0
0
0
0
0
0
0
0
0
0
0
0
0
0
0
0
0
0
0
0
0
0
0
0
0
0
0
0
0
0
0
0
0
0
0
0
0
0
0
0
0
0
0
0
0
0
0
0
0
0
0
0
0
0
0
0
0
0
0
0
0
0
0
0
0
0
0
0
0
0
0
0
0
0
0
0
0
0
0
0
0
0
0
0
0
0
0
0
0
0
0
0
0
0
0
0
0
0
0
0
0
0
0
0
0
0
0
0
0
0
0
0
0
0
0
0
0
0
0
0
0
0
0
0
0
0
0
0
0
0
0
0
0
0
0
0
0
0
0
0
0
0
0
0
0
0
0
0
0
0
0
0
0
0
0
0
0
0
0
0
0
0
0
0
0
0
0
0
0
0
0
0
0
0
0
0
0
0
0
0
0
0
0
0
0
0
0
0
0
0
0
0
0
0
0
0
0
0
0
0
0
0
0
0
0
0
0
0
0
0
0
0
0
0
0
0
0
0
0
0
0
0
0
0
0
0
0
0
0
0
0
0
0
0
0
0
0
0
0
0
0
0
0
0
0
0
0
0
0
0
0
0
0
0
0
0
0
0
0
0
0
0
0
0
0
0
0
0
0
0
0
0
0
0
0
0
0
0
0
0
0
0
0
0
0
0
0
0
0
0
0
0
0
0
0
0
0
0
0
0
0
0
0
0
0
0
0
0
0
0
0
0
0
0
0
0
0
0
0
0
0
0
0
0
0
0
0
0
0
0
0
0
0
0
0
0
0
0
0
0
0
0
0
0
0
0
0
0
0
0
0
0
0
0
0
0
0
0
0
0
0
0
0
0
0
0
0
0
0
0
0
0
0
0
0
0
0
0
0
0
0
0
0
0
0
0
0
0
0
0
0
0
0
0
0
0
0
0
0
0
0
0
0
0
0
0
0
0
0
0
0
0
0
0
0
0
0
0
0
0
0
0
0
0
0
0
0
0
0
0
0
0
0
0
0
0
0
0
0
0
0
0
0
0
0
0
0
0
0
0
0
0
0
0
0
0
0
0
0
0
0
0
0
0
0
0
0
0
0
0
0
0
0
0
0
0
0
0
0
0
0
0
0
0
0
0
0
0
0
0
0
0
0
0
0
0
0
0
0
0
0
0
0
0
0
0
0
0
0
0
0
0
0
0
0
0
0
0
0
0
0
0
0
0
0
0
0
0
0
0
0
0
0
0
0
0
0
0
0
0
0
0
0
0
0
0
0
0
0
0
0
0
0
0
0
0
0
0
0
0
0
0
0
0
0
0
0
0
0
0
0
0
0
0
0
0
0
0
0
0
0
0
0
0
0
0
0
0
0
0
0
0
0
0
0
0
0
0
0
0
0
0
0
0
0
0
0
0
0
0
0
0
0
0
0
0
0
0
0
0
0
0
0
0
0
0
0
0
0
0
0
0
0
0
0
0
0
0
0
0
0
0
0
0
0
0
0
0
0
0
0
0
0
0
0
0
0
0
0
0
0
0
0
0
0
0
0
0
0
0
0
0
0
0
0
0
0
0
0
0
0
0
0
0
0
0
0
0
0
0
0
0
0
0
0
0
0
0
0
0
0
0
0
0
0
0
0
0
0
0
0
0
0
0
0
0
0
0
0
0
0
0
0
0
0
0
0
0
0
0
0
0
0
0
0
0
0
0
0
0
0
0
0
0
0
0
0
0
0
0
0
0
0
0
0
0
0
0
0
0
0
0
0
0
0
0
0
0
0
0
0
0
0
0
0
0
0
0
0
0
0
0
0
0
0
0
0
0
0
0
0
0
0
0
0
0
0
0
0
0
0
0
0
0
0
0
0
0
0
0
0
0
0
0
0
0
0
0
0
0
0
0
0
0
0
0
0
0
0
0
0
0
0
0
0
0
0
0
0
0
0
0
0
0
0
0
0
0
0
0
0
0
0
0
0
0
0
0
0
0
0
0
0
0
0
0
0
0
0
0
0
0
0
0
0
0
0
0
0
0
0
0
0
0
0
0
0
0
0
0
0
0
0
0
0
0
0
0
0
0
0
0
0
0
0
0
0
0
0
0
0
0
0
0
0
0
0
0
0
0
0
0
0
0
0
0
0
0
0
0
0
0
0
0
0
0
0
0
0
0
0
0
0
0
0
0
0
0
0
0
0
0
0
0
0
0
0
0
0
0
0
0
0
0
0
0
0
0
0
0
0
0
0
0
0
0
0
0
0
0
0
0
0
0
0
0
0
0
0
0
0
0
0
0
0
0
0
0
0
0
0
0
0
0
0
0
0
0
0
0
0
0
0
0
0
0
0
0
0
0
0
0
0
0
0
0
0
0
0
0
0
0
0
0
0
0
0
0
0
0
0
0
0
0
0
0
0
0
0
0
0
0
0
0
0
0
0
0
0
0
0
0
0
0
0
0
0
0
0
0
0
0
0
0
0
0
0
0
0
0
0
0
0
0
0
0
0
0
0
0
0
0
0
0
0
0
0
0
0
0
0
0
0
0
0
0
0
0
0
0
0
0
0
0
0
0
0
0
0
0
0
0
0
0
0
0
0
0
0
0
0
0
0
0
0
0
0
0
0
0
0
0
0
0
0
0
0
0
0
0
0
0
0
0
0
0
0
0
0
0
0
0
0
0
0
0
0
0
0
0
0
0
0
0
0
0
0
0
0
0
0
0
0
0
0
0
0
0
0
0
0
0
0
0
0
0
0
0
0
0
0
0
0
0
0
0
0
0
0
0
0
0
0
0
0
0
0
0
0
0
0
0
0
0
0
0
0
0
0
0
0
0
0
0
0
0
0
0
0
0
0
0
0
0
0
0
0
0
0
0
0
0
0
0
0
0
0
0
0
0
0
0
0
0
0
0
0
0
0
0
0
0
0
0
0
0
0
0
0
0
0
0
0
0
0
0
0
0
0
0
0
0
0
0
0
0
0
0
0
0
0
0
0
0
0
0
0
0
0
0
0
0
0
0
0
0
0
0
0
0
0
0
0
0
0
0
0
0
0
0
0
0
0
0
0
0
0
0
0
0
0
0
0
0
0
0
0
0
0
0
0
0
0
0
0
0
0
0
0
0
0
0
0
0
0
0
0
0
0
0
0
0
0
0
0
0
0
0
0
0
0
0
0
0
0
0
0
0
0
0
0
0
0
0
0
0
0
0
0
0
0
0
0
0
0
0
0
0
0
0
0
0
0
0
0
0
0
0
0
0
0
0
0
0
0
0
0
0
0
0
0
0
0
0
0
0
0
0
0
0
0
0
0
0
0
0
0
0
0
0
0
0
0
0
0
0
0
0
0
0
0
0
0
0
0
0
0
0
0
0
0
0
0
0
0
0
0
0
0
0
0
0
0
0
0
0
0
0
0
0
0
0
0
0
0
0
0
0
0
0
0
0
0
0
0
0
0
0
0
0
0
0
0
0
0
0
0
0
0
0
0
0
0
0
0
0
0
0
0
0
0
0
0
0
0
0
0
0
0
0
0
0
0
0
0
0
0
0
0
0
0
0
0
0
0
0
0
0
0
0
0
0
0
0
0
0
0
0
0
0
0
0
0
0
0
0
0
0
0
0
0
0
0
0
0
0
0
0
0
0
0
0
0
0
0
0
0
0
0
0
0
0
0
0
0
0
0
0
0
0
0
0
0
0
0
0
0
0
0
0
0
0
0
0
0
0
0
0
0
0
0
0
0
0
0
0
0
0
0
0
0
0
0
0
0
0
0
0
0
0
0
0
0
0
0
0
0
0
0
0
0
0
0
0
0
0
0
0
0
0
0
0
0
0
0
0
0
0
0
0
0
0
0
0
0
0
0
0
0
0
0
0
0
0
0
0
0
0
0
0
0
0
0
0
0
0
0
0
0
0
0
0
0
0
0
0
0
0
0
0
0
0
0
0
0
0
0
0
0
0
0
0
0
0
0
0
0
0
0
0
0
0
0
0
0
0
0
0
0
0
0
0
0
0
0
0
0
0
0
0
0
0
0
0
0
0
0
0
0
0
0
0
0
0
0
0
0
0
0
0
0
0
0
0
0
0
0
0
0
0
0
0
0
0
0
0
0
0
0
0
0
0
0
0
0
0
0
0
0
0
0
0
0
0
0
0
0
0
0
0
0
0
0
0
0
0
0
0
0
0
0
0
0
0
0
0
0
0
0
0
0
0
0
0
0
0
0
0
0
0
0
0
0
0
0
0
0
0
0
0
0
0
0
0
0
0
0
0
0
0
0
0
0
0
0
0
0
0
0
0
0
0
0
0
0
0
0
0
0
0
0
0
0
0
0
0
0
0
0
0
0
0
0
0
0
0
0
0
0
0
0
0
0
0
0
0
0
0
0
0
0
0
0
0
0
0
0
0
0
0
0
0
0
0
0
0
0
0
0
0
0
0
0
0
0
0
0
0
0
0
0
0
0
0
0
0
0
0
0
0
0
0
0
0
0
0
0
0
0
0
0
0
0
0
0
0
0
0
0
0
0
0
0
0
0
0
0
0
0
0
0
0
0
0
0
0
0
0
0
0
0
0
0
0
0
0
0
0
0
0
0
0
0
0
0
0
0
0
0
0
0
0
0
0
0
0
0
0
0
0
0
0
0
0
0
0
0
0
0
0
0
0
0
0
0
0
0
0
0
0
0
0
0
0
0
0
0
0
0
0
0
0
0
0
0
0
0
0
0
0
0
0
0
0
0
0
0
0
0
0
0
0
0
0
0
0
0
0
0
0
0
0
0
0
0
0
0
0
0
0
0
0
0
0
0
0
0
0
0
0
0
0
0
0
0
0
0
0
0
0
0
0
0
0
0
0
0
0
0
0
0
0
0
0
0
0
0
0
0
0
0
0
0
0
0
0
0
0
0
0
0
0
0
0
0
0
0
0
0
0
0
0
0
0
0
0
0
0
0
0
0
0
0
0
0
0
0
0
0
0
0
0
0
0
0
0
0
0
0
0
0
0
0
0
0
0
0
0
0
0
0
0
0
0
0
0
0
0
0
0
0
0
0
0
0
0
0
0
0
0
0
0
0
0
0
0
0
0
0
0
0
0
0
0
0
0
0
0
0
0
0
0
0
0
0
0
0
0
0
0
0
0
0
0
0
0
0
0
0
0
0
0
0
0
0
0
0
0
0
0
0
0
0
0
0
0
0
0
0
0
0
0
0
0
0
0
0
0
0
0
0
0
0
0
0
0
0
0
0
0
0
0
0
0
0
0
0
0
0
0
0
0
0
0
0
0
0
0
0
0
0
0
0
0
0
0
0
0
0
0
0
0
0
0
0
0
0
0
0
0
0
0
0
0
0
0
0
0
0
0
0
0
0
0
0
0
0
0
0
0
0
0
0
0
0
0
0
0
0
0
0
0
0
0
0
0
0
0
0
0
0
0
0
0
0
0
0
0
0
0
0
0
0
0
0
0
0
0
0
0
0
0
0
0
0
0
0
0
0
0
0
0
0
0
0
0
0
0
0
0
0
0
0
0
0
0
0
0
0
0
0
0
0
0
0
0
0
0
0
0
0
0
0
0
0
0
0
0
0
0
0
0
0
0
0
0
0
0
0
0
0
0
0
0
0
0
0
0
0
0
0
0
0
0
0
0
0
0
0
0
0
0
0
0
0
0
0
0
0
0
0
0
0
0
0
0
0
0
0
0
0
0
0
0
0
0
0
0
0
0
0
0
0
0
0
0
0
0
0
0
0
0
0
0
0
0
0
0
0
0
0
0
0
0
0
0
0
0
0
0
0
0
0
0
0
0
0
0
0
0
0
0
0
0
0
0
0
0
0
0
0
0
0
0
0
0
0
0
0
0
0
0
0
0
0
0
0
0
0
0
0
0
0
0
0
0
0
0
0
0
0
0
0
0
0
0
0
0
0
0
0
0
0
0
0
0
0
0
0
0
0
0
0
0
0
0
0
0
0
0
0
0
0
0
0
0
0
0
0
0
0
0
0
0
0
0
0
0
0
0
0
0
0
0
0
0
0
0
0
0
0
0
0
0
0
0
0
0
0
0
0
0
0
0
0
0
0
0
0
0
0
0
0
0
0
0
0
0
0
0
0
0
0
0
0
0
0
0
0
0
0
0
0
0
0
0
0
0
0
0
0
0
0
0
0
0
0
0
0
0
0
0
0
0
0
0
0
0
0
0
0
0
0
0
0
0
0
0
0
0
0
0
0
0
0
0
0
0
0
0
0
0
0
0
0
0
0
0
0
0
0
0
0
0
0
0
0
0
0
0
0
0
0
0
0
0
0
0
0
0
0
0
0
0
0
0
0
0
0
0
0
0
0
0
0
0
0
0
0
0
0
0
0
0
0
0
0
0
0
0
0
0
0
0
0
0
0
0
0
0
0
0
0
0
0
0
0
0
0
0
0
0
0
0
0
0
0
0
0
0
0
0
0
0
0
0
0
0
0
0
0
0
0
0
0
0
0
0
0
0
0
0
0
0
0
0
0
0
0
0
0
0
0
0
0
0
0
0
0
0
0
0
0
0
0
0
0
0
0
0
0
0
0
0
0
0
0
0
0
0
0
0
0
0
0
0
0
0
0
0
0
0
0
0
0
0
0
0
0
0
0
0
0
0
0
0
0
0
0
0
0
0
0
0
0
0
0
0
0
0
0
0
0
0
0
0
0
0
0
0
0
0
0
0
0
0
0
0
0
0
0
0
0
0
0
0
0
0
0
0
0
0
0
0
0
0
0
0
0
0
0
0
0
0
0
0
0
0
0
0
0
0
0
0
0
0
0
0
0
0
0
0
0
0
0
0
0
0
0
0
0
0
0
0
0
0
0
0
0
0
0
0
0
0
0
0
0
0
0
0
0
0
0
0
0
0
0
0
0
0
0
0
0
0
0
0
0
0
0
0
0
0
0
0
0
0
0
0
0
0
0
0
0
0
0
0
0
0
0
0
0
0
0
0
0
0
0
0
0
0
0
0
0
0
0
0
0
0
0
0
0
0
0
0
0
0
0
0
0
0
0
0
0
0
0
0
0
0
0
0
0
0
0
0
0
0
0
0
0
0
0
0
0
0
0
0
0
0
0
0
0
0
0
0
0
0
0
0
0
0
0
0
0
0
0
0
0
0
0
0
0
0
0
0
0
0
0
0
0
0
0
0
0
0
0
0
0
0
0
0
0
0
0
0
0
0
0
0
0
0
0
0
0
0
0
0
0
0
0
0
0
0
0
0
0
0
0
0
0
0
0
0
0
0
0
0
0
0
0
0
0
0
0
0
0
0
0
0
0
0
0
0
0
0
0
0
0
0
0
0
0
0
0
0
0
0
0
0
0
0
0
0
0
0
0
0
0
0
0
0
0
0
0
0
0
0
0
0
0
0
0
0
0
0
0
0
0
0
0
0
0
0
0
0
0
0
0
0
0
0
0
0
0
0
0
0
0
0
0
0
0
0
0
0
0
0
0
0
0
0
0
0
0
0
0
0
0
0
0
0
0
0
0
0
0
0
0
0
0
0
0
0
0
0
0
0
0
0
0
0
0
0
0
0
0
0
0
0
0
0
0
0
0
0
0
0
0
0
0
0
0
0
0
0
0
0
0
0
0
0
0
0
0
0
0
0
0
0
0
0
0
0
0
0
0
0
0
0
0
0
0
0
0
0
0
0
0
0
0
0
0
0
0
0
0
0
0
0
0
0
0
0
0
0
0
0
0
0
0
0
0
0
0
0
0
0
0
0
0
0
0
0
0
0
0
0
0
0
0
0
0
0
0
0
0
0
0
0
0
0
0
0
0
0
0
0
0
0
0
0
0
0
0
0
0
0
0
0
0
0
0
0
0
0
0
0
0
0
0
0
0
0
0
0
0
0
0
0
0
0
0
0
0
0
0
0
0
0
0
0
0
0
0
0
0
0
0
0
0
0
0
0
0
0
0
0
0
0
0
0
0
0
0
0
0
0
0
0
0
0
0
0
0
0
0
0
0
0
0
0
0
0
0
0
0
0
0
0
0
0
0
0
0
0
0
0
0
0
0
0
0
0
0
0
0
0
0
0
0
0
0
0
0
0
0
0
0
0
0
0
0
0
0
0
0
0
0
0
0
0
0
0
0
0
0
0
0
0
0
0
0
0
0
0
0
0
0
0
0
0
0
0
0
0
0
0
0
0
0
0
0
0
0
0
0
0
0
0
0
0
0
0
0
0
0
0
0
0
0
0
0
0
0
0
0
0
0
0
0
0
0
0
0
0
0
0
0
0
0
0
0
0
0
0
0
0
0
0
0
0
0
0
0
0
0
0
0
0
0
0
0
0
0
0
0
0
0
0
0
0
0
0
0
0
0
0
0
0
0
0
0
0
0
0
0
0
0
0
0
0
0
0
0
0
0
0
0
0
0
0
0
0
0
0
0
0
0
0
0
0
0
0
0
0
0
0
0
0
0
0
0
0
0
0
0
0
0
0
0
0
0
0
0
0
0
0
0
0
0
0
0
0
0
0
0
0
0
0
0
0
0
0
0
0
0
0
0
0
0
0
0
0
0
0
0
0
0
0
0
0
0
0
0
0
0
0
0
0
0
0
0
0
0
0
0
0
0
0
0
0
0
0
0
0
0
0
0
0
0
0
0
0
0
0
0
0
0
0
0
0
0
0
0
0
0
0
0
0
0
0
0
0
0
0
0
0
0
0
0
0
0
0
0
0
0
0
0
0
0
0
0
0
0
0
0
0
0
0
0
0
0
0
0
0
0
0
0
0
0
0
0
0
0
0
0
0
0
0
0
0
0
0
0
0
0
0
0
0
0
0
0
0
0
0
0
0
0
0
0
0
0
0
0
0
0
0
0
0
0
0
0
0
0
0
0
0
0
0
0
0
0
0
0
0
0
0
0
0
0
0
0
0
0
0
0
0
0
0
0
0
0
0
0
0
0
0
0
0
0
0
0
0
0
0
0
0
0
0
0
0
0
0
0
0
0
0
0
0
0
0
0
0
0
0
0
0
0
0
0
0
0
0
0
0
0
0
0
0
0
0
0
0
0
0
0
0
0
0
0
0
0
0
0
0
0
0
0
0
0
0
0
0
0
0
0
0
0
0
0
0
0
0
0
0
0
0
0
0
0
0
0
0
0
0
0
0
0
0
0
0
0
0
0
0
0
0
0
0
0
0
0
0
0
0
0
0
0
0
0
0
0
0
0
0
0
0
0
0
0
0
0
0
0
0
0
0
0
0
0
0
0
0
0
0
0
0
0
0
0
0
0
0
0
0
0
0
0
0
0
0
0
0
0
0
0
0
0
0
0
0
0
0
0
0
0
0
0
0
0
0
0
0
0
0
0
0
0
0
0
0
0
0
0
0
0
0
0
0
0
0
0
0
0
0
0
0
0
0
0
0
0
0
0
0
0
0
0
0
0
0
0
0
0
0
0
0
0
0
0
0
0
0
0
0
0
0
0
0
0
0
0
0
0
0
0
0
0
0
0
0
0
0
0
0
0
0
0
0
0
0
0
0
0
0
0
0
0
0
0
0
0
0
0
0
0
0
0
0
0
0
0
0
0
0
0
0
0
0
0
0
0
0
0
0
0
0
0
0
0
0
0
0
0
0
0
0
0
0
0
0
0
0
0
0
0
0
0
0
0
0
0
0
0
0
0
0
0
0
0
0
0
0
0
0
0
0
0
0
0
0
0
0
0
0
0
0
0
0
0
0
0
0
0
0
0
0
0
0
0
0
0
0
0
0
0
0
0
0
0
0
0
0
0
0
0
0
0
0
0
0
0
0
0
0
0
0
0
0
0
0
0
0
0
0
0
0
0
0
0
0
0
0
0
0
0
0
0
0
0
0
0
0
0
0
0
0
0
0
0
0
0
0
0
0
0
0
0
0
0
0
0
0
0
0
0
0
0
0
0
0
0
0
0
0
0
0
0
0
0
0
0
0
0
0
0
0
0
0
0
0
0
0
0
0
0
0
0
0
0
0
0
0
0
0
0
0
0
0
0
0
0
0
0
0
0
0
0
0
0
0
0
0
0
0
0
0
0
0
0
0
0
0
0
0
0
0
0
0
0
0
0
0
0
0
0
0
0
0
0
0
0
0
0
0
0
0
0
0
0
0
0
0
0
0
0
0
0
0
0
0
0
0
0
0
0
0
0
0
0
0
0
0
0
0
0
0
0
0
0
0
0
0
0
0
0
0
0
0
0
0
0
0
0
0
0
0
0
0
0
0
0
0
0
0
0
0
0
0
0
0
0
0
0
0
0
0
0
0
0
0
0
0
0
0
0
0
0
0
0
0
0
0
0
0
0
0
0
0
0
0
0
0
0
0
0
0
0
0
0
0
0
0
0
0
0
0
0
0
0
0
0
0
0
0
0
0
0
0
0
0
0
0
0
0
0
0
0
0
0
0
0
0
0
0
0
0
0
0
0
0
0
0
0
0
0
0
0
0
0
0
0
0
0
0
0
0
0
0
0
0
0
0
0
0
0
0
0
0
0
0
0
0
0
0
0
0
0
0
0
0
0
0
0
0
0
0
0
0
0
0
0
0
0
0
0
0
0
0
0
0
0
0
0
0
0
0
0
0
0
0
0
0
0
0
0
0
0
0
0
0
0
0
0
0
0
0
0
0
0
0
0
0
0
0
0
0
0
0
0
0
0
0
0
0
0
0
0
0
0
0
0
0
0
0
0
0
0
0
0
0
0
0
0
0
0
0
0
0
0
0
0
0
0
0
0
0
0
0
0
0
0
0
0
0
0
0
0
0
0
0
0
0
0
0
0
0
0
0
0
0
0
0
0
0
0
0
0
0
0
0
0
0
0
0
0
0
0
0
0
0
0
0
0
0
0
0
0
0
0
0
0
0
0
0
0
0
0
0
0
0
0
0
0
0
0
0
0
0
0
0
0
0
0
0
0
0
0
0
0
0
0
0
0
0
0
0
0
0
0
0
0
0
0
0
0
0
0
0
0
0
0
0
0
0
0
0
0
0
0
0
0
0
0
0
0
0
0
0
0
0
0
0
0
0
0
0
0
0
0
0
0
0
0
0
0
0
0
0
0
0
0
0
0
0
0
0
0
0
0
0
0
0
0
0
0
0
0
0
0
0
0
0
0
0
0
0
0
0
0
0
0
0
0
0
0
0
0
0
0
0
0
0
0
0
0
0
0
0
0
0
0
0
0
0
0
0
0
0
0
0
0
0
0
0
0
0
0
0
0
0
0
0
0
0
0
0
0
0
0
0
0
0
0
0
0
0
0
0
0
0
0
0
0
0
0
0
0
0
0
0
0
0
0
0
0
0
0
0
0
0
0
0
0
0
0
0
0
0
0
0
0
0
0
0
0
0
0
0
0
0
0
0
0
0
0
0
0
0
0
0
0
0
0
0
0
0
0
0
0
0
0
0
0
0
0
0
0
0
0
0
0
0
0
0
0
0
0
0
0
0
0
0
0
0
0
0
0
0
0
0
0
0
0
0
0
0
0
0
0
0
0
0
0
0
0
0
0
0
0
0
0
0
0
0
0
0
0
0
0
0
0
0
0
0
0
0
0
0
0
0
0
0
0
0
0
0
0
0
0
0
0
0
0
0
0
0
0
0
0
0
0
0
0
0
0
0
0
0
0
0
0
0
0
0
0
0
0
0
0
0
0
0
0
0
0
0
0
0
0
0
0
0
0
0
0
0
0
0
0
0
0
0
0
0
0
0
0
0
0
0
0
0
0
0
0
0
0
0
0
0
0
0
0
0
0
0
0
0
0
0
0
0
0
0
0
0
0
0
0
0
0
0
0
0
0
0
0
0
0
0
0
0
0
0
0
0
0
0
0
0
0
0
0
0
0
0
0
0
0
0
0
0
0
0
0
0
0
0
0
0
0
0
0
0
0
0
0
0
0
0
0
0
0
0
0
0
0
0
0
0
0
0
0
0
0
0
0
0
0
0
0
0
0
0
0
0
0
0
0
0
0
0
0
0
0
0
0
0
0
0
0
0
0
0
0
0
0
0
0
0
0
0
0
0
0
0
0
0
0
0
0
0
0
0
0
0
0
0
0
0
0
0
0
0
0
0
0
0
0
0
0
0
0
0
0
0
0
0
0
0
0
0
0
0
0
0
0
0
0
0
0
0
0
0
0
0
0
0
0
0
0
0
0
0
0
0
0
0
0
0
0
0
0
0
0
0
0
0
0
0
0
0
0
0
0
0
0
0
0
0
0
0
0
0
0
0
0
0
0
0
0
0
0
0
0
0
0
0
0
0
0
0
0
0
0
0
0
0
0
0
0
0
0
0
0
0
0
0
0
0
0
0
0
0
0
0
0
0
0
0
0
0
0
0
0
0
0
0
0
0
0
0
0
0
0
0
0
0
0
0
0
0
0
0
0
0
0
0
0
0
0
0
0
0
0
0
0
0
0
0
0
0
0
0
0
0
0
0
0
0
0
0
0
0
0
0
0
0
0
0
0
0
0
0
0
0
0
0
0
0
0
0
0
0
0
0
0
0
0
0
0
0
0
0
0
0
0
0
0
0
0
0
0
0
0
0
0
0
0
0
0
0
0
0
0
0
0
0
0
0
0
0
0
0
0
0
0
0
0
0
0
0
0
0
0
0
0
0
0
0
0
0
0
0
0
0
0
0
0
0
0
0
0
0
0
0
0
0
0
0
0
0
0
0
0
0
0
0
0
0
0
0
0
0
0
0
0
0
0
0
0
0
0
0
0
0
0
0
0
0
0
0
0
0
0
0
0
0
0
0
0
0
0
0
0
0
0
0
0
0
0
0
0
0
0
0
0
0
0
0
0
0
0
0
0
0
0
0
0
0
0
0
0
0
0
0
0
0
0
0
0
0
0
0
0
0
0
0
0
0
0
0
0
0
0
0
0
0
0
0
0
0
0
0
0
0
0
0
0
0
0
0
0
0
0
0
0
0
0
0
0
0
0
0
0
0
0
0
0
0
0
0
0
0
0
0
0
0
0
0
0
0
0
0
0
0
0
0
0
0
0
0
0
0
0
0
0
0
0
0
0
0
0
0
0
0
0
0
0
0
0
0
0
0
0
0
0
0
0
0
0
0
0
0
0
0
0
0
0
0
0
0
0
0
0
0
0
0
0
0
0
0
0
0
0
0
0
0
0
0
0
0
0
0
0
0
0
0
0
0
0
0
0
0
0
0
0
0
0
0
0
0
0
0
0
0
0
0
0
0
0
0
0
0
0
0
0
0
0
0
0
0
0
0
0
0
0
0
0
0
0
0
0
0
0
0
0
0
0
0
0
0
0
0
0
0
0
0
0
0
0
0
0
0
0
0
0
0
0
0
0
0
0
0
0
0
0
0
0
0
0
0
0
0
0
0
0
0
0
0
0
0
0
0
0
0
0
0
0
0
0
0
0
0
0
0
0
0
0
0
0
0
0
0
0
0
0
0
0
0
0
0
0
0
0
0
0
0
0
0
0
0
0
0
0
0
0
0
0
0
0
0
0
0
0
0
0
0
0
0
0
0
0
0
0
0
0
0
0
0
0
0
0
0
0
0
0
0
0
0
0
0
0
0
0
0
0
0
0
0
0
0
0
0
0
0
0
0
0
0
0
0
0
0
0
0
0
0
0
0
0
0
0
0
0
0
0
0
0
0
0
0
0
0
0
0
0
0
0
0
0
0
0
0
0
0
0
0
0
0
0
0
0
0
0
0
0
0
0
0
0
0
0
0
0
0
0
0
0
0
0
0
0
0
0
0
0
0
0
0
0
0
0
0
0
0
0
0
0
0
0
0
0
0
0
0
0
0
0
0
0
0
0
0
0
0
0
0
0
0
0
0
0
0
0
0
0
0
0
0
0
0
0
0
0
0
0
0
0
0
0
0
0
0
0
0
0
0
0
0
0
0
0
0
0
0
0
0
0
0
0
0
0
0
0
0
0
0
0
0
0
0
0
0
0
0
0
0
0
0
0
0
0
0
0
0
0
0
0
0
0
0
0
0
0
0
0
0
0
0
0
0
0
0
0
0
0
0
0
0
0
0
0
0
0
0
0
0
0
0
0
0
0
0
0
0
0
0
0
0
0
0
0
0
0
0
0
0
0
0
0
0
0
0
0
0
0
0
0
0
0
0
0
0
0
0
0
0
0
0
0
0
0
0
0
0
0
0
0
0
0
0
0
0
0
0
0
0
0
0
0
0
0
0
0
0
0
0
0
0
0
0
0
0
0
0
0
0
0
0
0
0
0
0
0
0
0
0
0
0
0
0
0
0
0
0
0
0
0
0
0
0
0
0
0
0
0
0
0
0
0
0
0
0
0
0
0
0
0
0
0
0
0
0
0
0
0
0
0
0
0
0
0
0
0
0
0
0
0
0
0
0
0
0
0
0
0
0
0
0
0
0
0
0
0
0
0
0
0
0
0
0
0
0
0
0
0
0
0
0
0
0
0
0
0
0
0
0
0
0
0
0
0
0
0
0
0
0
0
0
0
0
0
0
0
0
0
0
0
0
0
0
0
0
0
0
0
0
0
0
0
0
0
0
0
0
0
0
0
0
0
0
0
0
0
0
0
0
0
0
0
0
0
0
0
0
0
0
0
0
0
0
0
0
0
0
0
0
0
0
0
0
0
0
0
0
0
0
0
0
0
0
0
0
0
0
0
0
0
0
0
0
0
0
0
0
0
0
0
0
0
0
0
0
0
0
0
0
0
0
0
0
0
0
0
0
0
0
0
0
0
0
0
0
0
0
0
0
0
0
0
0
0
0
0
0
0
0
0
0
0
0
0
0
0
0
0
0
0
0
0
0
0
0
0
0
0
0
0
0
0
0
0
0
0
0
0
0
0
0
0
0
0
0
0
0
0
0
0
0
0
0
0
0
0
0
0
0
0
0
0
0
0
0
0
0
0
0
0
0
0
0
0
0
0
0
0
0
0
0
0
0
0
0
0
0
0
0
0
0
0
0
0
0
0
0
0
0
0
0
0
0
0
0
0
0
0
0
0
0
0
0
0
0
0
0
0
0
0
0
0
0
0
0
0
0
0
0
0
0
0
0
0
0
0
0
0
0
0
0
0
0
0
0
0
0
0
0
0
0
0
0
0
0
0
0
0
0
0
0
0
0
0
0
0
0
0
0
0
0
0
0
0
0
0
0
0
0
0
0
0
0
0
0
0
0
0
0
0
0
0
0
0
0
0
0
0
0
0
0
0
0
0
0
0
0
0
0
0
0
0
0
0
0
0
0
0
0
0
0
0
0
0
0
0
0
0
0
0
0
0
0
0
0
0
0
0
0
0
0
0
0
0
0
0
0
0
0
0
0
0
0
0
0
0
0
0
0
0
0
0
0
0
0
0
0
0
0
0
0
0
0
0
0
0
0
0
0
0
0
0
0
0
0
0
0
0
0
0
0
0
0
0
0
0
0
0
0
0
0
0
0
0
0
0
0
0
0
0
0
0
0
0
0
0
0
0
0
0
0
0
0
0
0
0
0
0
0
0
0
0
0
0
0
0
0
0
0
0
0
0
0
0
0
0
0
0
0
0
0
0
0
0
0
0
0
0
0
0
0
0
0
0
0
0
0
0
0
0
0
0
0
0
0
0
0
0
0
0
0
0
0
0
0
0
0
0
0
0
0
0
0
0
0
0
0
0
0
0
0
0
0
0
0
0
0
0
0
0
0
0
0
0
0
0
0
0
0
0
0
0
0
0
0
0
0
0
0
0
0
0
0
0
0
0
0
0
0
0
0
0
0
0
0
0
0
0
0
0
0
0
0
0
0
0
0
0
0
0
0
0
0
0
0
0
0
0
0
0
0
0
0
0
0
0
0
0
0
0
0
0
0
0
0
0
0
0
0
0
0
0
0
0
0
0
0
0
0
0
0
0
0
0
0
0
0
0
0
0
0
0
0
0
0
0
0
0
0
0
0
0
0
0
0
0
0
0
0
0
0
0
0
0
0
0
0
0
0
0
0
0
0
0
0
0
0
0
0
0
0
0
0
0
0
0
0
0
0
0
0
0
0
0
0
0
0
0
0
0
0
0
0
0
0
0
0
0
0
0
0
0
0
0
0
0
0
0
0
0
0
0
0
0
0
0
0
0
0
0
0
0
0
0
0
0
0
0
0
0
0
0
0
0
0
0
0
0
0
0
0
0
0
0
0
0
0
0
0
0
0
0
0
0
0
0
0
0
0
0
0
0
0
0
0
0
0
0
0
0
0
0
0
0
0
0
0
0
0
0
0
0
0
0
0
0
0
0
0
0
0
0
0
0
0
0
0
0
0
0
0
0
0
0
0
0
0
0
0
0
0
0
0
0
0
0
0
0
0
0
0
0
0
0
0
0
0
0
0
0
0
0
0
0
0
0
0
0
0
0
0
0
0
0
0
0
0
0
0
0
0
0
0
0
0
0
0
0
0
0
0
0
0
0
0
0
0
0
0
0
0
0
0
0
0
0
0
0
0
0
0
0
0
0
0
0
0
0
0
0
0
0
0
0
0
0
0
0
0
0
0
0
0
0
0
0
0
0
0
0
0
0
0
0
0
0
0
0
0
0
0
0
0
0
0
0
0
0
0
0
0
0
0
0
0
0
0
0
0
0
0
0
0
0
0
0
0
0
0
0
0
0
0
0
0
0
0
0
0
0
0
0
0
0
0
0
0
0
0
0
0
0
0
0
0
0
0
0
0
0
0
0
0
0
0
0
0
0
0
0
0
0
0
0
0
0
0
0
0
0
0
0
0
0
0
0
0
0
0
0
0
0
0
0
0
0
0
0
0
0
0
0
0
0
0
0
0
0
0
0
0
0
0
0
0
0
0
0
0
0
0
0
0
0
0
0
0
0
0
0
0
0
0
0
0
0
0
0
0
0
0
0
0
0
0
0
0
0
0
0
0
0
0
0
0
0
0
0
0
0
0
0
0
0
0
0
0
0
0
0
0
0
0
0
0
0
0
0
0
0
0
0
0
0
0
0
0
0
0
0
0
0
0
0
0
0
0
0
0
0
0
0
0
0
0
0
0
0
0
0
0
0
0
0
0
0
0
0
0
0
0
0
0
0
0
0
0
0
0
0
0
0
0
0
0
0
0
0
0
0
0
0
0
0
0
0
0
0
0
0
0
0
0
0
0
0
0
0
0
0
0
0
0
0
0
0
0
0
0
0
0
0
0
0
0
0
0
0
0
0
0
0
0
0
0
0
0
0
0
0
0
0
0
0
0
0
0
0
0
0
0
0
0
0
0
0
0
0
0
0
0
0
0
0
0
0
0
0
0
0
0
0
0
0
0
0
0
0
0
0
0
0
0
0
0
0
0
0
0
0
0
0
0
0
0
0
0
0
0
0
0
0
0
0
0
0
0
0
0
0
0
0
0
0
0
0
0
0
0
0
0
0
0
0
0
0
0
0
0
0
0
0
0
0
0
0
0
0
0
0
0
0
0
0
0
0
0
0
0
0
0
0
0
0
0
0
0
0
0
0
0
0
0
0
0
0
0
0
0
0
0
0
0
0
0
0
0
0
0
0
0
0
0
0
0
0
0
0
0
0
0
0
0
0
0
0
0
0
0
0
0
0
0
0
0
0
0
0
0
0
0
0
0
0
0
0
0
0
0
0
0
0
0
0
0
0
0
0
0
0
0
0
0
0
0
0
0
0
0
0
0
0
0
0
0
0
0
0
0
0
0
0
0
0
0
0
0
0
0
0
0
0
0
0
0
0
0
0
0
0
0
0
0
0
0
0
0
0
0
0
0
0
0
0
0
0
0
0
0
0
0
0
0
0
0
0
0
0
0
0
0
0
0
0
0
0
0
0
0
0
0
0
0
0
0
0
0
0
0
0
0
0
0
0
0
0
0
0
0
0
0
0
0
0
0
0
0
0
0
0
0
0
0
0
0
0
0
0
0
0
0
0
0
0
0
0
0
0
0
0
0
0
0
0
0
0
0
0
0
0
0
0
0
0
0
0
0
0
0
0
0
0
0
0
0
0
0
0
0
0
0
0
0
0
0
0
0
0
0
0
0
0
0
0
0
0
0
0
0
0
0
0
0
0
0
0
0
0
0
0
0
0
0
0
0
0
0
0
0
0
0
0
0
0
0
0
0
0
0
0
0
0
0
0
0
0
0
0
0
0
0
0
0
0
0
0
0
0
0
0
0
0
0
0
0
0
0
0
0
0
0
0
0
0
0
0
0
0
0
0
0
0
0
0
0
0
0
0
0
0
0
0
0
0
0
0
0
0
0
0
0
0
0
0
0
0
0
0
0
0
0
0
0
0
0
0
0
0
0
0
0
0
0
0
0
0
0
0
0
0
0
0
0
0
0
0
0
0
0
0
0
0
0
0
0
0
0
0
0
0
0
0
0
0
0
0
0
0
0
0
0
0
0
0
0
0
0
0
0
0
0
0
0
0
0
0
0
0
0
0
0
0
0
0
0
0
0
0
0
0
0
0
0
0
0
0
0
0
0
0
0
0
0
0
0
0
0
0
0
0
0
0
0
0
0
0
0
0
0
0
0
0
0
0
0
0
0
0
0
0
0
0
0
0
0
0
0
0
0
0
0
0
0
0
0
0
0
0
0
0
0
0
0
0
0
0
0
0
0
0
0
0
0
0
0
0
0
0
0
0
0
0
0
0
0
0
0
0
0
0
0
0
0
0
0
0
0
0
0
0
0
0
0
0
0
0
0
0
0
0
0
0
0
0
0
0
0
0
0
0
0
0
0
0
0
0
0
0
0
0
0
0
0
0
0
0
0
0
0
0
0
0
0
0
0
0
0
0
0
0
0
0
0
0
0
0
0
0
0
0
0
0
0
0
0
0
0
0
0
0
0
0
0
0
0
0
0
0
0
0
0
0
0
0
0
0
0
0
0
0
0
0
0
0
0
0
0
0
0
0
0
0
0
0
0
0
0
0
0
0
0
0
0
0
0
0
0
0
0
0
0
0
0
0
0
0
0
0
0
0
0
0
0
0
0
0
0
0
0
0
0
0
0
0
0
0
0
0
0
0
0
0
0
0
0
0
0
0
0
0
0
0
0
0
0
0
0
0
0
0
0
0
0
0
0
0
0
0
0
0
0
0
0
0
0
0
0
0
0
0
0
0
0
0
0
0
0
0
0
0
0
0
0
0
0
0
0
0
0
0
0
0
0
0
0
0
0
0
0
0
0
0
0
0
0
0
0
0
0
0
0
0
0
0
0
0
0
0
0
0
0
0
0
0
0
0
0
0
0
0
0
0
0
0
0
0
0
0
0
0
0
0
0
0
0
0
0
0
0
0
0
0
0
0
0
0
0
0
0
0
0
0
0
0
0
0
0
0
0
0
0
0
0
0
0
0
0
0
0
0
0
0
0
0
0
0
0
0
0
0
0
0
0
0
0
0
0
0
0
0
0
0
0
0
0
0
0
0
0
0
0
0
0
0
0
0
0
0
0
0
0
0
0
0
0
0
0
0
0
0
0
0
0
0
0
0
0
0
0
0
0
0
0
0
0
0
0
0
0
0
0
0
0
0
0
0
0
0
0
0
0
0
0
0
0
0
0
0
0
0
0
0
0
0
0
0
0
0
0
0
0
0
0
0
0
0
0
0
0
0
0
0
0
0
0
0
0
0
0
0
0
0
0
0
0
0
0
0
0
0
0
0
0
0
0
0
0
0
0
0
0
0
0
0
0
0
0
0
0
0
0
0
0
0
0
0
0
0
0
0
0
0
0
0
0
0
0
0
0
0
0
0
0
0
0
0
0
0
0
0
0
0
0
0
0
0
0
0
0
0
0
0
0
0
0
0
0
0
0
0
0
0
0
0
0
0
0
0
0
0
0
0
0
0
0
0
0
0
0
0
0
0
0
0
0
0
0
0
0
0
0
0
0
0
0
0
0
0
0
0
0
0
0
0
0
0
0
0
0
0
0
0
0
0
0
0
0
0
0
0
0
0
0
0
0
0
0
0
0
0
0
0
0
0
0
0
0
0
0
0
0
0
0
0
0
0
0
0
0
0
0
0
0
0
0
0
0
0
0
0
0
0
0
0
0
0
0
0
0
0
0
0
0
0
0
0
0
0
0
0
0
0
0
0
0
0
0
0
0
0
0
0
0
0
0
0
0
0
0
0
0
0
0
0
0
0
0
0
0
0
0
0
0
0
0
0
0
0
0
0
0
0
0
0
0
0
0
0
0
0
0
0
0
0
0
0
0
0
0
0
0
0
0
0
0
0
0
0
0
0
0
0
0
0
0
0
0
0
0
0
0
0
0
0
0
0
0
0
0
0
0
0
0
0
0
0
0
0
0
0
0
0
0
0
0
0
0
0
0
0
0
0
0
0
0
0
0
0
0
0
0
0
0
0
0
0
0
0
0
0
0
0
0
0
0
0
0
0
0
0
0
0
0
0
0
0
0
0
0
0
0
0
0
0
0
0
0
0
0
0
0
0
0
0
0
0
0
0
0
0
0
0
0
0
0
0
0
0
0
0
0
0
0
0
0
0
0
0
0
0
0
0
0
0
0
0
0
0
0
0
0
0
0
0
0
0
0
0
0
0
0
0
0
0
0
0
0
0
0
0
0
0
0
0
0
0
0
0
0
0
0
0
0
0
0
0
0
0
0
0
0
0
0
0
0
0
0
0
0
0
0
0
0
0
0
0
0
0
0
0
0
0
0
0
0
0
0
0
0
0
0
0
0
0
0
0
0
0
0
0
0
0
0
0
0
0
0
0
0
0
0
0
0
0
0
0
0
0
0
0
0
0
0
0
0
0
0
0
0
0
0
0
0
0
0
0
0
0
0
0
0
0
0
0
0
0
0
0
0
0
0
0
0
0
0
0
0
0
0
0
0
0
0
0
0
0
0
0
0
0
0
0
0
0
0
0
0
0
0
0
0
0
0
0
0
0
0
0
0
0
0
0
0
0
0
0
0
0
0
0
0
0
0
0
0
0
0
0
0
0
0
0
0
0
0
0
0
0
0
0
0
0
0
0
0
0
0
0
0
0
0
0
0
0
0
0
0
0
0
0
0
0
0
0
0
0
0
0
0
0
0
0
0
0
0
0
0
0
0
0
0
0
0
0
0
0
0
0
0
0
0
0
0
0
0
0
0
0
0
0
0
0
0
0
0
0
0
0
0
0
0
0
0
0
0
0
0
0
0
0
0
0
0
0
0
0
0
0
0
0
0
0
0
0
0
0
0
0
0
0
0
0
0
0
0
0
0
0
0
0
0
0
0
0
0
0
0
0
0
0
0
0
0
0
0
0
0
0
0
0
0
0
0
0
0
0
0
0
0
0
0
0
0
0
0
0
0
0
0
0
0
0
0
0
0
0
0
0
0
0
0
0
0
0
0
0
0
0
0
0
0
0
0
0
0
0
0
0
0
0
0
0
0
0
0
0
0
0
0
0
0
0
0
0
0
0
0
0
0
0
0
0
0
0
0
0
0
0
0
0
0
0
0
0
0
0
0
0
0
0
0
0
0
0
0
0
0
0
0
0
0
0
0
0
0
0
0
0
0
0
0
0
0
0
0
0
0
0
0
0
0
0
0
0
0
0
0
0
0
0
0
0
0
0
0
0
0
0
0
0
0
0
0
0
0
0
0
0
0
0
0
0
0
0
0
0
0
0
0
0
0
0
0
0
0
0
0
0
0
0
0
0
0
0
0
0
0
0
0
0
0
0
0
0
0
0
0
0
0
0
0
0
0
0
0
0
0
0
0
0
0
0
0
0
0
0
0
0
0
0
0
0
0
0
0
0
0
0
0
0
0
0
0
0
0
0
0
0
0
0
0
0
0
0
0
0
0
0
0
0
0
0
0
0
0
0
0
0
0
0
0
0
0
0
0
0
0
0
0
0
0
0
0
0
0
0
0
0
0
0
0
0
0
0
0
0
0
0
0
0
0
0
0
0
0
0
0
0
0
0
0
0
0
0
0
0
0
0
0
0
0
0
0
0
0
0
0
0
0
0
0
0
0
0
0
0
0
0
0
0
0
0
0
0
0
0
0
0
0
0
0
0
0
0
0
0
0
0
0
0
0
0
0
0
0
0
0
0
0
0
0
0
0
0
0
0
0
0
0
0
0
0
0
0
0
0
0
0
0
0
0
0
0
0
0
0
0
0
0
0
0
0
0
0
0
0
0
0
0
0
0
0
0
0
0
0
0
0
0
0
0
0
0
0
0
0
0
0
0
0
0
0
0
0
0
0
0
0
0
0
0
0
0
0
0
0
0
0
0
0
0
0
0
0
0
0
0
0
0
0
0
0
0
0
0
0
0
0
0
0
0
0
0
0
0
0
0
0
0
0
0
0
0
0
0
0
0
0
0
0
0
0
0
0
0
0
0
0
0
0
0
0
0
0
0
0
0
0
0
0
0
0
0
0
0
0
0
0
0
0
0
0
0
0
0
0
0
0
0
0
0
0
0
0
0
0
0
0
0
0
0
0
0
0
0
0
0
0
0
0
0
0
0
0
0
0
0
0
0
0
0
0
0
0
0
0
0
0
0
0
0
0
0
0
0
0
0
0
0
0
0
0
0
0
0
0
0
0
0
0
0
0
0
0
0
0
0
0
0
0
0
0
0
0
0
0
0
0
0
0
0
0
0
0
0
0
0
0
0
0
0
0
0
0
0
0
0
0
0
0
0
0
0
0
0
0
0
0
0
0
0
0
0
0
0
0
0
0
0
0
0
0
0
0
0
0
0
0
0
0
0
0
0
0
0
0
0
0
0
0
0
0
0
0
0
0
0
0
0
0
0
0
0
0
0
0
0
0
0
0
0
0
0
0
0
0
0
0
0
0
0
0
0
0
0
0
0
0
0
0
0
0
0
0
0
0
0
0
0
0
0
0
0
0
0
0
0
0
0
0
0
0
0
0
0
0
0
0
0
0
0
0
0
0
0
0
0
0
0
0
0
0
0
0
0
0
0
0
0
0
0
0
0
0
0
0
0
0
0
0
0
0
0
0
0
0
0
0
0
0
0
0
0
0
0
0
0
0
0
0
0
0
0
0
0
0
0
0
0
0
0
0
0
0
0
0
0
0
0
0
0
0
0
0
0
0
0
0
0
0
0
0
0
0
0
0
0
0
0
0
0
0
0
0
0
0
0
0
0
0
0
0
0
0
0
0
0
0
0
0
0
0
0
0
0
0
0
0
0
0
0
0
0
0
0
0
0
0
0
0
0
0
0
0
0
0
0
0
0
0
0
0
0
0
0
0
0
0
0
0
0
0
0
0
0
0
0
0
0
0
0
0
0
0
0
0
0
0
0
0
0
0
0
0
0
0
0
0
0
0
0
0
0
0
0
0
0
0
0
0
0
0
0
0
0
0
0
0
0
0
0
0
0
0
0
0
0
0
0
0
0
0
0
0
0
0
0
0
0
0
0
0
0
0
0
0
0
0
0
0
0
0
0
0
0
0
0
0
0
0
0
0
0
0
0
0
0
0
0
0
0
0
0
0
0
0
0
0
0
0
0
0
0
0
0
0
0
0
0
0
0
0
0
0
0
0
0
0
0
0
0
0
0
0
0
0
0
0
0
0
0
0
0
0
0
0
0
0
0
0
0
0
0
0
0
0
0
0
0
0
0
0
0
0
0
0
0
0
0
0
0
0
0
0
0
0
0
0
0
0
0
0
0
0
0
0
0
0
0
0
0
0
0
0
0
0
0
0
0
0
0
0
0
0
0
0
0
0
0
0
0
0
0
0
0
0
0
0
0
0
0
0
0
0
0
0
0
0
0
0
0
0
0
0
0
0
0
0
0
0
0
0
0
0
0
0
0
0
0
0
0
0
0
0
0
0
0
0
0
0
0
0
0
0
0
0
0
0
0
0
0
0
0
0
0
0
0
0
0
0
0
0
0
0
0
0
0
0
0
0
0
0
0
0
0
0
0
0
0
0
0
0
0
0
0
0
0
0
0
0
0
0
0
0
0
0
0
0
0
0
0
0
0
0
0
0
0
0
0
0
0
0
0
0
0
0
0
0
0
0
0
0
0
0
0
0
0
0
0
0
0
0
0
0
0
0
0
0
0
0
0
0
0
0
0
0
0
0
0
0
0
0
0
0
0
0
0
0
0
0
0
0
0
0
0
0
0
0
0
0
0
0
0
0
0
0
0
0
0
0
0
0
0
0
0
0
0
0
0
0
0
0
0
0
0
0
0
0
0
0
0
0
0
0
0
0
0
0
0
0
0
0
0
0
0
0
0
0
0
0
0
0
0
0
0
0
0
0
0
0
0
0
0
0
0
0
0
0
0
0
0
0
0
0
0
0
0
0
0
0
0
0
0
0
0
0
0
0
0
0
0
0
0
0
0
0
0
0
0
0
0
0
0
0
0
0
0
0
0
0
0
0
0
0
0
0
0
0
0
0
0
0
0
0
0
0
0
0
0
0
0
0
0
0
0
0
0
0
0
0
0
0
0
0
0
0
0
0
0
0
0
0
0
0
0
0
0
0
0
0
0
0
0
0
0
0
0
0
0
0
0
0
0
0
0
0
0
0
0
0
0
0
0
0
0
0
0
0
0
0
0
0
0
0
0
0
0
0
0
0
0
0
0
0
0
0
0
0
0
0
0
0
0
0
0
0
0
0
0
0
0
0
0
0
0
0
0
0
0
0
0
0
0
0
0
0
0
0
0
0
0
0
0
0
0
0
0
0
0
0
0
0
0
0
0
0
0
0
0
0
0
0
0
0
0
0
0
0
0
0
0
0
0
0
0
0
0
0
0
0
0
0
0
0
0
0
0
0
0
0
0
0
0
0
0
0
0
0
0
0
0
0
0
0
0
0
0
0
0
0
0
0
0
0
0
0
0
0
0
0
0
0
0
0
0
0
0
0
0
0
0
0
0
0
0
0
0
0
0
0
0
0
0
0
0
0
0
0
0
0
0
0
0
0
0
0
0
0
0
0
0
0
0
0
0
0
0
0
0
0
0
0
0
0
0
0
0
0
0
0
0
0
0
0
0
0
0
0
0
0
0
0
0
0
0
0
0
0
0
0
0
0
0
0
0
0
0
0
0
0
0
0
0
0
0
0
0
0
0
0
0
0
0
0
0
0
0
0
0
0
0
0
0
0
0
0
0
0
0
0
0
0
0
0
0
0
0
0
0
0
0
0
0
0
0
0
0
0
0
0
0
0
0
0
0
0
0
0
0
0
0
0
0
0
0
0
0
0
0
0
0
0
0
0
0
0
0
0
0
0
0
0
0
0
0
0
0
0
0
0
0
0
0
0
0
0
0
0
0
0
0
0
0
0
0
0
0
0
0
0
0
0
0
0
0
0
0
0
0
0
0
0
0
0
0
0
0
0
0
0
0
0
0
0
0
0
0
0
0
0
0
0
0
0
0
0
0
0
0
0
0
0
0
0
0
0
0
0
0
0
0
0
0
0
0
0
0
0
0
0
0
0
0
0
0
0
0
0
0
0
0
0
0
0
0
0
0
0
0
0
0
0
0
0
0
0
0
0
0
0
0
0
0
0
0
0
0
0
0
0
0
0
0
0
0
0
0
0
0
0
0
0
0
0
0
0
0
0
0
0
0
0
0
0
0
0
0
0
0
0
0
0
0
0
0
0
0
0
0
0
0
0
0
0
0
0
0
0
0
0
0
0
0
0
0
0
0
0
0
0
0
0
0
0
0
0
0
0
0
0
0
0
0
0
0
0
0
0
0
0
0
0
0
0
0
0
0
0
0
0
0
0
0
0
0
0
0
0
0
0
0
0
0
0
0
0
0
0
0
0
0
0
0
0
0
0
0
0
0
0
0
0
0
0
0
0
0
0
0
0
0
0
0
0
0
0
0
0
0
0
0
0
0
0
0
0
0
0
0
0
0
0
0
0
0
0
0
0
0
0
0
0
0
0
0
0
0
0
0
0
0
0
0
0
0
0
0
0
0
0
0
0
0
0
0
0
0
0
0
0
0
0
0
0
0
0
0
0
0
0
0
0
0
0
0
0
0
0
0
0
0
0
0
0
0
0
0
0
0
0
0
0
0
0
0
0
0
0
0
0
0
0
0
0
0
0
0
0
0
0
0
0
0
0
0
0
0
0
0
0
0
0
0
0
0
0
0
0
0
0
0
0
0
0
0
0
0
0
0
0
0
0
0
0
0
0
0
0
0
0
0
0
0
0
0
0
0
0
0
0
0
0
0
0
0
0
0
0
0
0
0
0
0
0
0
0
0
0
0
0
0
0
0
0
0
0
0
0
0
0
0
0
0
0
0
0
0
0
0
0
0
0
0
0
0
0
0
0
0
0
0
0
0
0
0
0
0
0
0
0
0
0
0
0
0
0
0
0
0
0
0
0
0
0
0
0
0
0
0
0
0
0
0
0
0
0
0
0
0
0
0
0
0
0
0
0
0
0
0
0
0
0
0
0
0
0
0
0
0
0
0
0
0
0
0
0
0
0
0
0
0
0
0
0
0
0
0
0
0
0
0
0
0
0
0
0
0
0
0
0
0
0
0
0
0
0
0
0
0
0
0
0
0
0
0
0
0
0
0
0
0
0
0
0
0
0
0
0
0
0
0
0
0
0
0
0
0
0
0
0
0
0
0
0
0
0
0
0
0
0
0
0
0
0
0
0
0
0
0
0
0
0
0
0
0
0
0
0
0
0
0
0
0
0
0
0
0
0
0
0
0
0
0
0
0
0
0
0
0
0
0
0
0
0
0
0
0
0
0
0
0
0
0
0
0
0
0
0
0
0
0
0
0
0
0
0
0
0
0
0
0
0
0
0
0
0
0
0
0
0
0
0
0
0
0
0
0
0
0
0
0
0
0
0
0
0
0
0
0
0
0
0
0
0
0
0
0
0
0
0
0
0
0
0
0
0
0
0
0
0
0
0
0
0
0
0
0
0
0
0
0
0
0
0
0
0
0
0
0
0
0
0
0
0
0
0
0
0
0
0
0
0
0
0
0
0
0
0
0
0
0
0
0
0
0
0
0
0
0
0
0
0
0
0
0
0
0
0
0
0
0
0
0
0
0
0
0
0
0
0
0
0
0
0
0
0
0
0
0
0
0
0
0
0
0
0
0
0
0
0
0
0
0
0
0
0
0
0
0
0
0
0
0
0
0
0
0
0
0
0
0
0
0
0
0
0
0
0
0
0
0
0
0
0
0
0
0
0
0
0
0
0
0
0
0
0
0
0
0
0
0
0
0
0
0
0
0
0
0
0
0
0
0
0
0
0
0
0
0
0
0
0
0
0
0
0
0
0
0
0
0
0
0
0
0
0
0
0
0
0
0
0
0
0
0
0
0
0
0
0
0
0
0
0
0
0
0
0
0
0
0
0
0
0
0
0
0
0
0
0
0
0
0
0
0
0
0
0
0
0
0
0
0
0
0
0
0
0
0
0
0
0
0
0
0
0
0
0
0
0
0
0
0
0
0
0
0
0
0
0
0
0
0
0
0
0
0
0
0
0
0
0
0
0
0
0
0
0
0
0
0
0
0
0
0
0
0
0
0
0
0
0
0
0
0
0
0
0
0
0
0
0
0
0
0
0
0
0
0
0
0
0
0
0
0
0
0
0
0
0
0
0
0
0
0
0
0
0
0
0
0
0
0
0
0
0
0
0
0
0
0
0
0
0
0
0
0
0
0
0
0
0
0
0
0
0
0
0
0
0
0
0
0
0
0
0
0
0
0
0
0
0
0
0
0
0
0
0
0
0
0
0
0
0
0
0
0
0
0
0
0
0
0
0
0
0
0
0
0
0
0
0
0
0
0
0
0
0
0
0
0
0
0
0
0
0
0
0
0
0
0
0
0
0
0
0
0
0
0
0
0
0
0
0
0
0
0
0
0
0
0
0
0
0
0
0
0
0
0
0
0
0
0
0
0
0
0
0
0
0
0
0
0
0
0
0
0
0
0
0
0
0
0
0
0
0
0
0
0
0
0
0
0
0
0
0
0
0
0
0
0
0
0
0
0
0
0
0
0
0
0
0
0
0
0
0
0
0
0
0
0
0
0
0
0
0
0
0
0
0
0
0
0
0
0
0
0
0
0
0
0
0
0
0
0
0
0
0
0
0
0
0
0
0
0
0
0
0
0
0
0
0
0
0
0
0
0
0
0
0
0
0
0
0
0
0
0
0
0
0
0
0
0
0
0
0
0
0
0
0
0
0
0
0
0
0
0
0
0
0
0
0
0
0
0
0
0
0
0
0
0
0
0
0
0
0
0
0
0
0
0
0
0
0
0
0
0
0
0
0
0
0
0
0
0
0
0
0
0
0
0
0
0
0
0
0
0
0
0
0
0
0
0
0
0
0
0
0
0
0
0
0
0
0
0
0
0
0
0
0
0
0
0
0
0
0
0
0
0
0
0
0
0
0
0
0
0
0
0
0
0
0
0
0
0
0
0
0
0
0
0
0
0
0
0
0
0
0
0
0
0
0
0
0
0
0
0
0
0
0
0
0
0
0
0
0
0
0
0
0
0
0
0
0
0
0
0
0
0
0
0
0
0
0
0
0
0
0
0
0
0
0
0
0
0
0
0
0
0
0
0
0
0
0
0
0
0
0
0
0
0
0
0
0
0
0
0
0
0
0
0
0
0
0
0
0
0
0
0
0
0
0
0
0
0
0
0
0
0
0
0
0
0
0
0
0
0
0
0
0
0
0
0
0
0
0
0
0
0
0
0
0
0
0
0
0
0
0
0
0
0
0
0
0
0
0
0
0
0
0
0
0
0
0
0
0
0
0
0
0
0
0
0
0
0
0
0
0
0
0
0
0
0
0
0
0
0
0
0
0
0
0
0
0
0
0
0
0
0
0
0
0
0
0
0
0
0
0
0
0
0
0
0
0
0
0
0
0
0
0
0
0
0
0
0
0
0
0
0
0
0
0
0
0
0
0
0
0
0
0
0
0
0
0
0
0
0
0
0
0
0
0
0
0
0
0
0
0
0
0
0
0
0
0
0
0
0
0
0
0
0
0
0
0
0
0
0
0
0
0
0
0
0
0
0
0
0
0
0
0
0
0
0
0
0
0
0
0
0
0
0
0
0
0
0
0
0
0
0
0
0
0
0
0
0
0
0
0
0
0
0
0
0
0
0
0
0
0
0
0
0
0
0
0
0
0
0
0
0
0
0
0
0
0
0
0
0
0
0
0
0
0
0
0
0
0
0
0
0
0
0
0
0
0
0
0
0
0
0
0
0
0
0
0
0
0
0
0
0
0
0
0
0
0
0
0
0
0
0
0
0
0
0
0
0
0
0
0
0
0
0
0
0
0
0
0
0
0
0
0
0
0
0
0
0
0
0
0
0
0
0
0
0
0
0
0
0
0
0
0
0
0
0
0
0
0
0
0
0
0
0
0
0
0
0
0
0
0
0
0
0
0
0
0
0
0
0
0
0
0
0
0
0
0
0
0
0
0
0
0
0
0
0
0
0
0
0
0
0
0
0
0
0
0
0
0
0
0
0
0
0
0
0
0
0
0
0
0
0
0
0
0
0
0
0
0
0
0
0
0
0
0
0
0
0
0
0
0
0
0
0
0
0
0
0
0
0
0
0
0
0
0
0
0
0
0
0
0
0
0
0
0
0
0
0
0
0
0
0
0
0
0
0
0
0
0
0
0
0
0
0
0
0
0
0
0
0
0
0
0
0
0
0
0
0
0
0
0
0
0
0
0
0
0
0
0
0
0
0
0
0
0
0
0
0
0
0
0
0
0
0
0
0
0
0
0
0
0
0
0
0
0
0
0
0
0
0
0
0
0
0
0
0
0
0
0
0
0
0
0
0
0
0
0
0
0
0
0
0
0
0
0
0
0
0
0
0
0
0
0
0
0
0
0
0
0
0
0
0
0
0
0
0
0
0
0
0
0
0
0
0
0
0
0
0
0
0
0
0
0
0
0
0
0
0
0
0
0
0
0
0
0
0
0
0
0
0
0
0
0
0
0
0
0
0
0
0
0
0
0
0
0
0
0
0
0
0
0
0
0
0
0
0
0
0
0
0
0
0
0
0
0
0
0
0
0
0
0
0
0
0
0
0
0
0
0
0
0
0
0
0
0
0
0
0
0
0
0
0
0
0
0
0
0
0
0
0
0
0
0
0
0
0
0
0
0
0
0
0
0
0
0
0
0
0
0
0
0
0
0
0
0
0
0
0
0
0
0
0
0
0
0
0
0
0
0
0
0
0
0
0
0
0
0
0
0
0
0
0
0
0
0
0
0
0
0
0
0
0
0
0
0
0
0
0
0
0
0
0
0
0
0
0
0
0
0
0
0
0
0
0
0
0
0
0
0
0
0
0
0
0
0
0
0
0
0
0
0
0
0
0
0
0
0
0
0
0
0
0
0
0
0
0
0
0
0
0
0
0
0
0
0
0
0
0
0
0
0
0
0
0
0
0
0
0
0
0
0
0
0
0
0
0
0
0
0
0
0
0
0
0
0
0
0
0
0
0
0
0
0
0
0
0
0
0
0
0
0
0
0
0
0
0
0
0
0
0
0
0
0
0
0
0
0
0
0
0
0
0
0
0
0
0
0
0
0
0
0
0
0
0
0
0
0
0
0
0
0
0
0
0
0
0
0
0
0
0
0
0
0
0
0
0
0
0
0
0
0
0
0
0
0
0
0
0
0
0
0
0
0
0
0
0
0
0
0
0
0
0
0
0
0
0
0
0
0
0
0
0
0
0
0
0
0
0
0
0
0
0
0
0
0
0
0
0
0
0
0
0
0
0
0
0
0
0
0
0
0
0
0
0
0
0
0
0
0
0
0
0
0
0
0
0
0
0
0
0
0
0
0
0
0
0
0
0
0
0
0
0
0
0
0
0
0
0
0
0
0
0
0
0
0
0
0
0
0
0
0
0
0
0
0
0
0
0
0
0
0
0
0
0
0
0
0
0
0
0
0
0
0
0
0
0
0
0
0
0
0
0
0
0
0
0
0
0
0
0
0
0
0
0
0
0
0
0
0
0
0
0
0
0
0
0
0
0
0
0
0
0
0
0
0
0
0
0
0
0
0
0
0
0
0
0
0
0
0
0
0
0
0
0
0
0
0
0
0
0
0
0
0
0
0
0
0
0
0
0
0
0
0
0
0
0
0
0
0
0
0
0
0
0
0
0
0
0
0
0
0
0
0
0
0
0
0
0
0
0
0
0
0
0
0
0
0
0
0
0
0
0
0
0
0
0
0
0
0
0
0
0
0
0
0
0
0
0
0
0
0
0
0
0
0
0
0
0
0
0
0
0
0
0
0
0
0
0
0
0
0
0
0
0
0
0
0
0
0
0
0
0
0
0
0
0
0
0
0
0
0
0
0
0
0
0
0
0
0
0
0
0
0
0
0
0
0
0
0
0
0
0
0
0
0
0
0
0
0
0
0
0
0
0
0
0
0
0
0
0
0
0
0
0
0
0
0
0
0
0
0
0
0
0
0
0
0
0
0
0
0
0
0
0
0
0
0
0
0
0
0
0
0
0
0
0
0
0
0
0
0
0
0
0
0
0
0
0
0
0
0
0
0
0
0
0
0
0
0
0
0
0
0
0
0
0
0
0
0
0
0
0
0
0
0
0
0
0
0
0
0
0
0
0
0
0
0
0
0
0
0
0
0
0
0
0
0
0
0
0
0
0
0
0
0
0
0
0
0
0
0
0
0
0
0
0
0
0
0
0
0
0
0
0
0
0
0
0
0
0
0
0
0
0
0
0
0
0
0
0
0
0
0
0
0
0
0
0
0
0
0
0
0
0
0
0
0
0
0
0
0
0
0
0
0
0
0
0
0
0
0
0
0
0
0
0
0
0
0
0
0
0
0
0
0
0
0
0
0
0
0
0
0
0
0
0
0
0
0
0
0
0
0
0
0
0
0
0
0
0
0
0
0
0
0
0
0
0
0
0
0
0
0
0
0
0
0
0
0
0
0
0
0
0
0
0
0
0
0
0
0
0
0
0
0
0
0
0
0
0
0
0
0
0
0
0
0
0
0
0
0
0
0
0
0
0
0
0
0
0
0
0
0
0
0
0
0
0
0
0
0
0
0
0
0
0
0
0
0
0
0
0
0
0
0
0
0
0
0
0
0
0
0
0
0
0
0
0
0
0
0
0
0
0
0
0
0
0
0
0
0
0
0
0
0
0
0
0
0
0
0
0
0
0
0
0
0
0
0
0
0
0
0
0
0
0
0
0
0
0
0
0
0
0
0
0
0
0
0
0
0
0
0
0
0
0
0
0
0
0
0
0
0
0
0
0
0
0
0
0
0
0
0
0
0
0
0
0
0
0
0
0
0
0
0
0
0
0
0
0
0
0
0
0
0
0
0
0
0
0
0
0
0
0
0
0
0
0
0
0
0
0
0
0
0
0
0
0
0
0
0
0
0
0
0
0
0
0
0
0
0
0
0
0
0
0
0
0
0
0
0
0
0
0
0
0
0
0
0
0
0
0
0
0
0
0
0
0
0
0
0
0
0
0
0
0
0
0
0
0
0
0
0
0
0
0
0
0
0
0
0
0
0
0
0
0
0
0
0
0
0
0
0
0
0
0
0
0
0
0
0
0
0
0
0
0
0
0
0
0
0
0
0
0
0
0
0
0
0
0
0
0
0
0
0
0
0
0
0
0
0
0
0
0
0
0
0
0
0
0
0
0
0
0
0
0
0
0
0
0
0
0
0
0
0
0
0
0
0
0
0
0
0
0
0
0
0
0
0
0
0
0
0
0
0
0
0
0
0
0
0
0
0
0
0
0
0
0
0
0
0
0
0
0
0
0
0
0
0
0
0
0
0
0
0
0
0
0
0
0
0
0
0
0
0
0
0
0
0
0
0
0
0
0
0
0
0
0
0
0
0
0
0
0
0
0
0
0
0
0
0
0
0
0
0
0
0
0
0
0
0
0
0
0
0
0
0
0
0
0
0
0
0
0
0
0
0
0
0
0
0
0
0
0
0
0
0
0
0
0
0
0
0
0
0
0
0
0
0
0
0
0
0
0
0
0
0
0
0
0
0
0
0
0
0
0
0
0
0
0
0
0
0
0
0
0
0
0
0
0
0
0
0
0
0
0
0
0
0
0
0
0
0
0
0
0
0
0
0
0
0
0
0
0
0
0
0
0
0
0
0
0
0
0
0
0
0
0
0
0
0
0
0
0
0
0
0
0
0
0
0
0
0
0
0
0
0
0
0
0
0
0
0
0
0
0
0
0
0
0
0
0
0
0
0
0
0
0
0
0
0
0
0
0
0
0
0
0
0
0
0
0
0
0
0
0
0
0
0
0
0
0
0
0
0
0
0
0
0
0
0
0
0
0
0
0
0
0
0
0
0
0
0
0
0
0
0
0
0
0
0
0
0
0
0
0
0
0
0
0
0
0
0
0
0
0
0
0
0
0
0
0
0
0
0
0
0
0
0
0
0
0
0
0
0
0
0
0
0
0
0
0
0
0
0
0
0
0
0
0
0
0
0
0
0
0
0
0
0
0
0
0
0
0
0
0
0
0
0
0
0
0
0
0
0
0
0
0
0
0
0
0
0
0
0
0
0
0
0
0
0
0
0
0
0
0
0
0
0
0
0
0
0
0
0
0
0
0
0
0
0
0
0
0
0
0
0
0
0
0
0
0
0
0
0
0
0
0
0
0
0
0
0
0
0
0
0
0
0
0
0
0
0
0
0
0
0
0
0
0
0
0
0
0
0
0
0
0
0
0
0
0
0
0
0
0
0
0
0
0
0
0
0
0
0
0
0
0
0
0
0
0
0
0
0
0
0
0
0
0
0
0
0
0
0
0
0
0
0
0
0
0
0
0
0
0
0
0
0
0
0
0
0
0
0
0
0
0
0
0
0
0
0
0
0
0
0
0
0
0
0
0
0
0
0
0
0
0
0
0
0
0
0
0
0
0
0
0
0
0
0
0
0
0
0
0
0
0
0
0
0
0
0
0
0
0
0
0
0
0
0
0
0
0
0
0
0
0
0
0
0
0
0
0
0
0
0
0
0
0
0
0
0
0
0
0
0
0
0
0
0
0
0
0
0
0
0
0
0
0
0
0
0
0
0
0
0
0
0
0
0
0
0
0
0
0
0
0
0
0
0
0
0
0
0
0
0
0
0
0
0
0
0
0
0
0
0
0
0
0
0
0
0
0
0
0
0
0
0
0
0
0
0
0
0
0
0
0
0
0
0
0
0
0
0
0
0
0
0
0
0
0
0
0
0
0
0
0
0
0
0
0
0
0
0
0
0
0
0
0
0
0
0
0
0
0
0
0
0
0
0
0
0
0
0
0
0
0
0
0
0
0
0
0
0
0
0
0
0
0
0
0
0
0
0
0
0
0
0
0
0
0
0
0
0
0
0
0
0
0
0
0
0
0
0
0
0
0
0
0
0
0
0
0
0
0
0
0
0
0
0
0
0
0
0
0
0
0
0
0
0
0
0
0
0
0
0
0
0
0
0
0
0
0
0
0
0
0
0
0
0
0
0
0
0
0
0
0
0
0
0
0
0
0
0
0
0
0
0
0
0
0
0
0
0
0
0
0
0
0
0
0
0
0
0
0
0
0
0
0
0
0
0
0
0
0
0
0
0
0
0
0
0
0
0
0
0
0
0
0
0
0
0
0
0
0
0
0
0
0
0
0
0
0
0
0
0
0
0
0
0
0
0
0
0
0
0
0
0
0
0
0
0
0
0
0
0
0
0
0
0
0
0
0
0
0
0
0
0
0
0
0
0
0
0
0
0
0
0
0
0
0
0
0
0
0
0
0
0
0
0
0
0
0
0
0
0
0
0
0
0
0
0
0
0
0
0
0
0
0
0
0
0
0
0
0
0
0
0
0
0
0
0
0
0
0
0
0
0
0
0
0
0
0
0
0
0
0
0
0
0
0
0
0
0
0
0
0
0
0
0
0
0
0
0
0
0
0
0
0
0
0
0
0
0
0
0
0
0
0
0
0
0
0
0
0
0
0
0
0
0
0
0
0
0
0
0
0
0
0
0
0
0
0
0
0
0
0
0
0
0
0
0
0
0
0
0
0
0
0
0
0
0
0
0
0
0
0
0
0
0
0
0
0
0
0
0
0
0
0
0
0
0
0
0
0
0
0
0
0
0
0
0
0
0
0
0
0
0
0
0
0
0
0
0
0
0
0
0
0
0
0
0
0
0
0
0
0
0
0
0
0
0
0
0
0
0
0
0
0
0
0
0
0
0
0
0
0
0
0
0
0
0
0
0
0
0
0
0
0
0
0
0
0
0
0
0
0
0
0
0
0
0
0
0
0
0
0
0
0
0
0
0
0
0
0
0
0
0
0
0
0
0
0
0
0
0
0
0
0
0
0
0
0
0
0
0
0
0
0
0
0
0
0
0
0
0
0
0
0
0
0
0
0
0
0
0
0
0
0
0
0
0
0
0
0
0
0
0
0
0
0
0
0
0
0
0
0
0
0
0
0
0
0
0
0
0
0
0
0
0
0
0
0
0
0
0
0
0
0
0
0
0
0
0
0
0
0
0
0
0
0
0
0
0
0
0
0
0
0
0
0
0
0
0
0
0
0
0
0
0
0
0
0
0
0
0
0
0
0
0
0
0
0
0
0
0
0
0
0
0
0
0
0
0
0
0
0
0
0
0
0
0
0
0
0
0
0
0
0
0
0
0
0
0
0
0
0
0
0
0
0
0
0
0
0
0
0
0
0
0
0
0
0
0
0
0
0
0
0
0
0
0
0
0
0
0
0
0
0
0
0
0
0
0
0
0
0
0
0
0
0
0
0
0
0
0
0
0
0
0
0
0
0
0
0
0
0
0
0
0
0
0
0
0
0
0
0
0
0
0
0
0
0
0
0
0
0
0
0
0
0
0
0
0
0
0
0
0
0
0
0
0
0
0
0
0
0
0
0
0
0
0
0
0
0
0
0
0
0
0
0
0
0
0
0
0
0
0
0
0
0
0
0
0
0
0
0
0
0
0
0
0
0
0
0
0
0
0
0
0
0
0
0
0
0
0
0
0
0
0
0
0
0
0
0
0
0
0
0
0
0
0
0
0
0
0
0
0
0
0
0
0
0
0
0
0
0
0
0
0
0
0
0
0
0
0
0
0
0
0
0
0
0
0
0
0
0
0
0
0
0
0
0
0
0
0
0
0
0
0
0
0
0
0
0
0
0
0
0
0
0
0
0
0
0
0
0
0
0
0
0
0
0
0
0
0
0
0
0
0
0
0
0
0
0
0
0
0
0
0
0
0
0
0
0
0
0
0
0
0
0
0
0
0
0
0
0
0
0
0
0
0
0
0
0
0
0
0
0
0
0
0
0
0
0
0
0
0
0
0
0
0
0
0
0
0
0
0
0
0
0
0
0
0
0
0
0
0
0
0
0
0
0
0
0
0
0
0
0
0
0
0
0
0
0
0
0
0
0
0
0
0
0
0
0
0
0
0
0
0
0
0
0
0
0
0
0
0
0
0
0
0
0
0
0
0
0
0
0
0
0
0
0
0
0
0
0
0
0
0
0
0
0
0
0
0
0
0
0
0
0
0
0
0
0
0
0
0
0
0
0
0
0
0
0
0
0
0
0
0
0
0
0
0
0
0
0
0
0
0
0
0
0
0
0
0
0
0
0
0
0
0
0
0
0
0
0
0
0
0
0
0
0
0
0
0
0
0
0
0
0
0
0
0
0
0
0
0
0
0
0
0
0
0
0
0
0
0
0
0
0
0
0
0
0
0
0
0
0
0
0
0
0
0
0
0
0
0
0
0
0
0
0
0
0
0
0
0
0
0
0
0
0
0
0
0
0
0
0
0
0
0
0
0
0
0
0
0
0
0
0
0
0
0
0
0
0
0
0
0
0
0
0
0
0
0
0
0
0
0
0
0
0
0
0
0
0
0
0
0
0
0
0
0
0
0
0
0
0
0
0
0
0
0
0
0
0
0
0
0
0
0
0
0
0
0
0
0
0
0
0
0
0
0
0
0
0
0
0
0
0
0
0
0
0
0
0
0
0
0
0
0
0
0
0
0
0
0
0
0
0
0
0
0
0
0
0
0
0
0
0
0
0
0
0
0
0
0
0
0
0
0
0
0
0
0
0
0
0
0
0
0
0
0
0
0
0
0
0
0
0
0
0
0
0
0
0
0
0
0
0
0
0
0
0
0
0
0
0
0
0
0
0
0
0
0
0
0
0
0
0
0
0
0
0
0
0
0
0
0
0
0
0
0
0
0
0
0
0
0
0
0
0
0
0
0
0
0
0
0
0
0
0
0
0
0
0
0
0
0
0
0
0
0
0
0
0
0
0
0
0
0
0
0
0
0
0
0
0
0
0
0
0
0
0
0
0
0
0
0
0
0
0
0
0
0
0
0
0
0
0
0
0
0
0
0
0
0
0
0
0
0
0
0
0
0
0
0
0
0
0
0
0
0
0
0
0
0
0
0
0
0
0
0
0
0
0
0
0
0
0
0
0
0
0
0
0
0
0
0
0
0
0
0
0
0
0
0
0
0
0
0
0
0
0
0
0
0
0
0
0
0
0
0
0
0
0
0
0
0
0
0
0
0
0
0
0
0
0
0
0
0
0
0
0
0
0
0
0
0
0
0
0
0
0
0
0
0
0
0
0
0
0
0
0
0
0
0
0
0
0
0
0
0
0
0
0
0
0
0
0
0
0
0
0
0
0
0
0
0
0
0
0
0
0
0
0
0
0
0
0
0
0
0
0
0
0
0
0
0
0
0
0
0
0
0
0
0
0
0
0
0
0
0
0
0
0
0
0
0
0
0
0
0
0
0
0
0
0
0
0
0
0
0
0
0
0
0
0
0
0
0
0
0
0
0
0
0
0
0
0
0
0
0
0
0
0
0
0
0
0
0
0
0
0
0
0
0
0
0
0
0
0
0
0
0
0
0
0
0
0
0
0
0
0
0
0
0
0
0
0
0
0
0
0
0
0
0
0
0
0
0
0
0
0
0
0
0
0
0
0
0
0
0
0
0
0
0
0
0
0
0
0
0
0
0
0
0
0
0
0
0
0
0
0
0
0
0
0
0
0
0
0
0
0
0
0
0
0
0
0
0
0
0
0
0
0
0
0
0
0
0
0
0
0
0
0
0
0
0
0
0
0
0
0
0
0
0
0
0
0
0
0
0
0
0
0
0
0
0
0
0
0
0
0
0
0
0
0
0
0
0
0
0
0
0
0
0
0
0
0
0
0
0
0
0
0
0
0
0
0
0
0
0
0
0
0
0
0
0
0
0
0
0
0
0
0
0
0
0
0
0
0
0
0
0
0
0
0
0
0
0
0
0
0
0
0
0
0
0
0
0
0
0
0
0
0
0
0
0
0
0
0
0
0
0
0
0
0
0
0
0
0
0
0
0
0
0
0
0
0
0
0
0
0
0
0
0
0
0
0
0
0
0
0
0
0
0
0
0
0
0
0
0
0
0
0
0
0
0
0
0
0
0
0
0
0
0
0
0
0
0
0
0
0
0
0
0
0
0
0
0
0
0
0
0
0
0
0
0
0
0
0
0
0
0
0
0
0
0
0
0
0
0
0
0
0
0
0
0
0
0
0
0
0
0
0
0
0
0
0
0
0
0
0
0
0
0
0
0
0
0
0
0
0
0
0
0
0
0
0
0
0
0
0
0
0
0
0
0
0
0
0
0
0
0
0
0
0
0
0
0
0
0
0
0
0
0
0
0
0
0
0
0
0
0
0
0
0
0
0
0
0
0
0
0
0
0
0
0
0
0
0
0
0
0
0
0
0
0
0
0
0
0
0
0
0
0
0
0
0
0
0
0
0
0
0
0
0
0
0
0
0
0
0
0
0
0
0
0
0
0
0
0
0
0
0
0
0
0
0
0
0
0
0
0
0
0
0
0
0
0
0
0
0
0
0
0
0
0
0
0
0
0
0
0
0
0
0
0
0
0
0
0
0
0
0
0
0
0
0
0
0
0
0
0
0
0
0
0
0
0
0
0
0
0
0
0
0
0
0
0
0
0
0
0
0
0
0
0
0
0
0
0
0
0
0
0
0
0
0
0
0
0
0
0
0
0
0
0
0
0
0
0
0
0
0
0
0
0
0
0
0
0
0
0
0
0
0
0
0
0
0
0
0
0
0
0
0
0
0
0
0
0
0
0
0
0
0
0
0
0
0
0
0
0
0
0
0
0
0
0
0
0
0
0
0
0
0
0
0
0
0
0
0
0
0
0
0
0
0
0
0
0
0
0
0
0
0
0
0
0
0
0
0
0
0
0
0
0
0
0
0
0
0
0
0
0
0
0
0
0
0
0
0
0
0
0
0
0
0
0
0
0
0
0
0
0
0
0
0
0
0
0
0
0
0
0
0
0
0
0
0
0
0
0
0
0
0
0
0
0
0
0
0
0
0
0
0
0
0
0
0
0
0
0
0
0
0
0
0
0
0
0
0
0
0
0
0
0
0
0
0
0
0
0
0
0
0
0
0
0
0
0
0
0
0
0
0
0
0
0
0
0
0
0
0
0
0
0
0
0
0
0
0
0
0
0
0
0
0
0
0
0
0
0
0
0
0
0
0
0
0
0
0
0
0
0
0
0
0
0
0
0
0
0
0
0
0
0
0
0
0
0
0
0
0
0
0
0
0
0
0
0
0
0
0
0
0
0
0
0
0
0
0
0
0
0
0
0
0
0
0
0
0
0
0
0
0
0
0
0
0
0
0
0
0
0
0
0
0
0
0
0
0
0
0
0
0
0
0
0
0
0
0
0
0
0
0
0
0
0
0
0
0
0
0
0
0
0
0
0
0
0
0
0
0
0
0
0
0
0
0
0
0
0
0
0
0
0
0
0
0
0
0
0
0
0
0
0
0
0
0
0
0
0
0
0
0
0
0
0
0
0
0
0
0
0
0
0
0
0
0
0
0
0
0
0
0
0
0
0
0
0
0
0
0
0
0
0
0
0
0
0
0
0
0
0
0
0
0
0
0
0
0
0
0
0
0
0
0
0
0
0
0
0
0
0
0
0
0
0
0
0
0
0
0
0
0
0
0
0
0
0
0
0
0
0
0
0
0
0
0
0
0
0
0
0
0
0
0
0
0
0
0
0
0
0
0
0
0
0
0
0
0
0
0
0
0
0
0
0
0
0
0
0
0
0
0
0
0
0
0
0
0
0
0
0
0
0
0
0
0
0
0
0
0
0
0
0
0
0
0
0
0
0
0
0
0
0
0
0
0
0
0
0
0
0
0
0
0
0
0
0
0
0
0
0
0
0
0
0
0
0
0
0
0
0
0
0
0
0
0
0
0
0
0
0
0
0
0
0
0
0
0
0
0
0
0
0
0
0
0
0
0
0
0
0
0
0
0
0
0
0
0
0
0
0
0
0
0
0
0
0
0
0
0
0
0
0
0
0
0
0
0
0
0
0
0
0
0
0
0
0
0
0
0
0
0
0
0
0
0
0
0
0
0
0
0
0
0
0
0
0
0
0
0
0
0
0
0
0
0
0
0
0
0
0
0
0
0
0
0
0
0
0
0
0
0
0
0
0
0
0
0
0
0
0
0
0
0
0
0
0
0
0
0
0
0
0
0
0
0
0
0
0
0
0
0
0
0
0
0
0
0
0
0
0
0
0
0
0
0
0
0
0
0
0
0
0
0
0
0
0
0
0
0
0
0
0
0
0
0
0
0
0
0
0
0
0
0
0
0
0
0
0
0
0
0
0
0
0
0
0
0
0
0
0
0
0
0
0
0
0
0
0
0
0
0
0
0
0
0
0
0
0
0
0
0
0
0
0
0
0
0
0
0
0
0
0
0
0
0
0
0
0
0
0
0
0
0
0
0
0
0
0
0
0
0
0
0
0
0
0
0
0
0
0
0
0
0
0
0
0
0
0
0
0
0
0
0
0
0
0
0
0
0
0
0
0
0
0
0
0
0
0
0
0
0
0
0
0
0
0
0
0
0
0
0
0
0
0
0
0
0
0
0
0
0
0
0
0
0
0
0
0
0
0
0
0
0
0
0
0
0
0
0
0
0
0
0
0
0
0
0
0
0
0
0
0
0
0
0
0
0
0
0
0
0
0
0
0
0
0
0
0
0
0
0
0
0
0
0
0
0
0
0
0
0
0
0
0
0
0
0
0
0
0
0
0
0
0
0
0
0
0
0
0
0
0
0
0
0
0
0
0
0
0
0
0
0
0
0
0
0
0
0
0
0
0
0
0
0
0
0
0
0
0
0
0
0
0
0
0
0
0
0
0
0
0
0
0
0
0
0
0
0
0
0
0
0
0
0
0
0
0
0
0
0
0
0
0
0
0
0
0
0
0
0
0
0
0
0
0
0
0
0
0
0
0
0
0
0
0
0
0
0
0
0
0
0
0
0
0
0
0
0
0
0
0
0
0
0
0
0
0
0
0
0
0
0
0
0
0
0
0
0
0
0
0
0
0
0
0
0
0
0
0
0
0
0
0
0
0
0
0
0
0
0
0
0
0
0
0
0
0
0
0
0
0
0
0
0
0
0
0
0
0
0
0
0
0
0
0
0
0
0
0
0
0
0
0
0
0
0
0
0
0
0
0
0
0
0
0
0
0
0
0
0
0
0
0
0
0
0
0
0
0
0
0
0
0
0
0
0
0
0
0
0
0
0
0
0
0
0
0
0
0
0
0
0
0
0
0
0
0
0
0
0
0
0
0
0
0
0
0
0
0
0
0
0
0
0
0
0
0
0
0
0
0
0
0
0
0
0
0
0
0
0
0
0
0
0
0
0
0
0
0
0
0
0
0
0
0
0
0
0
0
0
0
0
0
0
0
0
0
0
0
0
0
0
0
0
0
0
0
0
0
0
0
0
0
0
0
0
0
0
0
0
0
0
0
0
0
0
0
0
0
0
0
0
0
0
0
0
0
0
0
0
0
0
0
0
0
0
0
0
0
0
0
0
0
0
0
0
0
0
0
0
0
0
0
0
0
0
0
0
0
0
0
0
0
0
0
0
0
0
0
0
0
0
0
0
0
0
0
0
0
0
0
0
0
0
0
0
0
0
0
0
0
0
0
0
0
0
0
0
0
0
0
0
0
0
0
0
0
0
0
0
0
0
0
0
0
0
0
0
0
0
0
0
0
0
0
0
0
0
0
0
0
0
0
0
0
0
0
0
0
0
0
0
0
0
0
0
0
0
0
0
0
0
0
0
0
0
0
0
0
0
0
0
0
0
0
0
0
0
0
0
0
0
0
0
0
0
0
0
0
0
0
0
0
0
0
0
0
0
0
0
0
0
0
0
0
0
0
0
0
0
0
0
0
0
0
0
0
0
0
0
0
0
0
0
0
0
0
0
0
0
0
0
0
0
0
0
0
0
0
0
0
0
0
0
0
0
0
0
0
0
0
0
0
0
0
0
0
0
0
0
0
0
0
0
0
0
0
0
0
0
0
0
0
0
0
0
0
0
0
0
0
0
0
0
0
0
0
0
0
0
0
0
0
0
0
0
0
0
0
0
0
0
0
0
0
0
0
0
0
0
0
0
0
0
0
0
0
0
0
0
0
0
0
0
0
0
0
0
0
0
0
0
0
0
0
0
0
0
0
0
0
0
0
0
0
0
0
0
0
0
0
0
0
0
0
0
0
0
0
0
0
0
0
0
0
0
0
0
0
0
0
0
0
0
0
0
0
0
0
0
0
0
0
0
0
0
0
0
0
0
0
0
0
0
0
0
0
0
0
0
0
0
0
0
0
0
0
0
0
0
0
0
0
0
0
0
0
0
0
0
0
0
0
0
0
0
0
0
0
0
0
0
0
0
0
0
0
0
0
0
0
0
0
0
0
0
0
0
0
0
0
0
0
0
0
0
0
0
0
0
0
0
0
0
0
0
0
0
0
0
0
0
0
0
0
0
0
0
0
0
0
0
0
0
0
0
0
0
0
0
0
0
0
0
0
0
0
0
0
0
0
0
0
0
0
0
0
0
0
0
0
0
0
0
0
0
0
0
0
0
0
0
0
0
0
0
0
0
0
0
0
0
0
0
0
0
0
0
0
0
0
0
0
0
0
0
0
0
0
0
0
0
0
0
0
0
0
0
0
0
0
0
0
0
0
0
0
0
0
0
0
0
0
0
0
0
0
0
0
0
0
0
0
0
0
0
0
0
0
0
0
0
0
0
0
0
0
0
0
0
0
0
0
0
0
0
0
0
0
0
0
0
0
0
0
0
0
0
0
0
0
0
0
0
0
0
0
0
0
0
0
0
0
0
0
0
0
0
0
0
0
0
0
0
0
0
0
0
0
0
0
0
0
0
0
0
0
0
0
0
0
0
0
0
0
0
0
0
0
0
0
0
0
0
0
0
0
0
0
0
0
0
0
0
0
0
0
0
0
0
0
0
0
0
0
0
0
0
0
0
0
0
0
0
0
0
0
0
0
0
0
0
0
0
0
0
0
0
0
0
0
0
0
0
0
0
0
0
0
0
0
0
0
0
0
0
0
0
0
0
0
0
0
0
0
0
0
0
0
0
0
0
0
0
0
0
0
0
0
0
0
0
0
0
0
0
0
0
0
0
0
0
0
0
0
0
0
0
0
0
0
0
0
0
0
0
0
0
0
0
0
0
0
0
0
0
0
0
0
0
0
0
0
0
0
0
0
0
0
0
0
0
0
0
0
0
0
0
0
0
0
0
0
0
0
0
0
0
0
0
0
0
0
0
0
0
0
0
0
0
0
0
0
0
0
0
0
0
0
0
0
0
0
0
0
0
0
0
0
0
0
0
0
0
0
0
0
0
0
0
0
0
0
0
0
0
0
0
0
0
0
0
0
0
0
0
0
0
0
0
0
0
0
0
0
0
0
0
0
0
0
0
0
0
0
0
0
0
0
0
0
0
0
0
0
0
0
0
0
0
0
0
0
0
0
0
0
0
0
0
0
0
0
0
0
0
0
0
0
0
0
0
0
0
0
0
0
0
0
0
0
0
0
0
0
0
0
0
0
0
0
0
0
0
0
0
0
0
0
0
0
0
0
0
0
0
0
0
0
0
0
0
0
0
0
0
0
0
0
0
0
0
0
0
0
0
0
0
0
0
0
0
0
0
0
0
0
0
0
0
0
0
0
0
0
0
0
0
0
0
0
0
0
0
0
0
0
0
0
0
0
0
0
0
0
0
0
0
0
0
0
0
0
0
0
0
0
0
0
0
0
0
0
0
0
0
0
0
0
0
0
0
0
0
0
0
0
0
0
0
0
0
0
0
0
0
0
0
0
0
0
0
0
0
0
0
0
0
0
0
0
0
0
0
0
0
0
0
0
0
0
0
0
0
0
0
0
0
0
0
0
0
0
0
0
0
0
0
0
0
0
0
0
0
0
0
0
0
0
0
0
0
0
0
0
0
0
0
0
0
0
0
0
0
0
0
0
0
0
0
0
0
0
0
0
0
0
0
0
0
0
0
0
0
0
0
0
0
0
0
0
0
0
0
0
0
0
0
0
0
0
0
0
0
0
0
0
0
0
0
0
0
0
0
0
0
0
0
0
0
0
0
0
0
0
0
0
0
0
0
0
0
0
0
0
0
0
0
0
0
0
0
0
0
0
0
0
0
0
0
0
0
0
0
0
0
0
0
0
0
0
0
0
0
0
0
0
0
0
0
0
0
0
0
0
0
0
0
0
0
0
0
0
0
0
0
0
0
0
0
0
0
0
0
0
0
0
0
0
0
0
0
0
0
0
0
0
0
0
0
0
0
0
0
0
0
0
0
0
0
0
0
0
0
0
0
0
0
0
0
0
0
0
0
0
0
0
0
0
0
0
0
0
0
0
0
0
0
0
0
0
0
0
0
0
0
0
0
0
0
0
0
0
0
0
0
0
0
0
0
0
0
0
0
0
0
0
0
0
0
0
0
0
0
0
0
0
0
0
0
0
0
0
0
0
0
0
0
0
0
0
0
0
0
0
0
0
0
0
0
0
0
0
0
0
0
0
0
0
0
0
0
0
0
0
0
0
0
0
0
0
0
0
0
0
0
0
0
0
0
0
0
0
0
0
0
0
0
0
0
0
0
0
0
0
0
0
0
0
0
0
0
0
0
0
0
0
0
0
0
0
0
0
0
0
0
0
0
0
0
0
0
0
0
0
0
0
0
0
0
0
0
0
0
0
0
0
0
0
0
0
0
0
0
0
0
0
0
0
0
0
0
0
0
0
0
0
0
0
0
0
0
0
0
0
0
0
0
0
0
0
0
0
0
0
0
0
0
0
0
0
0
0
0
0
0
0
0
0
0
0
0
0
0
0
0
0
0
0
0
0
0
0
0
0
0
0
0
0
0
0
0
0
0
0
0
0
0
0
0
0
0
0
0
0
0
0
0
0
0
0
0
0
0
0
0
0
0
0
0
0
0
0
0
0
0
0
0
0
0
0
0
0
0
0
0
0
0
0
0
0
0
0
0
0
0
0
0
0
0
0
0
0
0
0
0
0
0
0
0
0
0
0
0
0
0
0
0
0
0
0
0
0
0
0
0
0
0
0
0
0
0
0
0
0
0
0
0
0
0
0
0
0
0
0
0
0
0
0
0
0
0
0
0
0
0
0
0
0
0
0
0
0
0
0
0
0
0
0
0
0
0
0
0
0
0
0
0
0
0
0
0
0
0
0
0
0
0
0
0
0
0
0
0
0
0
0
0
0
0
0
0
0
0
0
0
0
0
0
0
0
0
0
0
0
0
0
0
0
0
0
0
0
0
0
0
0
0
0
0
0
0
0
0
0
0
0
0
0
0
0
0
0
0
0
0
0
0
0
0
0
0
0
0
0
0
0
0
0
0
0
0
0
0
0
0
0
0
0
0
0
0
0
0
0
0
0
0
0
0
0
0
0
0
0
0
0
0
0
0
0
0
0
0
0
0
0
0
0
0
0
0
0
0
0
0
0
0
0
0
0
0
0
0
0
0
0
0
0
0
0
0
0
0
0
0
0
0
0
0
0
0
0
0
0
0
0
0
0
0
0
0
0
0
0
0
0
0
0
0
0
0
0
0
0
0
0
0
0
0
0
0
0
0
0
0
0
0
0
0
0
0
0
0
0
0
0
0
0
0
0
0
0
0
0
0
0
0
0
0
0
0
0
0
0
0
0
0
0
0
0
0
0
0
0
0
0
0
0
0
0
0
0
0
0
0
0
0
0
0
0
0
0
0
0
0
0
0
0
0
0
0
0
0
0
0
0
0
0
0
0
0
0
0
0
0
0
0
0
0
0
0
0
0
0
0
0
0
0
0
0
0
0
0
0
0
0
0
0
0
0
0
0
0
0
0
0
0
0
0
0
0
0
0
0
0
0
0
0
0
0
0
0
0
0
0
0
0
0
0
0
0
0
0
0
0
0
0
0
0
0
0
0
0
0
0
0
0
0
0
0
0
0
0
0
0
0
0
0
0
0
0
0
0
0
0
0
0
0
0
0
0
0
0
0
0
0
0
0
0
0
0
0
0
0
0
0
0
0
0
0
0
0
0
0
0
0
0
0
0
0
0
0
0
0
0
0
0
0
0
0
0
0
0
0
0
0
0
0
0
0
0
0
0
0
0
0
0
0
0
0
0
0
0
0
0
0
0
0
0
0
0
0
0
0
0
0
0
0
0
0
0
0
0
0
0
0
0
0
0
0
0
0
0
0
0
0
0
0
0
0
0
0
0
0
0
0
0
0
0
0
0
0
0
0
0
0
0
0
0
0
0
0
0
0
0
0
0
0
0
0
0
0
0
0
0
0
0
0
0
0
0
0
0
0
0
0
0
0
0
0
0
0
0
0
0
0
0
0
0
0
0
0
0
0
0
0
0
0
0
0
0
0
0
0
0
0
0
0
0
0
0
0
0
0
0
0
0
0
0
0
0
0
0
0
0
0
0
0
0
0
0
0
0
0
0
0
0
0
0
0
0
0
0
0
0
0
0
0
0
0
0
0
0
0
0
0
0
0
0
0
0
0
0
0
0
0
0
0
0
0
0
0
0
0
0
0
0
0
0
0
0
0
0
0
0
0
0
0
0
0
0
0
0
0
0
0
0
0
0
0
0
0
0
0
0
0
0
0
0
0
0
0
0
0
0
0
0
0
0
0
0
0
0
0
0
0
0
0
0
0
0
0
0
0
0
0
0
0
0
0
0
0
0
0
0
0
0
0
0
0
0
0
0
0
0
0
0
0
0
0
0
0
0
0
0
0
0
0
0
0
0
0
0
0
0
0
0
0
0
0
0
0
0
0
0
0
0
0
0
0
0
0
0
0
0
0
0
0
0
0
0
0
0
0
0
0
0
0
0
0
0
0
0
0
0
0
0
0
0
0
0
0
0
0
0
0
0
0
0
0
0
0
0
0
0
0
0
0
0
0
0
0
0
0
0
0
0
0
0
0
0
0
0
0
0
0
0
0
0
0
0
0
0
0
0
0
0
0
0
0
0
0
0
0
0
0
0
0
0
0
0
0
0
0
0
0
0
0
0
0
0
0
0
0
0
0
0
0
0
0
0
0
0
0
0
0
0
0
0
0
0
0
0
0
0
0
0
0
0
0
0
0
0
0
0
0
0
0
0
0
0
0
0
0
0
0
0
0
0
0
0
0
0
0
0
0
0
0
0
0
0
0
0
0
0
0
0
0
0
0
0
0
0
0
0
0
0
0
0
0
0
0
0
0
0
0
0
0
0
0
0
0
0
0
0
0
0
0
0
0
0
0
0
0
0
0
0
0
0
0
0
0
0
0
0
0
0
0
0
0
0
0
0
0
0
0
0
0
0
0
0
0
0
0
0
0
0
0
0
0
0
0
0
0
0
0
0
0
0
0
0
0
0
0
0
0
0
0
0
0
0
0
0
0
0
0
0
0
0
0
0
0
0
0
0
0
0
0
0
0
0
0
0
0
0
0
0
0
0
0
0
0
0
0
0
0
0
0
0
0
0
0
0
0
0
0
0
0
0
0
0
0
0
0
0
0
0
0
0
0
0
0
0
0
0
0
0
0
0
0
0
0
0
0
0
0
0
0
0
0
0
0
0
0
0
0
0
0
0
0
0
0
0
0
0
0
0
0
0
0
0
0
0
0
0
0
0
0
0
0
0
0
0
0
0
0
0
0
0
0
0
0
0
0
0
0
0
0
0
0
0
0
0
0
0
0
0
0
0
0
0
0
0
0
0
0
0
0
0
0
0
0
0
0
0
0
0
0
0
0
0
0
0
0
0
0
0
0
0
0
0
0
0
0
0
0
0
0
0
0
0
0
0
0
0
0
0
0
0
0
0
0
0
0
0
0
0
0
0
0
0
0
0
0
0
0
0
0
0
0
0
0
0
0
0
0
0
0
0
0
0
0
0
0
0
0
0
0
0
0
0
0
0
0
0
0
0
0
0
0
0
0
0
0
0
0
0
0
0
0
0
0
0
0
0
0
0
0
0
0
0
0
0
0
0
0
0
0
0
0
0
0
0
0
0
0
0
0
0
0
0
0
0
0
0
0
0
0
0
0
0
0
0
0
0
0
0
0
0
0
0
0
0
0
0
0
0
0
0
0
0
0
0
0
0
0
0
0
0
0
0
0
0
0
0
0
0
0
0
0
0
0
0
0
0
0
0
0
0
0
0
0
0
0
0
0
0
0
0
0
0
0
0
0
0
0
0
0
0
0
0
0
0
0
0
0
0
0
0
0
0
0
0
0
0
0
0
0
0
0
0
0
0
0
0
0
0
0
0
0
0
0
0
0
0
0
0
0
0
0
0
0
0
0
0
0
0
0
0
0
0
0
0
0
0
0
0
0
0
0
0
0
0
0
0
0
0
0
0
0
0
0
0
0
0
0
0
0
0
0
0
0
0
0
0
0
0
0
0
0
0
0
0
0
0
0
0
0
0
0
0
0
0
0
0
0
0
0
0
0
0
0
0
0
0
0
0
0
0
0
0
0
0
0
0
0
0
0
0
0
0
0
0
0
0
0
0
0
0
0
0
0
0
0
0
0
0
0
0
0
0
0
0
0
0
0
0
0
0
0
0
0
0
0
0
0
0
0
0
0
0
0
0
0
0
0
0
0
0
0
0
0
0
0
0
0
0
0
0
0
0
0
0
0
0
0
0
0
0
0
0
0
0
0
0
0
0
0
0
0
0
0
0
0
0
0
0
0
0
0
0
0
0
0
0
0
0
0
0
0
0
0
0
0
0
0
0
0
0
0
0
0
0
0
0
0
0
0
0
0
0
0
0
0
0
0
0
0
0
0
0
0
0
0
0
0
0
0
0
0
0
0
0
0
0
0
0
0
0
0
0
0
0
0
0
0
0
0
0
0
0
0
0
0
0
0
0
0
0
0
0
0
0
0
0
0
0
0
0
0
0
0
0
0
0
0
0
0
0
0
0
0
0
0
0
0
0
0
0
0
0
0
0
0
0
0
0
0
0
0
0
0
0
0
0
0
0
0
0
0
0
0
0
0
0
0
0
0
0
0
0
0
0
0
0
0
0
0
0
0
0
0
0
0
0
0
0
0
0
0
0
0
0
0
0
0
0
0
0
0
0
0
0
0
0
0
0
0
0
0
0
0
0
0
0
0
0
0
0
0
0
0
0
0
0
0
0
0
0
0
0
0
0
0
0
0
0
0
0
0
0
0
0
0
0
0
0
0
0
0
0
0
0
0
0
0
0
0
0
0
0
0
0
0
0
0
0
0
0
0
0
0
0
0
0
0
0
0
0
0
0
0
0
0
0
0
0
0
0
0
0
0
0
0
0
0
0
0
0
0
0
0
0
0
0
0
0
0
0
0
0
0
0
0
0
0
0
0
0
0
0
0
0
0
0
0
0
0
0
0
0
0
0
0
0
0
0
0
0
0
0
0
0
0
0
0
0
0
0
0
0
0
0
0
0
0
0
0
0
0
0
0
0
0
0
0
0
0
0
0
0
0
0
0
0
0
0
0
0
0
0
0
0
0
0
0
0
0
0
0
0
0
0
0
0
0
0
0
0
0
0
0
0
0
0
0
0
0
0
0
0
0
0
0
0
0
0
0
0
0
0
0
0
0
0
0
0
0
0
0
0
0
0
0
0
0
0
0
0
0
0
0
0
0
0
0
0
0
0
0
0
0
0
0
0
0
0
0
0
0
0
0
0
0
0
0
0
0
0
0
0
0
0
0
0
0
0
0
0
0
0
0
0
0
0
0
0
0
0
0
0
0
0
0
0
0
0
0
0
0
0
0
0
0
0
0
0
0
0
0
0
0
0
0
0
0
0
0
0
0
0
0
0
0
0
0
0
0
0
0
0
0
0
0
0
0
0
0
0
0
0
0
0
0
0
0
0
0
0
0
0
0
0
0
0
0
0
0
0
0
0
0
0
0
0
0
0
0
0
0
0
0
0
0
0
0
0
0
0
0
0
0
0
0
0
0
0
0
0
0
0
0
0
0
0
0
0
0
0
0
0
0
0
0
0
0
0
0
0
0
0
0
0
0
0
0
0
0
0
0
0
0
0
0
0
0
0
0
0
0
0
0
0
0
0
0
0
0
0
0
0
0
0
0
0
0
0
0
0
0
0
0
0
0
0
0
0
0
0
0
0
0
0
0
0
0
0
0
0
0
0
0
0
0
0
0
0
0
0
0
0
0
0
0
0
0
0
0
0
0
0
0
0
0
0
0
0
0
0
0
0
0
0
0
0
0
0
0
0
0
0
0
0
0
0
0
0
0
0
0
0
0
0
0
0
0
0
0
0
0
0
0
0
0
0
0
0
0
0
0
0
0
0
0
0
0
0
0
0
0
0
0
0
0
0
0
0
0
0
0
0
0
0
0
0
0
0
0
0
0
0
0
0
0
0
0
0
0
0
0
0
0
0
0
0
0
0
0
0
0
0
0
0
0
0
0
0
0
0
0
0
0
0
0
0
0
0
0
0
0
0
0
0
0
0
0
0
0
0
0
0
0
0
0
0
0
0
0
0
0
0
0
0
0
0
0
0
0
0
0
0
0
0
0
0
0
0
0
0
0
0
0
0
0
0
0
0
0
0
0
0
0
0
0
0
0
0
0
0
0
0
0
0
0
0
0
0
0
0
0
0
0
0
0
0
0
0
0
0
0
0
0
0
0
0
0
0
0
0
0
0
0
0
0
0
0
0
0
0
0
0
0
0
0
0
0
0
0
0
0
0
0
0
0
0
0
0
0
0
0
0
0
0
0
0
0
0
0
0
0
0
0
0
0
0
0
0
0
0
0
0
0
0
0
0
0
0
0
0
0
0
0
0
0
0
0
0
0
0
0
0
0
0
0
0
0
0
0
0
0
0
0
0
0
0
0
0
0
0
0
0
0
0
0
0
0
0
0
0
0
0
0
0
0
0
0
0
0
0
0
0
0
0
0
0
0
0
0
0
0
0
0
0
0
0
0
0
0
0
0
0
0
0
0
0
0
0
0
0
0
0
0
0
0
0
0
0
0
0
0
0
0
0
0
0
0
0
0
0
0
0
0
0
0
0
0
0
0
0
0
0
0
0
0
0
0
0
0
0
0
0
0
0
0
0
0
0
0
0
0
0
0
0
0
0
0
0
0
0
0
0
0
0
0
0
0
0
0
0
0
0
0
0
0
0
0
0
0
0
0
0
0
0
0
0
0
0
0
0
0
0
0
0
0
0
0
0
0
0
0
0
0
0
0
0
0
0
0
0
0
0
0
0
0
0
0
0
0
0
0
0
0
0
0
0
0
0
0
0
0
0
0
0
0
0
0
0
0
0
0
0
0
0
0
0
0
0
0
0
0
0
0
0
0
0
0
0
0
0
0
0
0
0
0
0
0
0
0
0
0
0
0
0
0
0
0
0
0
0
0
0
0
0
0
0
0
0
0
0
0
0
0
0
0
0
0
0
0
0
0
0
0
0
0
0
0
0
0
0
0
0
0
0
0
0
0
0
0
0
0
0
0
0
0
0
0
0
0
0
0
0
0
0
0
0
0
0
0
0
0
0
0
0
0
0
0
0
0
0
0
0
0
0
0
0
0
0
0
0
0
0
0
0
0
0
0
0
0
0
0
0
0
0
0
0
0
0
0
0
0
0
0
0
0
0
0
0
0
0
0
0
0
0
0
0
0
0
0
0
0
0
0
0
0
0
0
0
0
0
0
0
0
0
0
0
0
0
0
0
0
0
0
0
0
0
0
0
0
0
0
0
0
0
0
0
0
0
0
0
0
0
0
0
0
0
0
0
0
0
0
0
0
0
0
0
0
0
0
0
0
0
0
0
0
0
0
0
0
0
0
0
0
0
0
0
0
0
0
0
0
0
0
0
0
0
0
0
0
0
0
0
0
0
0
0
0
0
0
0
0
0
0
0
0
0
0
0
0
0
0
0
0
0
0
0
0
0
0
0
0
0
0
0
0
0
0
0
0
0
0
0
0
0
0
0
0
0
0
0
0
0
0
0
0
0
0
0
0
0
0
0
0
0
0
0
0
0
0
0
0
0
0
0
0
0
0
0
0
0
0
0
0
0
0
0
0
0
0
0
0
0
0
0
0
0
0
0
0
0
0
0
0
0
0
0
0
0
0
0
0
0
0
0
0
0
0
0
0
0
0
0
0
0
0
0
0
0
0
0
0
0
0
0
0
0
0
0
0
0
0
0
0
0
0
0
0
0
0
0
0
0
0
0
0
0
0
0
0
0
0
0
0
0
0
0
0
0
0
0
0
0
0
0
0
0
0
0
0
0
0
0
0
0
0
0
0
0
0
0
0
0
0
0
0
0
0
0
0
0
0
0
0
0
0
0
0
0
0
0
0
0
0
0
0
0
0
0
0
0
0
0
0
0
0
0
0
0
0
0
0
0
0
0
0
0
0
0
0
0
0
0
0
0
0
0
0
0
0
0
0
0
0
0
0
0
0
0
0
0
0
0
0
0
0
0
0
0
0
0
0
0
0
0
0
0
0
0
0
0
0
0
0
0
0
0
0
0
0
0
0
0
0
0
0
0
0
0
0
0
0
0
0
0
0
0
0
0
0
0
0
0
0
0
0
0
0
0
0
0
0
0
0
0
0
0
0
0
0
0
0
0
0
0
0
0
0
0
0
0
0
0
0
0
0
0
0
0
0
0
0
0
0
0
0
0
0
0
0
0
0
0
0
0
0
0
0
0
0
0
0
0
0
0
0
0
0
0
0
0
0
0
0
0
0
0
0
0
0
0
0
0
0
0
0
0
0
0
0
0
0
0
0
0
0
0
0
0
0
0
0
0
0
0
0
0
0
0
0
0
0
0
0
0
0
0
0
0
0
0
0
0
0
0
0
0
0
0
0
0
0
0
0
0
0
0
0
0
0
0
0
0
0
0
0
0
0
0
0
0
0
0
0
0
0
0
0
0
0
0
0
0
0
0
0
0
0
0
0
0
0
0
0
0
0
0
0
0
0
0
0
0
0
0
0
0
0
0
0
0
0
0
0
0
0
0
0
0
0
0
0
0
0
0
0
0
0
0
0
0
0
0
0
0
0
0
0
0
0
0
0
0
0
0
0
0
0
0
0
0
0
0
0
0
0
0
0
0
0
0
0
0
0
0
0
0
0
0
0
0
0
0
0
0
0
0
0
0
0
0
0
0
0
0
0
0
0
0
0
0
0
0
0
0
0
0
0
0
0
0
0
0
0
0
0
0
0
0
0
0
0
0
0
0
0
0
0
0
0
0
0
0
0
0
0
0
0
0
0
0
0
0
0
0
0
0
0
0
0
0
0
0
0
0
0
0
0
0
0
0
0
0
0
0
0
0
0
0
0
0
0
0
0
0
0
0
0
0
0
0
0
0
0
0
0
0
0
0
0
0
0
0
0
0
0
0
0
0
0
0
0
0
0
0
0
0
0
0
0
0
0
0
0
0
0
0
0
0
0
0
0
0
0
0
0
0
0
0
0
0
0
0
0
0
0
0
0
0
0
0
0
0
0
0
0
0
0
0
0
0
0
0
0
0
0
0
0
0
0
0
0
0
0
0
0
0
0
0
0
0
0
0
0
0
0
0
0
0
0
0
0
0
0
0
0
0
0
0
0
0
0
0
0
0
0
0
0
0
0
0
0
0
0
0
0
0
0
0
0
0
0
0
0
0
0
0
0
0
0
0
0
0
0
0
0
0
0
0
0
0
0
0
0
0
0
0
0
0
0
0
0
0
0
0
0
0
0
0
0
0
0
0
0
0
0
0
0
0
0
0
0
0
0
0
0
0
0
0
0
0
0
0
0
0
0
0
0
0
0
0
0
0
0
0
0
0
0
0
0
0
0
0
0
0
0
0
0
0
0
0
0
0
0
0
0
0
0
0
0
0
0
0
0
0
0
0
0
0
0
0
0
0
0
0
0
0
0
0
0
0
0
0
0
0
0
0
0
0
0
0
0
0
0
0
0
0
0
0
0
0
0
0
0
0
0
0
0
0
0
0
0
0
0
0
0
0
0
0
0
0
0
0
0
0
0
0
0
0
0
0
0
0
0
0
0
0
0
0
0
0
0
0
0
0
0
0
0
0
0
0
0
0
0
0
0
0
0
0
0
0
0
0
0
0
0
0
0
0
0
0
0
0
0
0
0
0
0
0
0
0
0
0
0
0
0
0
0
0
0
0
0
0
0
0
0
0
0
0
0
0
0
0
0
0
0
0
0
0
0
0
0
0
0
0
0
0
0
0
0
0
0
0
0
0
0
0
0
0
0
0
0
0
0
0
0
0
0
0
0
0
0
0
0
0
0
0
0
0
0
0
0
0
0
0
0
0
0
0
0
0
0
0
0
0
0
0
0
0
0
0
0
0
0
0
0
0
0
0
0
0
0
0
0
0
0
0
0
0
0
0
0
0
0
0
0
0
0
0
0
0
0
0
0
0
0
0
0
0
0
0
0
0
0
0
0
0
0
0
0
0
0
0
0
0
0
0
0
0
0
0
0
0
0
0
0
0
0
0
0
0
0
0
0
0
0
0
0
0
0
0
0
0
0
0
0
0
0
0
0
0
0
0
0
0
0
0
0
0
0
0
0
0
0
0
0
0
0
0
0
0
0
0
0
0
0
0
0
0
0
0
0
0
0
0
0
0
0
0
0
0
0
0
0
0
0
0
0
0
0
0
0
0
0
0
0
0
0
0
0
0
0
0
0
0
0
0
0
0
0
0
0
0
0
0
0
0
0
0
0
0
0
0
0
0
0
0
0
0
0
0
0
0
0
0
0
0
0
0
0
0
0
0
0
0
0
0
0
0
0
0
0
0
0
0
0
0
0
0
0
0
0
0
0
0
0
0
0
0
0
0
0
0
0
0
0
0
0
0
0
0
0
0
0
0
0
0
0
0
0
0
0
0
0
0
0
0
0
0
0
0
0
0
0
0
0
0
0
0
0
0
0
0
0
0
0
0
0
0
0
0
0
0
0
0
0
0
0
0
0
0
0
0
0
0
0
0
0
0
0
0
0
0
0
0
0
0
0
0
0
0
0
0
0
0
0
0
0
0
0
0
0
0
0
0
0
0
0
0
0
0
0
0
0
0
0
0
0
0
0
0
0
0
0
0
0
0
0
0
0
0
0
0
0
0
0
0
0
0
0
0
0
0
0
0
0
0
0
0
0
0
0
0
0
0
0
0
0
0
0
0
0
0
0
0
0
0
0
0
0
0
0
0
0
0
0
0
0
0
0
0
0
0
0
0
0
0
0
0
0
0
0
0
0
0
0
0
0
0
0
0
0
0
0
0
0
0
0
0
0
0
0
0
0
0
0
0
0
0
0
0
0
0
0
0
0
0
0
0
0
0
0
0
0
0
0
0
0
0
0
0
0
0
0
0
0
0
0
0
0
0
0
0
0
0
0
0
0
0
0
0
0
0
0
0
0
0
0
0
0
0
0
0
0
0
0
0
0
0
0
0
0
0
0
0
0
0
0
0
0
0
0
0
0
0
0
0
0
0
0
0
0
0
0
0
0
0
0
0
0
0
0
0
0
0
0
0
0
0
0
0
0
0
0
0
0
0
0
0
0
0
0
0
0
0
0
0
0
0
0
0
0
0
0
0
0
0
0
0
0
0
0
0
0
0
0
0
0
0
0
0
0
0
0
0
0
0
0
0
0
0
0
0
0
0
0
0
0
0
0
0
0
0
0
0
0
0
0
0
0
0
0
0
0
0
0
0
0
0
0
0
0
0
0
0
0
0
0
0
0
0
0
0
0
0
0
0
0
0
0
0
0
0
0
0
0
0
0
0
0
0
0
0
0
0
0
0
0
0
0
0
0
0
0
0
0
0
0
0
0
0
0
0
0
0
0
0
0
0
0
0
0
0
0
0
0
0
0
0
0
0
0
0
0
0
0
0
0
0
0
0
0
0
0
0
0
0
0
0
0
0
0
0
0
0
0
0
0
0
0
0
0
0
0
0
0
0
0
0
0
0
0
0
0
0
0
0
0
0
0
0
0
0
0
0
0
0
0
0
0
0
0
0
0
0
0
0
0
0
0
0
0
0
0
0
0
0
0
0
0
0
0
0
0
0
0
0
0
0
0
0
0
0
0
0
0
0
0
0
0
0
0
0
0
0
0
0
0
0
0
0
0
0
0
0
0
0
0
0
0
0
0
0
0
0
0
0
0
0
0
0
0
0
0
0
0
0
0
0
0
0
0
0
0
0
0
0
0
0
0
0
0
0
0
0
0
0
0
0
0
0
0
0
0
0
0
0
0
0
0
0
0
0
0
0
0
0
0
0
0
0
0
0
0
0
0
0
0
0
0
0
0
0
0
0
0
0
0
0
0
0
0
0
0
0
0
0
0
0
0
0
0
0
0
0
0
0
0
0
0
0
0
0
0
0
0
0
0
0
0
0
0
0
0
0
0
0
0
0
0
0
0
0
0
0
0
0
0
0
0
0
0
0
0
0
0
0
0
0
0
0
0
0
0
0
0
0
0
0
0
0
0
0
0
0
0
0
0
0
0
0
0
0
0
0
0
0
0
0
0
0
0
0
0
0
0
0
0
0
0
0
0
0
0
0
0
0
0
0
0
0
0
0
0
0
0
0
0
0
0
0
0
0
0
0
0
0
0
0
0
0
0
0
0
0
0
0
0
0
0
0
0
0
0
0
0
0
0
0
0
0
0
0
0
0
0
0
0
0
0
0
0
0
0
0
0
0
0
0
0
0
0
0
0
0
0
0
0
0
0
0
0
0
0
0
0
0
0
0
0
0
0
0
0
0
0
0
0
0
0
0
0
0
0
0
0
0
0
0
0
0
0
0
0
0
0
0
0
0
0
0
0
0
0
0
0
0
0
0
0
0
0
0
0
0
0
0
0
0
0
0
0
0
0
0
0
0
0
0
0
0
0
0
0
0
0
0
0
0
0
0
0
0
0
0
0
0
0
0
0
0
0
0
0
0
0
0
0
0
0
0
0
0
0
0
0
0
0
0
0
0
0
0
0
0
0
0
0
0
0
0
0
0
0
0
0
0
0
0
0
0
0
0
0
0
0
0
0
0
0
0
0
0
0
0
0
0
0
0
0
0
0
0
0
0
0
0
0
0
0
0
0
0
0
0
0
0
0
0
0
0
0
0
0
0
0
0
0
0
0
0
0
0
0
0
0
0
0
0
0
0
0
0
0
0
0
0
0
0
0
0
0
0
0
0
0
0
0
0
0
0
0
0
0
0
0
0
0
0
0
0
0
0
0
0
0
0
0
0
0
0
0
0
0
0
0
0
0
0
0
0
0
0
0
0
0
0
0
0
0
0
0
0
0
0
0
0
0
0
0
0
0
0
0
0
0
0
0
0
0
0
0
0
0
0
0
0
0
0
0
0
0
0
0
0
0
0
0
0
0
0
0
0
0
0
0
0
0
0
0
0
0
0
0
0
0
0
0
0
0
0
0
0
0
0
0
0
0
0
0
0
0
0
0
0
0
0
0
0
0
0
0
0
0
0
0
0
0
0
0
0
0
0
0
0
0
0
0
0
0
0
0
0
0
0
0
0
0
0
0
0
0
0
0
0
0
0
0
0
0
0
0
0
0
0
0
0
0
0
0
0
0
0
0
0
0
0
0
0
0
0
0
0
0
0
0
0
0
0
0
0
0
0
0
0
0
0
0
0
0
0
0
0
0
0
0
0
0
0
0
0
0
0
0
0
0
0
0
0
0
0
0
0
0
0
0
0
0
0
0
0
0
0
0
0
0
0
0
0
0
0
0
0
0
0
0
0
0
0
0
0
0
0
0
0
0
0
0
0
0
0
0
0
0
0
0
0
0
0
0
0
0
0
0
0
0
0
0
0
0
0
0
0
0
0
0
0
0
0
0
0
0
0
0
0
0
0
0
0
0
0
0
0
0
0
0
0
0
0
0
0
0
0
0
0
0
0
0
0
0
0
0
0
0
0
0
0
0
0
0
0
0
0
0
0
0
0
0
0
0
0
0
0
0
0
0
0
0
0
0
0
0
0
0
0
0
0
0
0
0
0
0
0
0
0
0
0
0
0
0
0
0
0
0
0
0
0
0
0
0
0
0
0
0
0
0
0
0
0
0
0
0
0
0
0
0
0
0
0
0
0
0
0
0
0
0
0
0
0
0
0
0
0
0
0
0
0
0
0
0
0
0
0
0
0
0
0
0
0
0
0
0
0
0
0
0
0
0
0
0
0
0
0
0
0
0
0
0
0
0
0
0
0
0
0
0
0
0
0
0
0
0
0
0
0
0
0
0
0
0
0
0
0
0
0
0
0
0
0
0
0
0
0
0
0
0
0
0
0
0
0
0
0
0
0
0
0
0
0
0
0
0
0
0
0
0
0
0
0
0
0
0
0
0
0
0
0
0
0
0
0
0
0
0
0
0
0
0
0
0
0
0
0
0
0
0
0
0
0
0
0
0
0
0
0
0
0
0
0
0
0
0
0
0
0
0
0
0
0
0
0
0
0
0
0
0
0
0
0
0
0
0
0
0
0
0
0
0
0
0
0
0
0
0
0
0
0
0
0
0
0
0
0
0
0
0
0
0
0
0
0
0
0
0
0
0
0
0
0
0
0
0
0
0
0
0
0
0
0
0
0
0
0
0
0
0
0
0
0
0
0
0
0
0
0
0
0
0
0
0
0
0
0
0
0
0
0
0
0
0
0
0
0
0
0
0
0
0
0
0
0
0
0
0
0
0
0
0
0
0
0
0
0
0
0
0
0
0
0
0
0
0
0
0
0
0
0
0
0
0
0
0
0
0
0
0
0
0
0
0
0
0
0
0
0
0
0
0
0
0
0
0
0
0
0
0
0
0
0
0
0
0
0
0
0
0
0
0
0
0
0
0
0
0
0
0
0
0
0
0
0
0
0
0
0
0
0
0
0
0
0
0
0
0
0
0
0
0
0
0
0
0
0
0
0
0
0
0
0
0
0
0
0
0
0
0
0
0
0
0
0
0
0
0
0
0
0
0
0
0
0
0
0
0
0
0
0
0
0
0
0
0
0
0
0
0
0
0
0
0
0
0
0
0
0
0
0
0
0
0
0
0
0
0
0
0
0
0
0
0
0
0
0
0
0
0
0
0
0
0
0
0
0
0
0
0
0
0
0
0
0
0
0
0
0
0
0
0
0
0
0
0
0
0
0
0
0
0
0
0
0
0
0
0
0
0
0
0
0
0
0
0
0
0
0
0
0
0
0
0
0
0
0
0
0
0
0
0
0
0
0
0
0
0
0
0
0
0
0
0
0
0
0
0
0
0
0
0
0
0
0
0
0
0
0
0
0
0
0
0
0
0
0
0
0
0
0
0
0
0
0
0
0
0
0
0
0
0
0
0
0
0
0
0
0
0
0
0
0
0
0
0
0
0
0
0
0
0
0
0
0
0
0
0
0
0
0
0
0
0
0
0
0
0
0
0
0
0
0
0
0
0
0
0
0
0
0
0
0
0
0
0
0
0
0
0
0
0
0
0
0
0
0
0
0
0
0
0
0
0
0
0
0
0
0
0
0
0
0
0
0
0
0
0
0
0
0
0
0
0
0
0
0
0
0
0
0
0
0
0
0
0
0
0
0
0
0
0
0
0
0
0
0
0
0
0
0
0
0
0
0
0
0
0
0
0
0
0
0
0
0
0
0
0
0
0
0
0
0
0
0
0
0
0
0
0
0
0
0
0
0
0
0
0
0
0
0
0
0
0
0
0
0
0
0
0
0
0
0
0
0
0
0
0
0
0
0
0
0
0
0
0
0
0
0
0
0
0
0
0
0
0
0
0
0
0
0
0
0
0
0
0
0
0
0
0
0
0
0
0
0
0
0
0
0
0
0
0
0
0
0
0
0
0
0
0
0
0
0
0
0
0
0
0
0
0
0
0
0
0
0
0
0
0
0
0
0
0
0
0
0
0
0
0
0
0
0
0
0
0
0
0
0
0
0
0
0
0
0
0
0
0
0
0
0
0
0
0
0
0
0
0
0
0
0
0
0
0
0
0
0
0
0
0
0
0
0
0
0
0
0
0
0
0
0
0
0
0
0
0
0
0
0
0
0
0
0
0
0
0
0
0
0
0
0
0
0
0
0
0
0
0
0
0
0
0
0
0
0
0
0
0
0
0
0
0
0
0
0
0
0
0
0
0
0
0
0
0
0
0
0
0
0
0
0
0
0
0
0
0
0
0
0
0
0
0
0
0
0
0
0
0
0
0
0
0
0
0
0
0
0
0
0
0
0
0
0
0
0
0
0
0
0
0
0
0
0
0
0
0
0
0
0
0
0
0
0
0
0
0
0
0
0
0
0
0
0
0
0
0
0
0
0
0
0
0
0
0
0
0
0
0
0
0
0
0
0
0
0
0
0
0
0
0
0
0
0
0
0
0
0
0
0
0
0
0
0
0
0
0
0
0
0
0
0
0
0
0
0
0
0
0
0
0
0
0
0
0
0
0
0
0
0
0
0
0
0
0
0
0
0
0
0
0
0
0
0
0
0
0
0
0
0
0
0
0
0
0
0
0
0
0
0
0
0
0
0
0
0
0
0
0
0
0
0
0
0
0
0
0
0
0
0
0
0
0
0
0
0
0
0
0
0
0
0
0
0
0
0
0
0
0
0
0
0
0
0
0
0
0
0
0
0
0
0
0
0
0
0
0
0
0
0
0
0
0
0
0
0
0
0
0
0
0
0
0
0
0
0
0
0
0
0
0
0
0
0
0
0
0
0
0
0
0
0
0
0
0
0
0
0
0
0
0
0
0
0
0
0
0
0
0
0
0
0
0
0
0
0
0
0
0
0
0
0
0
0
0
0
0
0
0
0
0
0
0
0
0
0
0
0
0
0
0
0
0
0
0
0
0
0
0
0
0
0
0
0
0
0
0
0
0
0
0
0
0
0
0
0
0
0
0
0
0
0
0
0
0
0
0
0
0
0
0
0
0
0
0
0
0
0
0
0
0
0
0
0
0
0
0
0
0
0
0
0
0
0
0
0
0
0
0
0
0
0
0
0
0
0
0
0
0
0
0
0
0
0
0
0
0
0
0
0
0
0
0
0
0
0
0
0
0
0
0
0
0
0
0
0
0
0
0
0
0
0
0
0
0
0
0
0
0
0
0
0
0
0
0
0
0
0
0
0
0
0
0
0
0
0
0
0
0
0
0
0
0
0
0
0
0
0
0
0
0
0
0
0
0
0
0
0
0
0
0
0
0
0
0
0
0
0
0
0
0
0
0
0
0
0
0
0
0
0
0
0
0
0
0
0
0
0
0
0
0
0
0
0
0
0
0
0
0
0
0
0
0
0
0
0
0
0
0
0
0
0
0
0
0
0
0
0
0
0
0
0
0
0
0
0
0
0
0
0
0
0
0
0
0
0
0
0
0
0
0
0
0
0
0
0
0
0
0
0
0
0
0
0
0
0
0
0
0
0
0
0
0
0
0
0
0
0
0
0
0
0
0
0
0
0
0
0
0
0
0
0
0
0
0
0
0
0
0
0
0
0
0
0
0
0
0
0
0
0
0
0
0
0
0
0
0
0
0
0
0
0
0
0
0
0
0
0
0
0
0
0
0
0
0
0
0
0
0
0
0
0
0
0
0
0
0
0
0
0
0
0
0
0
0
0
0
0
0
0
0
0
0
0
0
0
0
0
0
0
0
0
0
0
0
0
0
0
0
0
0
0
0
0
0
0
0
0
0
0
0
0
0
0
0
0
0
0
0
0
0
0
0
0
0
0
0
0
0
0
0
0
0
0
0
0
0
0
0
0
0
0
0
0
0
0
0
0
0
0
0
0
0
0
0
0
0
0
0
0
0
0
0
0
0
0
0
0
0
0
0
0
0
0
0
0
0
0
0
0
0
0
0
0
0
0
0
0
0
0
0
0
0
0
0
0
0
0
0
0
0
0
0
0
0
0
0
0
0
0
0
0
0
0
0
0
0
0
0
0
0
0
0
0
0
0
0
0
0
0
0
0
0
0
0
0
0
0
0
0
0
0
0
0
0
0
0
0
0
0
0
0
0
0
0
0
0
0
0
0
0
0
0
0
0
0
0
0
0
0
0
0
0
0
0
0
0
0
0
0
0
0
0
0
0
0
0
0
0
0
0
0
0
0
0
0
0
0
0
0
0
0
0
0
0
0
0
0
0
0
0
0
0
0
0
0
0
0
0
0
0
0
0
0
0
0
0
0
0
0
0
0
0
0
0
0
0
0
0
0
0
0
0
0
0
0
0
0
0
0
0
0
0
0
0
0
0
0
0
0
0
0
0
0
0
0
0
0
0
0
0
0
0
0
0
0
0
0
0
0
0
0
0
0
0
0
0
0
0
0
0
0
0
0
0
0
0
0
0
0
0
0
0
0
0
0
0
0
0
0
0
0
0
0
0
0
0
0
0
0
0
0
0
0
0
0
0
0
0
0
0
0
0
0
0
0
0
0
0
0
0
0
0
0
0
0
0
0
0
0
0
0
0
0
0
0
0
0
0
0
0
0
0
0
0
0
0
0
0
0
0
0
0
0
0
0
0
0
0
0
0
0
0
0
0
0
0
0
0
0
0
0
0
0
0
0
0
0
0
0
0
0
0
0
0
0
0
0
0
0
0
0
0
0
0
0
0
0
0
0
0
0
0
0
0
0
0
0
0
0
0
0
0
0
0
0
0
0
0
0
0
0
0
0
0
0
0
0
0
0
0
0
0
0
0
0
0
0
0
0
0
0
0
0
0
0
0
0
0
0
0
0
0
0
0
0
0
0
0
0
0
0
0
0
0
0
0
0
0
0
0
0
0
0
0
0
0
0
0
0
0
0
0
0
0
0
0
0
0
0
0
0
0
0
0
0
0
0
0
0
0
0
0
0
0
0
0
0
0
0
0
0
0
0
0
0
0
0
0
0
0
0
0
0
0
0
0
0
0
0
0
0
0
0
0
0
0
0
0
0
0
0
0
0
0
0
0
0
0
0
0
0
0
0
0
0
0
0
0
0
0
0
0
0
0
0
0
0
0
0
0
0
0
0
0
0
0
0
0
0
0
0
0
0
0
0
0
0
0
0
0
0
0
0
0
0
0
0
0
0
0
0
0
0
0
0
0
0
0
0
0
0
0
0
0
0
0
0
0
0
0
0
0
0
0
0
0
0
0
0
0
0
0
0
0
0
0
0
0
0
0
0
0
0
0
0
0
0
0
0
0
0
0
0
0
0
0
0
0
0
0
0
0
0
0
0
0
0
0
0
0
0
0
0
0
0
0
0
0
0
0
0
0
0
0
0
0
0
0
0
0
0
0
0
0
0
0
0
0
0
0
0
0
0
0
0
0
0
0
0
0
0
0
0
0
0
0
0
0
0
0
0
0
0
0
0
0
0
0
0
0
0
0
0
0
0
0
0
0
0
0
0
0
0
0
0
0
0
0
0
0
0
0
0
0
0
0
0
0
0
0
0
0
0
0
0
0
0
0
0
0
0
0
0
0
0
0
0
0
0
0
0
0
0
0
0
0
0
0
0
0
0
0
0
0
0
0
0
0
0
0
0
0
0
0
0
0
0
0
0
0
0
0
0
0
0
0
0
0
0
0
0
0
0
0
0
0
0
0
0
0
0
0
0
0
0
0
0
0
0
0
0
0
0
0
0
0
0
0
0
0
0
0
0
0
0
0
0
0
0
0
0
0
0
0
0
0
0
0
0
0
0
0
0
0
0
0
0
0
0
0
0
0
0
0
0
0
0
0
0
0
0
0
0
0
0
0
0
0
0
0
0
0
0
0
0
0
0
0
0
0
0
0
0
0
0
0
0
0
0
0
0
0
0
0
0
0
0
0
0
0
0
0
0
0
0
0
0
0
0
0
0
0
0
0
0
0
0
0
0
0
0
0
0
0
0
0
0
0
0
0
0
0
0
0
0
0
0
0
0
0
0
0
0
0
0
0
0
0
0
0
0
0
0
0
0
0
0
0
0
0
0
0
0
0
0
0
0
0
0
0
0
0
0
0
0
0
0
0
0
0
0
0
0
0
0
0
0
0
0
0
0
0
0
0
0
0
0
0
0
0
0
0
0
0
0
0
0
0
0
0
0
0
0
0
0
0
0
0
0
0
0
0
0
0
0
0
0
0
0
0
0
0
0
0
0
0
0
0
0
0
0
0
0
0
0
0
0
0
0
0
0
0
0
0
0
0
0
0
0
0
0
0
0
0
0
0
0
0
0
0
0
0
0
0
0
0
0
0
0
0
0
0
0
0
0
0
0
0
0
0
0
0
0
0
0
0
0
0
0
0
0
0
0
0
0
0
0
0
0
0
0
0
0
0
0
0
0
0
0
0
0
0
0
0
0
0
0
0
0
0
0
0
0
0
0
0
0
0
0
0
0
0
0
0
0
0
0
0
0
0
0
0
0
0
0
0
0
0
0
0
0
0
0
0
0
0
0
0
0
0
0
0
0
0
0
0
0
0
0
0
0
0
0
0
0
0
0
0
0
0
0
0
0
0
0
0
0
0
0
0
0
0
0
0
0
0
0
0
0
0
0
0
0
0
0
0
0
0
0
0
0
0
0
0
0
0
0
0
0
0
0
0
0
0
0
0
0
0
0
0
0
0
0
0
0
0
0
0
0
0
0
0
0
0
0
0
0
0
0
0
0
0
0
0
0
0
0
0
0
0
0
0
0
0
0
0
0
0
0
0
0
0
0
0
0
0
0
0
0
0
0
0
0
0
0
0
0
0
0
0
0
0
0
0
0
0
0
0
0
0
0
0
0
0
0
0
0
0
0
0
0
0
0
0
0
0
0
0
0
0
0
0
0
0
0
0
0
0
0
0
0
0
0
0
0
0
0
0
0
0
0
0
0
0
0
0
0
0
0
0
0
0
0
0
0
0
0
0
0
0
0
0
0
0
0
0
0
0
0
0
0
0
0
0
0
0
0
0
0
0
0
0
0
0
0
0
0
0
0
0
0
0
0
0
0
0
0
0
0
0
0
0
0
0
0
0
0
0
0
0
0
0
0
0
0
0
0
0
0
0
0
0
0
0
0
0
0
0
0
0
0
0
0
0
0
0
0
0
0
0
0
0
0
0
0
0
0
0
0
0
0
0
0
0
0
0
0
0
0
0
0
0
0
0
0
0
0
0
0
0
0
0
0
0
0
0
0
0
0
0
0
0
0
0
0
0
0
0
0
0
0
0
0
0
0
0
0
0
0
0
0
0
0
0
0
0
0
0
0
0
0
0
0
0
0
0
0
0
0
0
0
0
0
0
0
0
0
0
0
0
0
0
0
0
0
0
0
0
0
0
0
0
0
0
0
0
0
0
0
0
0
0
0
0
0
0
0
0
0
0
0
0
0
0
0
0
0
0
0
0
0
0
0
0
0
0
0
0
0
0
0
0
0
0
0
0
0
0
0
0
0
0
0
0
0
0
0
0
0
0
0
0
0
0
0
0
0
0
0
0
0
0
0
0
0
0
0
0
0
0
0
0
0
0
0
0
0
0
0
0
0
0
0
0
0
0
0
0
0
0
0
0
0
0
0
0
0
0
0
0
0
0
0
0
0
0
0
0
0
0
0
0
0
0
0
0
0
0
0
0
0
0
0
0
0
0
0
0
0
0
0
0
0
0
0
0
0
0
0
0
0
0
0
0
0
0
0
0
0
0
0
0
0
0
0
0
0
0
0
0
0
0
0
0
0
0
0
0
0
0
0
0
0
0
0
0
0
0
0
0
0
0
0
0
0
0
0
0
0
0
0
0
0
0
0
0
0
0
0
0
0
0
0
0
0
0
0
0
0
0
0
0
0
0
0
0
0
0
0
0
0
0
0
0
0
0
0
0
0
0
0
0
0
0
0
0
0
0
0
0
0
0
0
0
0
0
0
0
0
0
0
0
0
0
0
0
0
0
0
0
0
0
0
0
0
0
0
0
0
0
0
0
0
0
0
0
0
0
0
0
0
0
0
0
0
0
0
0
0
0
0
0
0
0
0
0
0
0
0
0
0
0
0
0
0
0
0
0
0
0
0
0
0
0
0
0
0
0
0
0
0
0
0
0
0
0
0
0
0
0
0
0
0
0
0
0
0
0
0
0
0
0
0
0
0
0
0
0
0
0
0
0
0
0
0
0
0
0
0
0
0
0
0
0
0
0
0
0
0
0
0
0
0
0
0
0
0
0
0
0
0
0
0
0
0
0
0
0
0
0
0
0
0
0
0
0
0
0
0
0
0
0
0
0
0
0
0
0
0
0
0
0
0
0
0
0
0
0
0
0
0
0
0
0
0
0
0
0
0
0
0
0
0
0
0
0
0
0
0
0
0
0
0
0
0
0
0
0
0
0
0
0
0
0
0
0
0
0
0
0
0
0
0
0
0
0
0
0
0
0
0
0
0
0
0
0
0
0
0
0
0
0
0
0
0
0
0
0
0
0
0
0
0
0
0
0
0
0
0
0
0
0
0
0
0
0
0
0
0
0
0
0
0
0
0
0
0
0
0
0
0
0
0
0
0
0
0
0
0
0
0
0
0
0
0
0
0
0
0
0
0
0
0
0
0
0
0
0
0
0
0
0
0
0
0
0
0
0
0
0
0
0
0
0
0
0
0
0
0
0
0
0
0
0
0
0
0
0
0
0
0
0
0
0
0
0
0
0
0
0
0
0
0
0
0
0
0
0
0
0
0
0
0
0
0
0
0
0
0
0
0
0
0
0
0
0
0
0
0
0
0
0
0
0
0
0
0
0
0
0
0
0
0
0
0
0
0
0
0
0
0
0
0
0
0
0
0
0
0
0
0
0
0
0
0
0
0
0
0
0
0
0
0
0
0
0
0
0
0
0
0
0
0
0
0
0
0
0
0
0
0
0
0
0
0
0
0
0
0
0
0
0
0
0
0
0
0
0
0
0
0
0
0
0
0
0
0
0
0
0
0
0
0
0
0
0
0
0
0
0
0
0
0
0
0
0
0
0
0
0
0
0
0
0
0
0
0
0
0
0
0
0
0
0
0
0
0
0
0
0
0
0
0
0
0
0
0
0
0
0
0
0
0
0
0
0
0
0
0
0
0
0
0
0
0
0
0
0
0
0
0
0
0
0
0
0
0
0
0
0
0
0
0
0
0
0
0
0
0
0
0
0
0
0
0
0
0
0
0
0
0
0
0
0
0
0
0
0
0
0
0
0
0
0
0
0
0
0
0
0
0
0
0
0
0
0
0
0
0
0
0
0
0
0
0
0
0
0
0
0
0
0
0
0
0
0
0
0
0
0
0
0
0
0
0
0
0
0
0
0
0
0
0
0
0
0
0
0
0
0
0
0
0
0
0
0
0
0
0
0
0
0
0
0
0
0
0
0
0
0
0
0
0
0
0
0
0
0
0
0
0
0
0
0
0
0
0
0
0
0
0
0
0
0
0
0
0
0
0
0
0
0
0
0
0
0
0
0
0
0
0
0
0
0
0
0
0
0
0
0
0
0
0
0
0
0
0
0
0
0
0
0
0
0
0
0
0
0
0
0
0
0
0
0
0
0
0
0
0
0
0
0
0
0
0
0
0
0
0
0
0
0
0
0
0
0
0
0
0
0
0
0
0
0
0
0
0
0
0
0
0
0
0
0
0
0
0
0
0
0
0
0
0
0
0
0
0
0
0
0
0
0
0
0
0
0
0
0
0
0
0
0
0
0
0
0
0
0
0
0
0
0
0
0
0
0
0
0
0
0
0
0
0
0
0
0
0
0
0
0
0
0
0
0
0
0
0
0
0
0
0
0
0
0
0
0
0
0
0
0
0
0
0
0
0
0
0
0
0
0
0
0
0
0
0
0
0
0
0
0
0
0
0
0
0
0
0
0
0
0
0
0
0
0
0
0
0
0
0
0
0
0
0
0
0
0
0
0
0
0
0
0
0
0
0
0
0
0
0
0
0
0
0
0
0
0
0
0
0
0
0
0
0
0
0
0
0
0
0
0
0
0
0
0
0
0
0
0
0
0
0
0
0
0
0
0
0
0
0
0
0
0
0
0
0
0
0
0
0
0
0
0
0
0
0
0
0
0
0
0
0
0
0
0
0
0
0
0
0
0
0
0
0
0
0
0
0
0
0
0
0
0
0
0
0
0
0
0
0
0
0
0
0
0
0
0
0
0
0
0
0
0
0
0
0
0
0
0
0
0
0
0
0
0
0
0
0
0
0
0
0
0
0
0
0
0
0
0
0
0
0
0
0
0
0
0
0
0
0
0
0
0
0
0
0
0
0
0
0
0
0
0
0
0
0
0
0
0
0
0
0
0
0
0
0
0
0
0
0
0
0
0
0
0
0
0
0
0
0
0
0
0
0
0
0
0
0
0
0
0
0
0
0
0
0
0
0
0
0
0
0
0
0
0
0
0
0
0
0
0
0
0
0
0
0
0
0
0
0
0
0
0
0
0
0
0
0
0
0
0
0
0
0
0
0
0
0
0
0
0
0
0
0
0
0
0
0
0
0
0
0
0
0
0
0
0
0
0
0
0
0
0
0
0
0
0
0
0
0
0
0
0
0
0
0
0
0
0
0
0
0
0
0
0
0
0
0
0
0
0
0
0
0
0
0
0
0
0
0
0
0
0
0
0
0
0
0
0
0
0
0
0
0
0
0
0
0
0
0
0
0
0
0
0
0
0
0
0
0
0
0
0
0
0
0
0
0
0
0
0
0
0
0
0
0
0
0
0
0
0
0
0
0
0
0
0
0
0
0
0
0
0
0
0
0
0
0
0
0
0
0
0
0
0
0
0
0
0
0
0
0
0
0
0
0
0
0
0
0
0
0
0
0
0
0
0
0
0
0
0
0
0
0
0
0
0
0
0
0
0
0
0
0
0
0
0
0
0
0
0
0
0
0
0
0
0
0
0
0
0
0
0
0
0
0
0
0
0
0
0
0
0
0
0
0
0
0
0
0
0
0
0
0
0
0
0
0
0
0
0
0
0
0
0
0
0
0
0
0
0
0
0
0
0
0
0
0
0
0
0
0
0
0
0
0
0
0
0
0
0
0
0
0
0
0
0
0
0
0
0
0
0
0
0
0
0
0
0
0
0
0
0
0
0
0
0
0
0
0
0
0
0
0
0
0
0
0
0
0
0
0
0
0
0
0
0
0
0
0
0
0
0
0
0
0
0
0
0
0
0
0
0
0
0
0
0
0
0
0
0
0
0
0
0
0
0
0
0
0
0
0
0
0
0
0
0
0
0
0
0
0
0
0
0
0
0
0
0
0
0
0
0
0
0
0
0
0
0
0
0
0
0
0
0
0
0
0
0
0
0
0
0
0
0
0
0
0
0
0
0
0
0
0
0
0
0
0
0
0
0
0
0
0
0
0
0
0
0
0
0
0
0
0
0
0
0
0
0
0
0
0
0
0
0
0
0
0
0
0
0
0
0
0
0
0
0
0
0
0
0
0
0
0
0
0
0
0
0
0
0
0
0
0
0
0
0
0
0
0
0
0
0
0
0
0
0
0
0
0
0
0
0
0
0
0
0
0
0
0
0
0
0
0
0
0
0
0
0
0
0
0
0
0
0
0
0
0
0
0
0
0
0
0
0
0
0
0
0
0
0
0
0
0
0
0
0
0
0
0
0
0
0
0
0
0
0
0
0
0
0
0
0
0
0
0
0
0
0
0
0
0
0
0
0
0
0
0
0
0
0
0
0
0
0
0
0
0
0
0
0
0
0
0
0
0
0
0
0
0
0
0
0
0
0
0
0
0
0
0
0
0
0
0
0
0
0
0
0
0
0
0
0
0
0
0
0
0
0
0
0
0
0
0
0
0
0
0
0
0
0
0
0
0
0
0
0
0
0
0
0
0
0
0
0
0
0
0
0
0
0
0
0
0
0
0
0
0
0
0
0
0
0
0
0
0
0
0
0
0
0
0
0
0
0
0
0
0
0
0
0
0
0
0
0
0
0
0
0
0
0
0
0
0
0
0
0
0
0
0
0
0
0
0
0
0
0
0
0
0
0
0
0
0
0
0
0
0
0
0
0
0
0
0
0
0
0
0
0
0
0
0
0
0
0
0
0
0
0
0
0
0
0
0
0
0
0
0
0
0
0
0
0
0
0
0
0
0
0
0
0
0
0
0
0
0
0
0
0
0
0
0
0
0
0
0
0
0
0
0
0
0
0
0
0
0
0
0
0
0
0
0
0
0
0
0
0
0
0
0
0
0
0
0
0
0
0
0
0
0
0
0
0
0
0
0
0
0
0
0
0
0
0
0
0
0
0
0
0
0
0
0
0
0
0
0
0
0
0
0
0
0
0
0
0
0
0
0
0
0
0
0
0
0
0
0
0
0
0
0
0
0
0
0
0
0
0
0
0
0
0
0
0
0
0
0
0
0
0
0
0
0
0
0
0
0
0
0
0
0
0
0
0
0
0
0
0
0
0
0
0
0
0
0
0
0
0
0
0
0
0
0
0
0
0
0
0
0
0
0
0
0
0
0
0
0
0
0
0
0
0
0
0
0
0
0
0
0
0
0
0
0
0
0
0
0
0
0
0
0
0
0
0
0
0
0
0
0
0
0
0
0
0
0
0
0
0
0
0
0
0
0
0
0
0
0
0
0
0
0
0
0
0
0
0
0
0
0
0
0
0
0
0
0
0
0
0
0
0
0
0
0
0
0
0
0
0
0
0
0
0
0
0
0
0
0
0
0
0
0
0
0
0
0
0
0
0
0
0
0
0
0
0
0
0
0
0
0
0
0
0
0
0
0
0
0
0
0
0
0
0
0
0
0
0
0
0
0
0
0
0
0
0
0
0
0
0
0
0
0
0
0
0
0
0
0
0
0
0
0
0
0
0
0
0
0
0
0
0
0
0
0
0
0
0
0
0
0
0
0
0
0
0
0
0
0
0
0
0
0
0
0
0
0
0
0
0
0
0
0
0
0
0
0
0
0
0
0
0
0
0
0
0
0
0
0
0
0
0
0
0
0
0
0
0
0
0
0
0
0
0
0
0
0
0
0
0
0
0
0
0
0
0
0
0
0
0
0
0
0
0
0
0
0
0
0
0
0
0
0
0
0
0
0
0
0
0
0
0
0
0
0
0
0
0
0
0
0
0
0
0
0
0
0
0
0
0
0
0
0
0
0
0
0
0
0
0
0
0
0
0
0
0
0
0
0
0
0
0
0
0
0
0
0
0
0
0
0
0
0
0
0
0
0
0
0
0
0
0
0
0
0
0
0
0
0
0
0
0
0
0
0
0
0
0
0
0
0
0
0
0
0
0
0
0
0
0
0
0
0
0
0
0
0
0
0
0
0
0
0
0
0
0
0
0
0
0
0
0
0
0
0
0
0
0
0
0
0
0
0
0
0
0
0
0
0
0
0
0
0
0
0
0
0
0
0
0
0
0
0
0
0
0
0
0
0
0
0
0
0
0
0
0
0
0
0
0
0
0
0
0
0
0
0
0
0
0
0
0
0
0
0
0
0
0
0
0
0
0
0
0
0
0
0
0
0
0
0
0
0
0
0
0
0
0
0
0
0
0
0
0
0
0
0
0
0
0
0
0
0
0
0
0
0
0
0
0
0
0
0
0
0
0
0
0
0
0
0
0
0
0
0
0
0
0
0
0
0
0
0
0
0
0
0
0
0
0
0
0
0
0
0
0
0
0
0
0
0
0
0
0
0
0
0
0
0
0
0
0
0
0
0
0
0
0
0
0
0
0
0
0
0
0
0
0
0
0
0
0
0
0
0
0
0
0
0
0
0
0
0
0
0
0
0
0
0
0
0
0
0
0
0
0
0
0
0
0
0
0
0
0
0
0
0
0
0
0
0
0
0
0
0
0
0
0
0
0
0
0
0
0
0
0
0
0
0
0
0
0
0
0
0
0
0
0
0
0
0
0
0
0
0
0
0
0
0
0
0
0
0
0
0
0
0
0
0
0
0
0
0
0
0
0
0
0
0
0
0
0
0
0
0
0
0
0
0
0
0
0
0
0
0
0
0
0
0
0
0
0
0
0
0
0
0
0
0
0
0
0
0
0
0
0
0
0
0
0
0
0
0
0
0
0
0
0
0
0
0
0
0
0
0
0
0
0
0
0
0
0
0
0
0
0
0
0
0
0
0
0
0
0
0
0
0
0
0
0
0
0
0
0
0
0
0
0
0
0
0
0
0
0
0
0
0
0
0
0
0
0
0
0
0
0
0
0
0
0
0
0
0
0
0
0
0
0
0
0
0
0
0
0
0
0
0
0
0
0
0
0
0
0
0
0
0
0
0
0
0
0
0
0
0
0
0
0
0
0
0
0
0
0
0
0
0
0
0
0
0
0
0
0
0
0
0
0
0
0
0
0
0
0
0
0
0
0
0
0
0
0
0
0
0
0
0
0
0
0
0
0
0
0
0
0
0
0
0
0
0
0
0
0
0
0
0
0
0
0
0
0
0
0
0
0
0
0
0
0
0
0
0
0
0
0
0
0
0
0
0
0
0
0
0
0
0
0
0
0
0
0
0
0
0
0
0
0
0
0
0
0
0
0
0
0
0
0
0
0
0
0
0
0
0
0
0
0
0
0
0
0
0
0
0
0
0
0
0
0
0
0
0
0
0
0
0
0
0
0
0
0
0
0
0
0
0
0
0
0
0
0
0
0
0
0
0
0
0
0
0
0
0
0
0
0
0
0
0
0
0
0
0
0
0
0
0
0
0
0
0
0
0
0
0
0
0
0
0
0
0
0
0
0
0
0
0
0
0
0
0
0
0
0
0
0
0
0
0
0
0
0
0
0
0
0
0
0
0
0
0
0
0
0
0
0
0
0
0
0
0
0
0
0
0
0
0
0
0
0
0
0
0
0
0
0
0
0
0
0
0
0
0
0
0
0
0
0
0
0
0
0
0
0
0
0
0
0
0
0
0
0
0
0
0
0
0
0
0
0
0
0
0
0
0
0
0
0
0
0
0
0
0
0
0
0
0
0
0
0
0
0
0
0
0
0
0
0
0
0
0
0
0
0
0
0
0
0
0
0
0
0
0
0
0
0
0
0
0
0
0
0
0
0
0
0
0
0
0
0
0
0
0
0
0
0
0
0
0
0
0
0
0
0
0
0
0
0
0
0
0
0
0
0
0
0
0
0
0
0
0
0
0
0
0
0
0
0
0
0
0
0
0
0
0
0
0
0
0
0
0
0
0
0
0
0
0
0
0
0
0
0
0
0
0
0
0
0
0
0
0
0
0
0
0
0
0
0
0
0
0
0
0
0
0
0
0
0
0
0
0
0
0
0
0
0
0
0
0
0
0
0
0
0
0
0
0
0
0
0
0
0
0
0
0
0
0
0
0
0
0
0
0
0
0
0
0
0
0
0
0
0
0
0
0
0
0
0
0
0
0
0
0
0
0
0
0
0
0
0
0
0
0
0
0
0
0
0
0
0
0
0
0
0
0
0
0
0
0
0
0
0
0
0
0
0
0
0
0
0
0
0
0
0
0
0
0
0
0
0
0
0
0
0
0
0
0
0
0
0
0
0
0
0
0
0
0
0
0
0
0
0
0
0
0
0
0
0
0
0
0
0
0
0
0
0
0
0
0
0
0
0
0
0
0
0
0
0
0
0
0
0
0
0
0
0
0
0
0
0
0
0
0
0
0
0
0
0
0
0
0
0
0
0
0
0
0
0
0
0
0
0
0
0
0
0
0
0
0
0
0
0
0
0
0
0
0
0
0
0
0
0
0
0
0
0
0
0
0
0
0
0
0
0
0
0
0
0
0
0
0
0
0
0
0
0
0
0
0
0
0
0
0
0
0
0
0
0
0
0
0
0
0
0
0
0
0
0
0
0
0
0
0
0
0
0
0
0
0
0
0
0
0
0
0
0
0
0
0
0
0
0
0
0
0
0
0
0
0
0
0
0
0
0
0
0
0
0
0
0
0
0
0
0
0
0
0
0
0
0
0
0
0
0
0
0
0
0
0
0
0
0
0
0
0
0
0
0
0
0
0
0
0
0
0
0
0
0
0
0
0
0
0
0
0
0
0
0
0
0
0
0
0
0
0
0
0
0
0
0
0
0
0
0
0
0
0
0
0
0
0
0
0
0
0
0
0
0
0
0
0
0
0
0
0
0
0
0
0
0
0
0
0
0
0
0
0
0
0
0
0
0
0
0
0
0
0
0
0
0
0
0
0
0
0
0
0
0
0
0
0
0
0
0
0
0
0
0
0
0
0
0
0
0
0
0
0
0
0
0
0
0
0
0
0
0
0
0
0
0
0
0
0
0
0
0
0
0
0
0
0
0
0
0
0
0
0
0
0
0
0
0
0
0
0
0
0
0
0
0
0
0
0
0
0
0
0
0
0
0
0
0
0
0
0
0
0
0
0
0
0
0
0
0
0
0
0
0
0
0
0
0
0
0
0
0
0
0
0
0
0
0
0
0
0
0
0
0
0
0
0
0
0
0
0
0
0
0
0
0
0
0
0
0
0
0
0
0
0
0
0
0
0
0
0
0
0
0
0
0
0
0
0
0
0
0
0
0
0
0
0
0
0
0
0
0
0
0
0
0
0
0
0
0
0
0
0
0
0
0
0
0
0
0
0
0
0
0
0
0
0
0
0
0
0
0
0
0
0
0
0
0
0
0
0
0
0
0
0
0
0
0
0
0
0
0
0
0
0
0
0
0
0
0
0
0
0
0
0
0
0
0
0
0
0
0
0
0
0
0
0
0
0
0
0
0
0
0
0
0
0
0
0
0
0
0
0
0
0
0
0
0
0
0
0
0
0
0
0
0
0
0
0
0
0
0
0
0
0
0
0
0
0
0
0
0
0
0
0
0
0
0
0
0
0
0
0
0
0
0
0
0
0
0
0
0
0
0
0
0
0
0
0
0
0
0
0
0
0
0
0
0
0
0
0
0
0
0
0
0
0
0
0
0
0
0
0
0
0
0
0
0
0
0
0
0
0
0
0
0
0
0
0
0
0
0
0
0
0
0
0
0
0
0
0
0
0
0
0
0
0
0
0
0
0
0
0
0
0
0
0
0
0
0
0
0
0
0
0
0
0
0
0
0
0
0
0
0
0
0
0
0
0
0
0
0
0
0
0
0
0
0
0
0
0
0
0
0
0
0
0
0
0
0
0
0
0
0
0
0
0
0
0
0
0
0
0
0
0
0
0
0
0
0
0
0
0
0
0
0
0
0
0
0
0
0
0
0
0
0
0
0
0
0
0
0
0
0
0
0
0
0
0
0
0
0
0
0
0
0
0
0
0
0
0
0
0
0
0
0
0
0
0
0
0
0
0
0
0
0
0
0
0
0
0
0
0
0
0
0
0
0
0
0
0
0
0
0
0
0
0
0
0
0
0
0
0
0
0
0
0
0
0
0
0
0
0
0
0
0
0
0
0
0
0
0
0
0
0
0
0
0
0
0
0
0
0
0
0
0
0
0
0
0
0
0
0
0
0
0
0
0
0
0
0
0
0
0
0
0
0
0
0
0
0
0
0
0
0
0
0
0
0
0
0
0
0
0
0
0
0
0
0
0
0
0
0
0
0
0
0
0
0
0
0
0
0
0
0
0
0
0
0
0
0
0
0
0
0
0
0
0
0
0
0
0
0
0
0
0
0
0
0
0
0
0
0
0
0
0
0
0
0
0
0
0
0
0
0
0
0
0
0
0
0
0
0
0
0
0
0
0
0
0
0
0
0
0
0
0
0
0
0
0
0
0
0
0
0
0
0
0
0
0
0
0
0
0
0
0
0
0
0
0
0
0
0
0
0
0
0
0
0
0
0
0
0
0
0
0
0
0
0
0
0
0
0
0
0
0
0
0
0
0
0
0
0
0
0
0
0
0
0
0
0
0
0
0
0
0
0
0
0
0
0
0
0
0
0
0
0
0
0
0
0
0
0
0
0
0
0
0
0
0
0
0
0
0
0
0
0
0
0
0
0
0
0
0
0
0
0
0
0
0
0
0
0
0
0
0
0
0
0
0
0
0
0
0
0
0
0
0
0
0
0
0
0
0
0
0
0
0
0
0
0
0
0
0
0
0
0
0
0
0
0
0
0
0
0
0
0
0
0
0
0
0
0
0
0
0
0
0
0
0
0
0
0
0
0
0
0
0
0
0
0
0
0
0
0
0
0
0
0
0
0
0
0
0
0
0
0
0
0
0
0
0
0
0
0
0
0
0
0
0
0
0
0
0
0
0
0
0
0
0
0
0
0
0
0
0
0
0
0
0
0
0
0
0
0
0
0
0
0
0
0
0
0
0
0
0
0
0
0
0
0
0
0
0
0
0
0
0
0
0
0
0
0
0
0
0
0
0
0
0
0
0
0
0
0
0
0
0
0
0
0
0
0
0
0
0
0
0
0
0
0
0
0
0
0
0
0
0
0
0
0
0
0
0
0
0
0
0
0
0
0
0
0
0
0
0
0
0
0
0
0
0
0
0
0
0
0
0
0
0
0
0
0
0
0
0
0
0
0
0
0
0
0
0
0
0
0
0
0
0
0
0
0
0
0
0
0
0
0
0
0
0
0
0
0
0
0
0
0
0
0
0
0
0
0
0
0
0
0
0
0
0
0
0
0
0
0
0
0
0
0
0
0
0
0
0
0
0
0
0
0
0
0
0
0
0
0
0
0
0
0
0
0
0
0
0
0
0
0
0
0
0
0
0
0
0
0
0
0
0
0
0
0
0
0
0
0
0
0
0
0
0
0
0
0
0
0
0
0
0
0
0
0
0
0
0
0
0
0
0
0
0
0
0
0
0
0
0
0
0
0
0
0
0
0
0
0
0
0
0
0
0
0
0
0
0
0
0
0
0
0
0
0
0
0
0
0
0
0
0
0
0
0
0
0
0
0
0
0
0
0
0
0
0
0
0
0
0
0
0
0
0
0
0
0
0
0
0
0
0
0
0
0
0
0
0
0
0
0
0
0
0
0
0
0
0
0
0
0
0
0
0
0
0
0
0
0
0
0
0
0
0
0
0
0
0
0
0
0
0
0
0
0
0
0
0
0
0
0
0
0
0
0
0
0
0
0
0
0
0
0
0
0
0
0
0
0
0
0
0
0
0
0
0
0
0
0
0
0
0
0
0
0
0
0
0
0
0
0
0
0
0
0
0
0
0
0
0
0
0
0
0
0
0
0
0
0
0
0
0
0
0
0
0
0
0
0
0
0
0
0
0
0
0
0
0
0
0
0
0
0
0
0
0
0
0
0
0
0
0
0
0
0
0
0
0
0
0
0
0
0
0
0
0
0
0
0
0
0
0
0
0
0
0
0
0
0
0
0
0
0
0
0
0
0
0
0
0
0
0
0
0
0
0
0
0
0
0
0
0
0
0
0
0
0
0
0
0
0
0
0
0
0
0
0
0
0
0
0
0
0
0
0
0
0
0
0
0
0
0
0
0
0
0
0
0
0
0
0
0
0
0
0
0
0
0
0
0
0
0
0
0
0
0
0
0
0
0
0
0
0
0
0
0
0
0
0
0
0
0
0
0
0
0
0
0
0
0
0
0
0
0
0
0
0
0
0
0
0
0
0
0
0
0
0
0
0
0
0
0
0
0
0
0
0
0
0
0
0
0
0
0
0
0
0
0
0
0
0
0
0
0
0
0
0
0
0
0
0
0
0
0
0
0
0
0
0
0
0
0
0
0
0
0
0
0
0
0
0
0
0
0
0
0
0
0
0
0
0
0
0
0
0
0
0
0
0
0
0
0
0
0
0
0
0
0
0
0
0
0
0
0
0
0
0
0
0
0
0
0
0
0
0
0
0
0
0
0
0
0
0
0
0
0
0
0
0
0
0
0
0
0
0
0
0
0
0
0
0
0
0
0
0
0
0
0
0
0
0
0
0
0
0
0
0
0
0
0
0
0
0
0
0
0
0
0
0
0
0
0
0
0
0
0
0
0
0
0
0
0
0
0
0
0
0
0
0
0
0
0
0
0
0
0
0
0
0
0
0
0
0
0
0
0
0
0
0
0
0
0
0
0
0
0
0
0
0
0
0
0
0
0
0
0
0
0
0
0
0
0
0
0
0
0
0
0
0
0
0
0
0
0
0
0
0
0
0
0
0
0
0
0
0
0
0
0
0
0
0
0
0
0
0
0
0
0
0
0
0
0
0
0
0
0
0
0
0
0
0
0
0
0
0
0
0
0
0
0
0
0
0
0
0
0
0
0
0
0
0
0
0
0
0
0
0
0
0
0
0
0
0
0
0
0
0
0
0
0
0
0
0
0
0
0
0
0
0
0
0
0
0
0
0
0
0
0
0
0
0
0
0
0
0
0
0
0
0
0
0
0
0
0
0
0
0
0
0
0
0
0
0
0
0
0
0
0
0
0
0
0
0
0
0
0
0
0
0
0
0
0
0
0
0
0
0
0
0
0
0
0
0
0
0
0
0
0
0
0
0
0
0
0
0
0
0
0
0
0
0
0
0
0
0
0
0
0
0
0
0
0
0
0
0
0
0
0
0
0
0
0
0
0
0
0
0
0
0
0
0
0
0
0
0
0
0
0
0
0
0
0
0
0
0
0
0
0
0
0
0
0
0
0
0
0
0
0
0
0
0
0
0
0
0
0
0
0
0
0
0
0
0
0
0
0
0
0
0
0
0
0
0
0
0
0
0
0
0
0
0
0
0
0
0
0
0
0
0
0
0
0
0
0
0
0
0
0
0
0
0
0
0
0
0
0
0
0
0
0
0
0
0
0
0
0
0
0
0
0
0
0
0
0
0
0
0
0
0
0
0
0
0
0
0
0
0
0
0
0
0
0
0
0
0
0
0
0
0
0
0
0
0
0
0
0
0
0
0
0
0
0
0
0
0
0
0
0
0
0
0
0
0
0
0
0
0
0
0
0
0
0
0
0
0
0
0
0
0
0
0
0
0
0
0
0
0
0
0
0
0
0
0
0
0
0
0
0
0
0
0
0
0
0
0
0
0
0
0
0
0
0
0
0
0
0
0
0
0
0
0
0
0
0
0
0
0
0
0
0
0
0
0
0
0
0
0
0
0
0
0
0
0
0
0
0
0
0
0
0
0
0
0
0
0
0
0
0
0
0
0
0
0
0
0
0
0
0
0
0
0
0
0
0
0
0
0
0
0
0
0
0
0
0
0
0
0
0
0
0
0
0
0
0
0
0
0
0
0
0
0
0
0
0
0
0
0
0
0
0
0
0
0
0
0
0
0
0
0
0
0
0
0
0
0
0
0
0
0
0
0
0
0
0
0
0
0
0
0
0
0
0
0
0
0
0
0
0
0
0
0
0
0
0
0
0
0
0
0
0
0
0
0
0
0
0
0
0
0
0
0
0
0
0
0
0
0
0
0
0
0
0
0
0
0
0
0
0
0
0
0
0
0
0
0
0
0
0
0
0
0
0
0
0
0
0
0
0
0
0
0
0
0
0
0
0
0
0
0
0
0
0
0
0
0
0
0
0
0
0
0
0
0
0
0
0
0
0
0
0
0
0
0
0
0
0
0
0
0
0
0
0
0
0
0
0
0
0
0
0
0
0
0
0
0
0
0
0
0
0
0
0
0
0
0
0
0
0
0
0
0
0
0
0
0
0
0
0
0
0
0
0
0
0
0
0
0
0
0
0
0
0
0
0
0
0
0
0
0
0
0
0
0
0
0
0
0
0
0
0
0
0
0
0
0
0
0
0
0
0
0
0
0
0
0
0
0
0
0
0
0
0
0
0
0
0
0
0
0
0
0
0
0
0
0
0
0
0
0
0
0
0
0
0
0
0
0
0
0
0
0
0
0
0
0
0
0
0
0
0
0
0
0
0
0
0
0
0
0
0
0
0
0
0
0
0
0
0
0
0
0
0
0
0
0
0
0
0
0
0
0
0
0
0
0
0
0
0
0
0
0
0
0
0
0
0
0
0
0
0
0
0
0
0
0
0
0
0
0
0
0
0
0
0
0
0
0
0
0
0
0
0
0
0
0
0
0
0
0
0
0
0
0
0
0
0
0
0
0
0
0
0
0
0
0
0
0
0
0
0
0
0
0
0
0
0
0
0
0
0
0
0
0
0
0
0
0
0
0
0
0
0
0
0
0
0
0
0
0
0
0
0
0
0
0
0
0
0
0
0
0
0
0
0
0
0
0
0
0
0
0
0
0
0
0
0
0
0
0
0
0
0
0
0
0
0
0
0
0
0
0
0
0
0
0
0
0
0
0
0
0
0
0
0
0
0
0
0
0
0
0
0
0
0
0
0
0
0
0
0
0
0
0
0
0
0
0
0
0
0
0
0
0
0
0
0
0
0
0
0
0
0
0
0
0
0
0
0
0
0
0
0
0
0
0
0
0
0
0
0
0
0
0
0
0
0
0
0
0
0
0
0
0
0
0
0
0
0
0
0
0
0
0
0
0
0
0
0
0
0
0
0
0
0
0
0
0
0
0
0
0
0
0
0
0
0
0
0
0
0
0
0
0
0
0
0
0
0
0
0
0
0
0
0
0
0
0
0
0
0
0
0
0
0
0
0
0
0
0
0
0
0
0
0
0
0
0
0
0
0
0
0
0
0
0
0
0
0
0
0
0
0
0
0
0
0
0
0
0
0
0
0
0
0
0
0
0
0
0
0
0
0
0
0
0
0
0
0
0
0
0
0
0
0
0
0
0
0
0
0
0
0
0
0
0
0
0
0
0
0
0
0
0
0
0
0
0
0
0
0
0
0
0
0
0
0
0
0
0
0
0
0
0
0
0
0
0
0
0
0
0
0
0
0
0
0
0
0
0
0
0
0
0
0
0
0
0
0
0
0
0
0
0
0
0
0
0
0
0
0
0
0
0
0
0
0
0
0
0
0
0
0
0
0
0
0
0
0
0
0
0
0
0
0
0
0
0
0
0
0
0
0
0
0
0
0
0
0
0
0
0
0
0
0
0
0
0
0
0
0
0
0
0
0
0
0
0
0
0
0
0
0
0
0
0
0
0
0
0
0
0
0
0
0
0
0
0
0
0
0
0
0
0
0
0
0
0
0
0
0
0
0
0
0
0
0
0
0
0
0
0
0
0
0
0
0
0
0
0
0
0
0
0
0
0
0
0
0
0
0
0
0
0
0
0
0
0
0
0
0
0
0
0
0
0
0
0
0
0
0
0
0
0
0
0
0
0
0
0
0
0
0
0
0
0
0
0
0
0
0
0
0
0
0
0
0
0
0
0
0
0
0
0
0
0
0
0
0
0
0
0
0
0
0
0
0
0
0
0
0
0
0
0
0
0
0
0
0
0
0
0
0
0
0
0
0
0
0
0
0
0
0
0
0
0
0
0
0
0
0
0
0
0
0
0
0
0
0
0
0
0
0
0
0
0
0
0
0
0
0
0
0
0
0
0
0
0
0
0
0
0
0
0
0
0
0
0
0
0
0
0
0
0
0
0
0
0
0
0
0
0
0
0
0
0
0
0
0
0
0
0
0
0
0
0
0
0
0
0
0
0
0
0
0
0
0
0
0
0
0
0
0
0
0
0
0
0
0
0
0
0
0
0
0
0
0
0
0
0
0
0
0
0
0
0
0
0
0
0
0
0
0
0
0
0
0
0
0
0
0
0
0
0
0
0
0
0
0
0
0
0
0
0
0
0
0
0
0
0
0
0
0
0
0
0
0
0
0
0
0
0
0
0
0
0
0
0
0
0
0
0
0
0
0
0
0
0
0
0
0
0
0
0
0
0
0
0
0
0
0
0
0
0
0
0
0
0
0
0
0
0
0
0
0
0
0
0
0
0
0
0
0
0
0
0
0
0
0
0
0
0
0
0
0
0
0
0
0
0
0
0
0
0
0
0
0
0
0
0
0
0
0
0
0
0
0
0
0
0
0
0
0
0
0
0
0
0
0
0
0
0
0
0
0
0
0
0
0
0
0
0
0
0
0
0
0
0
0
0
0
0
0
0
0
0
0
0
0
0
0
0
0
0
0
0
0
0
0
0
0
0
0
0
0
0
0
0
0
0
0
0
0
0
0
0
0
0
0
0
0
0
0
0
0
0
0
0
0
0
0
0
0
0
0
0
0
0
0
0
0
0
0
0
0
0
0
0
0
0
0
0
0
0
0
0
0
0
0
0
0
0
0
0
0
0
0
0
0
0
0
0
0
0
0
0
0
0
0
0
0
0
0
0
0
0
0
0
0
0
0
0
0
0
0
0
0
0
0
0
0
0
0
0
0
0
0
0
0
0
0
0
0
0
0
0
0
0
0
0
0
0
0
0
0
0
0
0
0
0
0
0
0
0
0
0
0
0
0
0
0
0
0
0
0
0
0
0
0
0
0
0
0
0
0
0
0
0
0
0
0
0
0
0
0
0
0
0
0
0
0
0
0
0
0
0
0
0
0
0
0
0
0
0
0
0
0
0
0
0
0
0
0
0
0
0
0
0
0
0
0
0
0
0
0
0
0
0
0
0
0
0
0
0
0
0
0
0
0
0
0
0
0
0
0
0
0
0
0
0
0
0
0
0
0
0
0
0
0
0
0
0
0
0
0
0
0
0
0
0
0
0
0
0
0
0
0
0
0
0
0
0
0
0
0
0
0
0
0
0
0
0
0
0
0
0
0
0
0
0
0
0
0
0
0
0
0
0
0
0
0
0
0
0
0
0
0
0
0
0
0
0
0
0
0
0
0
0
0
0
0
0
0
0
0
0
0
0
0
0
0
0
0
0
0
0
0
0
0
0
0
0
0
0
0
0
0
0
0
0
0
0
0
0
0
0
0
0
0
0
0
0
0
0
0
0
0
0
0
0
0
0
0
0
0
0
0
0
0
0
0
0
0
0
0
0
0
0
0
0
0
0
0
0
0
0
0
0
0
0
0
0
0
0
0
0
0
0
0
0
0
0
0
0
0
0
0
0
0
0
0
0
0
0
0
0
0
0
0
0
0
0
0
0
0
0
0
0
0
0
0
0
0
0
0
0
0
0
0
0
0
0
0
0
0
0
0
0
0
0
0
0
0
0
0
0
0
0
0
0
0
0
0
0
0
0
0
0
0
0
0
0
0
0
0
0
0
0
0
0
0
0
0
0
0
0
0
0
0
0
0
0
0
0
0
0
0
0
0
0
0
0
0
0
0
0
0
0
0
0
0
0
0
0
0
0
0
0
0
0
0
0
0
0
0
0
0
0
0
0
0
0
0
0
0
0
0
0
0
0
0
0
0
0
0
0
0
0
0
0
0
0
0
0
0
0
0
0
0
0
0
0
0
0
0
0
0
0
0
0
0
0
0
0
0
0
0
0
0
0
0
0
0
0
0
0
0
0
0
0
0
0
0
0
0
0
0
0
0
0
0
0
0
0
0
0
0
0
0
0
0
0
0
0
0
0
0
0
0
0
0
0
0
0
0
0
0
0
0
0
0
0
0
0
0
0
0
0
0
0
0
0
0
0
0
0
0
0
0
0
0
0
0
0
0
0
0
0
0
0
0
0
0
0
0
0
0
0
0
0
0
0
0
0
0
0
0
0
0
0
0
0
0
0
0
0
0
0
0
0
0
0
0
0
0
0
0
0
0
0
0
0
0
0
0
0
0
0
0
0
0
0
0
0
0
0
0
0
0
0
0
0
0
0
0
0
0
0
0
0
0
0
0
0
0
0
0
0
0
0
0
0
0
0
0
0
0
0
0
0
0
0
0
0
0
0
0
0
0
0
0
0
0
0
0
0
0
0
0
0
0
0
0
0
0
0
0
0
0
0
0
0
0
0
0
0
0
0
0
0
0
0
0
0
0
0
0
0
0
0
0
0
0
0
0
0
0
0
0
0
0
0
0
0
0
0
0
0
0
0
0
0
0
0
0
0
0
0
0
0
0
0
0
0
0
0
0
0
0
0
0
0
0
0
0
0
0
0
0
0
0
0
0
0
0
0
0
0
0
0
0
0
0
0
0
0
0
0
0
0
0
0
0
0
0
0
0
0
0
0
0
0
0
0
0
0
0
0
0
0
0
0
0
0
0
0
0
0
0
0
0
0
0
0
0
0
0
0
0
0
0
0
0
0
0
0
0
0
0
0
0
0
0
0
0
0
0
0
0
0
0
0
0
0
0
0
0
0
0
0
0
0
0
0
0
0
0
0
0
0
0
0
0
0
0
0
0
0
0
0
0
0
0
0
0
0
0
0
0
0
0
0
0
0
0
0
0
0
0
0
0
0
0
0
0
0
0
0
0
0
0
0
0
0
0
0
0
0
0
0
0
0
0
0
0
0
0
0
0
0
0
0
0
0
0
0
0
0
0
0
0
0
0
0
0
0
0
0
0
0
0
0
0
0
0
0
0
0
0
0
0
0
0
0
0
0
0
0
0
0
0
0
0
0
0
0
0
0
0
0
0
0
0
0
0
0
0
0
0
0
0
0
0
0
0
0
0
0
0
0
0
0
0
0
0
0
0
0
0
0
0
0
0
0
0
0
0
0
0
0
0
0
0
0
0
0
0
0
0
0
0
0
0
0
0
0
0
0
0
0
0
0
0
0
0
0
0
0
0
0
0
0
0
0
0
0
0
0
0
0
0
0
0
0
0
0
0
0
0
0
0
0
0
0
0
0
0
0
0
0
0
0
0
0
0
0
0
0
0
0
0
0
0
0
0
0
0
0
0
0
0
0
0
0
0
0
0
0
0
0
0
0
0
0
0
0
0
0
0
0
0
0
0
0
0
0
0
0
0
0
0
0
0
0
0
0
0
0
0
0
0
0
0
0
0
0
0
0
0
0
0
0
0
0
0
0
0
0
0
0
0
0
0
0
0
0
0
0
0
0
0
0
0
0
0
0
0
0
0
0
0
0
0
0
0
0
0
0
0
0
0
0
0
0
0
0
0
0
0
0
0
0
0
0
0
0
0
0
0
0
0
0
0
0
0
0
0
0
0
0
0
0
0
0
0
0
0
0
0
0
0
0
0
0
0
0
0
0
0
0
0
0
0
0
0
0
0
0
0
0
0
0
0
0
0
0
0
0
0
0
0
0
0
0
0
0
0
0
0
0
0
0
0
0
0
0
0
0
0
0
0
0
0
0
0
0
0
0
0
0
0
0
0
0
0
0
0
0
0
0
0
0
0
0
0
0
0
0
0
0
0
0
0
0
0
0
0
0
0
0
0
0
0
0
0
0
0
0
0
0
0
0
0
0
0
0
0
0
0
0
0
0
0
0
0
0
0
0
0
0
0
0
0
0
0
0
0
0
0
0
0
0
0
0
0
0
0
0
0
0
0
0
0
0
0
0
0
0
0
0
0
0
0
0
0
0
0
0
0
0
0
0
0
0
0
0
0
0
0
0
0
0
0
0
0
0
0
0
0
0
0
0
0
0
0
0
0
0
0
0
0
0
0
0
0
0
0
0
0
0
0
0
0
0
0
0
0
0
0
0
0
0
0
0
0
0
0
0
0
0
0
0
0
0
0
0
0
0
0
0
0
0
0
0
0
0
0
0
0
0
0
0
0
0
0
0
0
0
0
0
0
0
0
0
0
0
0
0
0
0
0
0
0
0
0
0
0
0
0
0
0
0
0
0
0
0
0
0
0
0
0
0
0
0
0
0
0
0
0
0
0
0
0
0
0
0
0
0
0
0
0
0
0
0
0
0
0
0
0
0
0
0
0
0
0
0
0
0
0
0
0
0
0
0
0
0
0
0
0
0
0
0
0
0
0
0
0
0
0
0
0
0
0
0
0
0
0
0
0
0
0
0
0
0
0
0
0
0
0
0
0
0
0
0
0
0
0
0
0
0
0
0
0
0
0
0
0
0
0
0
0
0
0
0
0
0
0
0
0
0
0
0
0
0
0
0
0
0
0
0
0
0
0
0
0
0
0
0
0
0
0
0
0
0
0
0
0
0
0
0
0
0
0
0
0
0
0
0
0
0
0
0
0
0
0
0
0
0
0
0
0
0
0
0
0
0
0
0
0
0
0
0
0
0
0
0
0
0
0
0
0
0
0
0
0
0
0
0
0
0
0
0
0
0
0
0
0
0
0
0
0
0
0
0
0
0
0
0
0
0
0
0
0
0
0
0
0
0
0
0
0
0
0
0
0
0
0
0
0
0
0
0
0
0
0
0
0
0
0
0
0
0
0
0
0
0
0
0
0
0
0
0
0
0
0
0
0
0
0
0
0
0
0
0
0
0
0
0
0
0
0
0
0
0
0
0
0
0
0
0
0
0
0
0
0
0
0
0
0
0
0
0
0
0
0
0
0
0
0
0
0
0
0
0
0
0
0
0
0
0
0
0
0
0
0
0
0
0
0
0
0
0
0
0
0
0
0
0
0
0
0
0
0
0
0
0
0
0
0
0
0
0
0
0
0
0
0
0
0
0
0
0
0
0
0
0
0
0
0
0
0
0
0
0
0
0
0
0
0
0
0
0
0
0
0
0
0
0
0
0
0
0
0
0
0
0
0
0
0
0
0
0
0
0
0
0
0
0
0
0
0
0
0
0
0
0
0
0
0
0
0
0
0
0
0
0
0
0
0
0
0
0
0
0
0
0
0
0
0
0
0
0
0
0
0
0
0
0
0
0
0
0
0
0
0
0
0
0
0
0
0
0
0
0
0
0
0
0
0
0
0
0
0
0
0
0
0
0
0
0
0
0
0
0
0
0
0
0
0
0
0
0
0
0
0
0
0
0
0
0
0
0
0
0
0
0
0
0
0
0
0
0
0
0
0
0
0
0
0
0
0
0
0
0
0
0
0
0
0
0
0
0
0
0
0
0
0
0
0
0
0
0
0
0
0
0
0
0
0
0
0
0
0
0
0
0
0
0
0
0
0
0
0
0
0
0
0
0
0
0
0
0
0
0
0
0
0
0
0
0
0
0
0
0
0
0
0
0
0
0
0
0
0
0
0
0
0
0
0
0
0
0
0
0
0
0
0
0
0
0
0
0
0
0
0
0
0
0
0
0
0
0
0
0
0
0
0
0
0
0
0
0
0
0
0
0
0
0
0
0
0
0
0
0
0
0
0
0
0
0
0
0
0
0
0
0
0
0
0
0
0
0
0
0
0
0
0
0
0
0
0
0
0
0
0
0
0
0
0
0
0
0
0
0
0
0
0
0
0
0
0
0
0
0
0
0
0
0
0
0
0
0
0
0
0
0
0
0
0
0
0
0
0
0
0
0
0
0
0
0
0
0
0
0
0
0
0
0
0
0
0
0
0
0
0
0
0
0
0
0
0
0
0
0
0
0
0
0
0
0
0
0
0
0
0
0
0
0
0
0
0
0
0
0
0
0
0
0
0
0
0
0
0
0
0
0
0
0
0
0
0
0
0
0
0
0
0
0
0
0
0
0
0
0
0
0
0
0
0
0
0
0
0
0
0
0
0
0
0
0
0
0
0
0
0
0
0
0
0
0
0
0
0
0
0
0
0
0
0
0
0
0
0
0
0
0
0
0
0
0
0
0
0
0
0
0
0
0
0
0
0
0
0
0
0
0
0
0
0
0
0
0
0
0
0
0
0
0
0
0
0
0
0
0
0
0
0
0
0
0
0
0
0
0
0
0
0
0
0
0
0
0
0
0
0
0
0
0
0
0
0
0
0
0
0
0
0
0
0
0
0
0
0
0
0
0
0
0
0
0
0
0
0
0
0
0
0
0
0
0
0
0
0
0
0
0
0
0
0
0
0
0
0
0
0
0
0
0
0
0
0
0
0
0
0
0
0
0
0
0
0
0
0
0
0
0
0
0
0
0
0
0
0
0
0
0
0
0
0
0
0
0
0
0
0
0
0
0
0
0
0
0
0
0
0
0
0
0
0
0
0
0
0
0
0
0
0
0
0
0
0
0
0
0
0
0
0
0
0
0
0
0
0
0
0
0
0
0
0
0
0
0
0
0
0
0
0
0
0
0
0
0
0
0
0
0
0
0
0
0
0
0
0
0
0
0
0
0
0
0
0
0
0
0
0
0
0
0
0
0
0
0
0
0
0
0
0
0
0
0
0
0
0
0
0
0
0
0
0
0
0
0
0
0
0
0
0
0
0
0
0
0
0
0
0
0
0
0
0
0
0
0
0
0
0
0
0
0
0
0
0
0
0
0
0
0
0
0
0
0
0
0
0
0
0
0
0
0
0
0
0
0
0
0
0
0
0
0
0
0
0
0
0
0
0
0
0
0
0
0
0
0
0
0
0
0
0
0
0
0
0
0
0
0
0
0
0
0
0
0
0
0
0
0
0
0
0
0
0
0
0
0
0
0
0
0
0
0
0
0
0
0
0
0
0
0
0
0
0
0
0
0
0
0
0
0
0
0
0
0
0
0
0
0
0
0
0
0
0
0
0
0
0
0
0
0
0
0
0
0
0
0
0
0
0
0
0
0
0
0
0
0
0
0
0
0
0
0
0
0
0
0
0
0
0
0
0
0
0
0
0
0
0
0
0
0
0
0
0
0
0
0
0
0
0
0
0
0
0
0
0
0
0
0
0
0
0
0
0
0
0
0
0
0
0
0
0
0
0
0
0
0
0
0
0
0
0
0
0
0
0
0
0
0
0
0
0
0
0
0
0
0
0
0
0
0
0
0
0
0
0
0
0
0
0
0
0
0
0
0
0
0
0
0
0
0
0
0
0
0
0
0
0
0
0
0
0
0
0
0
0
0
0
0
0
0
0
0
0
0
0
0
0
0
0
0
0
0
0
0
0
0
0
0
0
0
0
0
0
0
0
0
0
0
0
0
0
0
0
0
0
0
0
0
0
0
0
0
0
0
0
0
0
0
0
0
0
0
0
0
0
0
0
0
0
0
0
0
0
0
0
0
0
0
0
0
0
0
0
0
0
0
0
0
0
0
0
0
0
0
0
0
0
0
0
0
0
0
0
0
0
0
0
0
0
0
0
0
0
0
0
0
0
0
0
0
0
0
0
0
0
0
0
0
0
0
0
0
0
0
0
0
0
0
0
0
0
0
0
0
0
0
0
0
0
0
0
0
0
0
0
0
0
0
0
0
0
0
0
0
0
0
0
0
0
0
0
0
0
0
0
0
0
0
0
0
0
0
0
0
0
0
0
0
0
0
0
0
0
0
0
0
0
0
0
0
0
0
0
0
0
0
0
0
0
0
0
0
0
0
0
0
0
0
0
0
0
0
0
0
0
0
0
0
0
0
0
0
0
0
0
0
0
0
0
0
0
0
0
0
0
0
0
0
0
0
0
0
0
0
0
0
0
0
0
0
0
0
0
0
0
0
0
0
0
0
0
0
0
0
0
0
0
0
0
0
0
0
0
0
0
0
0
0
0
0
0
0
0
0
0
0
0
0
0
0
0
0
0
0
0
0
0
0
0
0
0
0
0
0
0
0
0
0
0
0
0
0
0
0
0
0
0
0
0
0
0
0
0
0
0
0
0
0
0
0
0
0
0
0
0
0
0
0
0
0
0
0
0
0
0
0
0
0
0
0
0
0
0
0
0
0
0
0
0
0
0
0
0
0
0
0
0
0
0
0
0
0
0
0
0
0
0
0
0
0
0
0
0
0
0
0
0
0
0
0
0
0
0
0
0
0
0
0
0
0
0
0
0
0
0
0
0
0
0
0
0
0
0
0
0
0
0
0
0
0
0
0
0
0
0
0
0
0
0
0
0
0
0
0
0
0
0
0
0
0
0
0
0
0
0
0
0
0
0
0
0
0
0
0
0
0
0
0
0
0
0
0
0
0
0
0
0
0
0
0
0
0
0
0
0
0
0
0
0
0
0
0
0
0
0
0
0
0
0
0
0
0
0
0
0
0
0
0
0
0
0
0
0
0
0
0
0
0
0
0
0
0
0
0
0
0
0
0
0
0
0
0
0
0
0
0
0
0
0
0
0
0
0
0
0
0
0
0
0
0
0
0
0
0
0
0
0
0
0
0
0
0
0
0
0
0
0
0
0
0
0
0
0
0
0
0
0
0
0
0
0
0
0
0
0
0
0
0
0
0
0
0
0
0
0
0
0
0
0
0
0
0
0
0
0
0
0
0
0
0
0
0
0
0
0
0
0
0
0
0
0
0
0
0
0
0
0
0
0
0
0
0
0
0
0
0
0
0
0
0
0
0
0
0
0
0
0
0
0
0
0
0
0
0
0
0
0
0
0
0
0
0
0
0
0
0
0
0
0
0
0
0
0
0
0
0
0
0
0
0
0
0
0
0
0
0
0
0
0
0
0
0
0
0
0
0
0
0
0
0
0
0
0
0
0
0
0
0
0
0
0
0
0
0
0
0
0
0
0
0
0
0
0
0
0
0
0
0
0
0
0
0
0
0
0
0
0
0
0
0
0
0
0
0
0
0
0
0
0
0
0
0
0
0
0
0
0
0
0
0
0
0
0
0
0
0
0
0
0
0
0
0
0
0
0
0
0
0
0
0
0
0
0
0
0
0
0
0
0
0
0
0
0
0
0
0
0
0
0
0
0
0
0
0
0
0
0
0
0
0
0
0
0
0
0
0
0
0
0
0
0
0
0
0
0
0
0
0
0
0
0
0
0
0
0
0
0
0
0
0
0
0
0
0
0
0
0
0
0
0
0
0
0
0
0
0
0
0
0
0
0
0
0
0
0
0
0
0
0
0
0
0
0
0
0
0
0
0
0
0
0
0
0
0
0
0
0
0
0
0
0
0
0
0
0
0
0
0
0
0
0
0
0
0
0
0
0
0
0
0
0
0
0
0
0
0
0
0
0
0
0
0
0
0
0
0
0
0
0
0
0
0
0
0
0
0
0
0
0
0
0
0
0
0
0
0
0
0
0
0
0
0
0
0
0
0
0
0
0
0
0
0
0
0
0
0
0
0
0
0
0
0
0
0
0
0
0
0
0
0
0
0
0
0
0
0
0
0
0
0
0
0
0
0
0
0
0
0
0
0
0
0
0
0
0
0
0
0
0
0
0
0
0
0
0
0
0
0
0
0
0
0
0
0
0
0
0
0
0
0
0
0
0
0
0
0
0
0
0
0
0
0
0
0
0
0
0
0
0
0
0
0
0
0
0
0
0
0
0
0
0
0
0
0
0
0
0
0
0
0
0
0
0
0
0
0
0
0
0
0
0
0
0
0
0
0
0
0
0
0
0
0
0
0
0
0
0
0
0
0
0
0
0
0
0
0
0
0
0
0
0
0
0
0
0
0
0
0
0
0
0
0
0
0
0
0
0
0
0
0
0
0
0
0
0
0
0
0
0
0
0
0
0
0
0
0
0
0
0
0
0
0
0
0
0
0
0
0
0
0
0
0
0
0
0
0
0
0
0
0
0
0
0
0
0
0
0
0
0
0
0
0
0
0
0
0
0
0
0
0
0
0
0
0
0
0
0
0
0
0
0
0
0
0
0
0
0
0
0
0
0
0
0
0
0
0
0
0
0
0
0
0
0
0
0
0
0
0
0
0
0
0
0
0
0
0
0
0
0
0
0
0
0
0
0
0
0
0
0
0
0
0
0
0
0
0
0
0
0
0
0
0
0
0
0
0
0
0
0
0
0
0
0
0
0
0
0
0
0
0
0
0
0
0
0
0
0
0
0
0
0
0
0
0
0
0
0
0
0
0
0
0
0
0
0
0
0
0
0
0
0
0
0
0
0
0
0
0
0
0
0
0
0
0
0
0
0
0
0
0
0
0
0
0
0
0
0
0
0
0
0
0
0
0
0
0
0
0
0
0
0
0
0
0
0
0
0
0
0
0
0
0
0
0
0
0
0
0
0
0
0
0
0
0
0
0
0
0
0
0
0
0
0
0
0
0
0
0
0
0
0
0
0
0
0
0
0
0
0
0
0
0
0
0
0
0
0
0
0
0
0
0
0
0
0
0
0
0
0
0
0
0
0
0
0
0
0
0
0
0
0
0
0
0
0
0
0
0
0
0
0
0
0
0
0
0
0
0
0
0
0
0
0
0
0
0
0
0
0
0
0
0
0
0
0
0
0
0
0
0
0
0
0
0
0
0
0
0
0
0
0
0
0
0
0
0
0
0
0
0
0
0
0
0
0
0
0
0
0
0
0
0
0
0
0
0
0
0
0
0
0
0
0
0
0
0
0
0
0
0
0
0
0
0
0
0
0
0
0
0
0
0
0
0
0
0
0
0
0
0
0
0
0
0
0
0
0
0
0
0
0
0
0
0
0
0
0
0
0
0
0
0
0
0
0
0
0
0
0
0
0
0
0
0
0
0
0
0
0
0
0
0
0
0
0
0
0
0
0
0
0
0
0
0
0
0
0
0
0
0
0
0
0
0
0
0
0
0
0
0
0
0
0
0
0
0
0
0
0
0
0
0
0
0
0
0
0
0
0
0
0
0
0
0
0
0
0
0
0
0
0
0
0
0
0
0
0
0
0
0
0
0
0
0
0
0
0
0
0
0
0
0
0
0
0
0
0
0
0
0
0
0
0
0
0
0
0
0
0
0
0
0
0
0
0
0
0
0
0
0
0
0
0
0
0
0
0
0
0
0
0
0
0
0
0
0
0
0
0
0
0
0
0
0
0
0
0
0
0
0
0
0
0
0
0
0
0
0
0
0
0
0
0
0
0
0
0
0
0
0
0
0
0
0
0
0
0
0
0
0
0
0
0
0
0
0
0
0
0
0
0
0
0
0
0
0
0
0
0
0
0
0
0
0
0
0
0
0
0
0
0
0
0
0
0
0
0
0
0
0
0
0
0
0
0
0
0
0
0
0
0
0
0
0
0
0
0
0
0
0
0
0
0
0
0
0
0
0
0
0
0
0
0
0
0
0
0
0
0
0
0
0
0
0
0
0
0
0
0
0
0
0
0
0
0
0
0
0
0
0
0
0
0
0
0
0
0
0
0
0
0
0
0
0
0
0
0
0
0
0
0
0
0
0
0
0
0
0
0
0
0
0
0
0
0
0
0
0
0
0
0
0
0
0
0
0
0
0
0
0
0
0
0
0
0
0
0
0
0
0
0
0
0
0
0
0
0
0
0
0
0
0
0
0
0
0
0
0
0
0
0
0
0
0
0
0
0
0
0
0
0
0
0
0
0
0
0
0
0
0
0
0
0
0
0
0
0
0
0
0
0
0
0
0
0
0
0
0
0
0
0
0
0
0
0
0
0
0
0
0
0
0
0
0
0
0
0
0
0
0
0
0
0
0
0
0
0
0
0
0
0
0
0
0
0
0
0
0
0
0
0
0
0
0
0
0
0
0
0
0
0
0
0
0
0
0
0
0
0
0
0
0
0
0
0
0
0
0
0
0
0
0
0
0
0
0
0
0
0
0
0
0
0
0
0
0
0
0
0
0
0
0
0
0
0
0
0
0
0
0
0
0
0
0
0
0
0
0
0
0
0
0
0
0
0
0
0
0
0
0
0
0
0
0
0
0
0
0
0
0
0
0
0
0
0
0
0
0
0
0
0
0
0
0
0
0
0
0
0
0
0
0
0
0
0
0
0
0
0
0
0
0
0
0
0
0
0
0
0
0
0
0
0
0
0
0
0
0
0
0
0
0
0
0
0
0
0
0
0
0
0
0
0
0
0
0
0
0
0
0
0
0
0
0
0
0
0
0
0
0
0
0
0
0
0
0
0
0
0
0
0
0
0
0
0
0
0
0
0
0
0
0
0
0
0
0
0
0
0
0
0
0
0
0
0
0
0
0
0
0
0
0
0
0
0
0
0
0
0
0
0
0
0
0
0
0
0
0
0
0
0
0
0
0
0
0
0
0
0
0
0
0
0
0
0
0
0
0
0
0
0
0
0
0
0
0
0
0
0
0
0
0
0
0
0
0
0
0
0
0
0
0
0
0
0
0
0
0
0
0
0
0
0
0
0
0
0
0
0
0
0
0
0
0
0
0
0
0
0
0
0
0
0
0
0
0
0
0
0
0
0
0
0
0
0
0
0
0
0
0
0
0
0
0
0
0
0
0
0
0
0
0
0
0
0
0
0
0
0
0
0
0
0
0
0
0
0
0
0
0
0
0
0
0
0
0
0
0
0
0
0
0
0
0
0
0
0
0
0
0
0
0
0
0
0
0
0
0
0
0
0
0
0
0
0
0
0
0
0
0
0
0
0
0
0
0
0
0
0
0
0
0
0
0
0
0
0
0
0
0
0
0
0
0
0
0
0
0
0
0
0
0
0
0
0
0
0
0
0
0
0
0
0
0
0
0
0
0
0
0
0
0
0
0
0
0
0
0
0
0
0
0
0
0
0
0
0
0
0
0
0
0
0
0
0
0
0
0
0
0
0
0
0
0
0
0
0
0
0
0
0
0
0
0
0
0
0
0
0
0
0
0
0
0
0
0
0
0
0
0
0
0
0
0
0
0
0
0
0
0
0
0
0
0
0
0
0
0
0
0
0
0
0
0
0
0
0
0
0
0
0
0
0
0
0
0
0
0
0
0
0
0
0
0
0
0
0
0
0
0
0
0
0
0
0
0
0
0
0
0
0
0
0
0
0
0
0
0
0
0
0
0
0
0
0
0
0
0
0
0
0
0
0
0
0
0
0
0
0
0
0
0
0
0
0
0
0
0
0
0
0
0
0
0
0
0
0
0
0
0
0
0
0
0
0
0
0
0
0
0
0
0
0
0
0
0
0
0
0
0
0
0
0
0
0
0
0
0
0
0
0
0
0
0
0
0
0
0
0
0
0
0
0
0
0
0
0
0
0
0
0
0
0
0
0
0
0
0
0
0
0
0
0
0
0
0
0
0
0
0
0
0
0
0
0
0
0
0
0
0
0
0
0
0
0
0
0
0
0
0
0
0
0
0
0
0
0
0
0
0
0
0
0
0
0
0
0
0
0
0
0
0
0
0
0
0
0
0
0
0
0
0
0
0
0
0
0
0
0
0
0
0
0
0
0
0
0
0
0
0
0
0
0
0
0
0
0
0
0
0
0
0
0
0
0
0
0
0
0
0
0
0
0
0
0
0
0
0
0
0
0
0
0
0
0
0
0
0
0
0
0
0
0
0
0
0
0
0
0
0
0
0
0
0
0
0
0
0
0
0
0
0
0
0
0
0
0
0
0
0
0
0
0
0
0
0
0
0
0
0
0
0
0
0
0
0
0
0
0
0
0
0
0
0
0
0
0
0
0
0
0
0
0
0
0
0
0
0
0
0
0
0
0
0
0
0
0
0
0
0
0
0
0
0
0
0
0
0
0
0
0
0
0
0
0
0
0
0
0
0
0
0
0
0
0
0
0
0
0
0
0
0
0
0
0
0
0
0
0
0
0
0
0
0
0
0
0
0
0
0
0
0
0
0
0
0
0
0
0
0
0
0
0
0
0
0
0
0
0
0
0
0
0
0
0
0
0
0
0
0
0
0
0
0
0
0
0
0
0
0
0
0
0
0
0
0
0
0
0
0
0
0
0
0
0
0
0
0
0
0
0
0
0
0
0
0
0
0
0
0
0
0
0
0
0
0
0
0
0
0
0
0
0
0
0
0
0
0
0
0
0
0
0
0
0
0
0
0
0
0
0
0
0
0
0
0
0
0
0
0
0
0
0
0
0
0
0
0
0
0
0
0
0
0
0
0
0
0
0
0
0
0
0
0
0
0
0
0
0
0
0
0
0
0
0
0
0
0
0
0
0
0
0
0
0
0
0
0
0
0
0
0
0
0
0
0
0
0
0
0
0
0
0
0
0
0
0
0
0
0
0
0
0
0
0
0
0
0
0
0
0
0
0
0
0
0
0
0
0
0
0
0
0
0
0
0
0
0
0
0
0
0
0
0
0
0
0
0
0
0
0
0
0
0
0
0
0
0
0
0
0
0
0
0
0
0
0
0
0
0
0
0
0
0
0
0
0
0
0
0
0
0
0
0
0
0
0
0
0
0
0
0
0
0
0
0
0
0
0
0
0
0
0
0
0
0
0
0
0
0
0
0
0
0
0
0
0
0
0
0
0
0
0
0
0
0
0
0
0
0
0
0
0
0
0
0
0
0
0
0
0
0
0
0
0
0
0
0
0
0
0
0
0
0
0
0
0
0
0
0
0
0
0
0
0
0
0
0
0
0
0
0
0
0
0
0
0
0
0
0
0
0
0
0
0
0
0
0
0
0
0
0
0
0
0
0
0
0
0
0
0
0
0
0
0
0
0
0
0
0
0
0
0
0
0
0
0
0
0
0
0
0
0
0
0
0
0
0
0
0
0
0
0
0
0
0
0
0
0
0
0
0
0
0
0
0
0
0
0
0
0
0
0
0
0
0
0
0
0
0
0
0
0
0
0
0
0
0
0
0
0
0
0
0
0
0
0
0
0
0
0
0
0
0
0
0
0
0
0
0
0
0
0
0
0
0
0
0
0
0
0
0
0
0
0
0
0
0
0
0
0
0
0
0
0
0
0
0
0
0
0
0
0
0
0
0
0
0
0
0
0
0
0
0
0
0
0
0
0
0
0
0
0
0
0
0
0
0
0
0
0
0
0
0
0
0
0
0
0
0
0
0
0
0
0
0
0
0
0
0
0
0
0
0
0
0
0
0
0
0
0
0
0
0
0
0
0
0
0
0
0
0
0
0
0
0
0
0
0
0
0
0
0
0
0
0
0
0
0
0
0
0
0
0
0
0
0
0
0
0
0
0
0
0
0
0
0
0
0
0
0
0
0
0
0
0
0
0
0
0
0
0
0
0
0
0
0
0
0
0
0
0
0
0
0
0
0
0
0
0
0
0
0
0
0
0
0
0
0
0
0
0
0
0
0
0
0
0
0
0
0
0
0
0
0
0
0
0
0
0
0
0
0
0
0
0
0
0
0
0
0
0
0
0
0
0
0
0
0
0
0
0
0
0
0
0
0
0
0
0
0
0
0
0
0
0
0
0
0
0
0
0
0
0
0
0
0
0
0
0
0
0
0
0
0
0
0
0
0
0
0
0
0
0
0
0
0
0
0
0
0
0
0
0
0
0
0
0
0
0
0
0
0
0
0
0
0
0
0
0
0
0
0
0
0
0
0
0
0
0
0
0
0
0
0
0
0
0
0
0
0
0
0
0
0
0
0
0
0
0
0
0
0
0
0
0
0
0
0
0
0
0
0
0
0
0
0
0
0
0
0
0
0
0
0
0
0
0
0
0
0
0
0
0
0
0
0
0
0
0
0
0
0
0
0
0
0
0
0
0
0
0
0
0
0
0
0
0
0
0
0
0
0
0
0
0
0
0
0
0
0
0
0
0
0
0
0
0
0
0
0
0
0
0
0
0
0
0
0
0
0
0
0
0
0
0
0
0
0
0
0
0
0
0
0
0
0
0
0
0
0
0
0
0
0
0
0
0
0
0
0
0
0
0
0
0
0
0
0
0
0
0
0
0
0
0
0
0
0
0
0
0
0
0
0
0
0
0
0
0
0
0
0
0
0
0
0
0
0
0
0
0
0
0
0
0
0
0
0
0
0
0
0
0
0
0
0
0
0
0
0
0
0
0
0
0
0
0
0
0
0
0
0
0
0
0
0
0
0
0
0
0
0
0
0
0
0
0
0
0
0
0
0
0
0
0
0
0
0
0
0
0
0
0
0
0
0
0
0
0
0
0
0
0
0
0
0
0
0
0
0
0
0
0
0
0
0
0
0
0
0
0
0
0
0
0
0
0
0
0
0
0
0
0
0
0
0
0
0
0
0
0
0
0
0
0
0
0
0
0
0
0
0
0
0
0
0
0
0
0
0
0
0
0
0
0
0
0
0
0
0
0
0
0
0
0
0
0
0
0
0
0
0
0
0
0
0
0
0
0
0
0
0
0
0
0
0
0
0
0
0
0
0
0
0
0
0
0
0
0
0
0
0
0
0
0
0
0
0
0
0
0
0
0
0
0
0
0
0
0
0
0
0
0
0
0
0
0
0
0
0
0
0
0
0
0
0
0
0
0
0
0
0
0
0
0
0
0
0
0
0
0
0
0
0
0
0
0
0
0
0
0
0
0
0
0
0
0
0
0
0
0
0
0
0
0
0
0
0
0
0
0
0
0
0
0
0
0
0
0
0
0
0
0
0
0
0
0
0
0
0
0
0
0
0
0
0
0
0
0
0
0
0
0
0
0
0
0
0
0
0
0
0
0
0
0
0
0
0
0
0
0
0
0
0
0
0
0
0
0
0
0
0
0
0
0
0
0
0
0
0
0
0
0
0
0
0
0
0
0
0
0
0
0
0
0
0
0
0
0
0
0
0
0
0
0
0
0
0
0
0
0
0
0
0
0
0
0
0
0
0
0
0
0
0
0
0
0
0
0
0
0
0
0
0
0
0
0
0
0
0
0
0
0
0
0
0
0
0
0
0
0
0
0
0
0
0
0
0
0
0
0
0
0
0
0
0
0
0
0
0
0
0
0
0
0
0
0
0
0
0
0
0
0
0
0
0
0
0
0
0
0
0
0
0
0
0
0
0
0
0
0
0
0
0
0
0
0
0
0
0
0
0
0
0
0
0
0
0
0
0
0
0
0
0
0
0
0
0
0
0
0
0
0
0
0
0
0
0
0
0
0
0
0
0
0
0
0
0
0
0
0
0
0
0
0
0
0
0
0
0
0
0
0
0
0
0
0
0
0
0
0
0
0
0
0
0
0
0
0
0
0
0
0
0
0
0
0
0
0
0
0
0
0
0
0
0
0
0
0
0
0
0
0
0
0
0
0
0
0
0
0
0
0
0
0
0
0
0
0
0
0
0
0
0
0
0
0
0
0
0
0
0
0
0
0
0
0
0
0
0
0
0
0
0
0
0
0
0
0
0
0
0
0
0
0
0
0
0
0
0
0
0
0
0
0
0
0
0
0
0
0
0
0
0
0
0
0
0
0
0
0
0
0
0
0
0
0
0
0
0
0
0
0
0
0
0
0
0
0
0
0
0
0
0
0
0
0
0
0
0
0
0
0
0
0
0
0
0
0
0
0
0
0
0
0
0
0
0
0
0
0
0
0
0
0
0
0
0
0
0
0
0
0
0
0
0
0
0
0
0
0
0
0
0
0
0
0
0
0
0
0
0
0
0
0
0
0
0
0
0
0
0
0
0
0
0
0
0
0
0
0
0
0
0
0
0
0
0
0
0
0
0
0
0
0
0
0
0
0
0
0
0
0
0
0
0
0
0
0
0
0
0
0
0
0
0
0
0
0
0
0
0
0
0
0
0
0
0
0
0
0
0
0
0
0
0
0
0
0
0
0
0
0
0
0
0
0
0
0
0
0
0
0
0
0
0
0
0
0
0
0
0
0
0
0
0
0
0
0
0
0
0
0
0
0
0
0
0
0
0
0
0
0
0
0
0
0
0
0
0
0
0
0
0
0
0
0
0
0
0
0
0
0
0
0
0
0
0
0
0
0
0
0
0
0
0
0
0
0
0
0
0
0
0
0
0
0
0
0
0
0
0
0
0
0
0
0
0
0
0
0
0
0
0
0
0
0
0
0
0
0
0
0
0
0
0
0
0
0
0
0
0
0
0
0
0
0
0
0
0
0
0
0
0
0
0
0
0
0
0
0
0
0
0
0
0
0
0
0
0
0
0
0
0
0
0
0
0
0
0
0
0
0
0
0
0
0
0
0
0
0
0
0
0
0
0
0
0
0
0
0
0
0
0
0
0
0
0
0
0
0
0
0
0
0
0
0
0
0
0
0
0
0
0
0
0
0
0
0
0
0
0
0
0
0
0
0
0
0
0
0
0
0
0
0
0
0
0
0
0
0
0
0
0
0
0
0
0
0
0
0
0
0
0
0
0
0
0
0
0
0
0
0
0
0
0
0
0
0
0
0
0
0
0
0
0
0
0
0
0
0
0
0
0
0
0
0
0
0
0
0
0
0
0
0
0
0
0
0
0
0
0
0
0
0
0
0
0
0
0
0
0
0
0
0
0
0
0
0
0
0
0
0
0
0
0
0
0
0
0
0
0
0
0
0
0
0
0
0
0
0
0
0
0
0
0
0
0
0
0
0
0
0
0
0
0
0
0
0
0
0
0
0
0
0
0
0
0
0
0
0
0
0
0
0
0
0
0
0
0
0
0
0
0
0
0
0
0
0
0
0
0
0
0
0
0
0
0
0
0
0
0
0
0
0
0
0
0
0
0
0
0
0
0
0
0
0
0
0
0
0
0
0
0
0
0
0
0
0
0
0
0
0
0
0
0
0
0
0
0
0
0
0
0
0
0
0
0
0
0
0
0
0
0
0
0
0
0
0
0
0
0
0
0
0
0
0
0
0
0
0
0
0
0
0
0
0
0
0
0
0
0
0
0
0
0
0
0
0
0
0
0
0
0
0
0
0
0
0
0
0
0
0
0
0
0
0
0
0
0
0
0
0
0
0
0
0
0
0
0
0
0
0
0
0
0
0
0
0
0
0
0
0
0
0
0
0
0
0
0
0
0
0
0
0
0
0
0
0
0
0
0
0
0
0
0
0
0
0
0
0
0
0
0
0
0
0
0
0
0
0
0
0
0
0
0
0
0
0
0
0
0
0
0
0
0
0
0
0
0
0
0
0
0
0
0
0
0
0
0
0
0
0
0
0
0
0
0
0
0
0
0
0
0
0
0
0
0
0
0
0
0
0
0
0
0
0
0
0
0
0
0
0
0
0
0
0
0
0
0
0
0
0
0
0
0
0
0
0
0
0
0
0
0
0
0
0
0
0
0
0
0
0
0
0
0
0
0
0
0
0
0
0
0
0
0
0
0
0
0
0
0
0
0
0
0
0
0
0
0
0
0
0
0
0
0
0
0
0
0
0
0
0
0
0
0
0
0
0
0
0
0
0
0
0
0
0
0
0
0
0
0
0
0
0
0
0
0
0
0
0
0
0
0
0
0
0
0
0
0
0
0
0
0
0
0
0
0
0
0
0
0
0
0
0
0
0
0
0
0
0
0
0
0
0
0
0
0
0
0
0
0
0
0
0
0
0
0
0
0
0
0
0
0
0
0
0
0
0
0
0
0
0
0
0
0
0
0
0
0
0
0
0
0
0
0
0
0
0
0
0
0
0
0
0
0
0
0
0
0
0
0
0
0
0
0
0
0
0
0
0
0
0
0
0
0
0
0
0
0
0
0
0
0
0
0
0
0
0
0
0
0
0
0
0
0
0
0
0
0
0
0
0
0
0
0
0
0
0
0
0
0
0
0
0
0
0
0
0
0
0
0
0
0
0
0
0
0
0
0
0
0
0
0
0
0
0
0
0
0
0
0
0
0
0
0
0
0
0
0
0
0
0
0
0
0
0
0
0
0
0
0
0
0
0
0
0
0
0
0
0
0
0
0
0
0
0
0
0
0
0
0
0
0
0
0
0
0
0
0
0
0
0
0
0
0
0
0
0
0
0
0
0
0
0
0
0
0
0
0
0
0
0
0
0
0
0
0
0
0
0
0
0
0
0
0
0
0
0
0
0
0
0
0
0
0
0
0
0
0
0
0
0
0
0
0
0
0
0
0
0
0
0
0
0
0
0
0
0
0
0
0
0
0
0
0
0
0
0
0
0
0
0
0
0
0
0
0
0
0
0
0
0
0
0
0
0
0
0
0
0
0
0
0
0
0
0
0
0
0
0
0
0
0
0
0
0
0
0
0
0
0
0
0
0
0
0
0
0
0
0
0
0
0
0
0
0
0
0
0
0
0
0
0
0
0
0
0
0
0
0
0
0
0
0
0
0
0
0
0
0
0
0
0
0
0
0
0
0
0
0
0
0
0
0
0
0
0
0
0
0
0
0
0
0
0
0
0
0
0
0
0
0
0
0
0
0
0
0
0
0
0
0
0
0
0
0
0
0
0
0
0
0
0
0
0
0
0
0
0
0
0
0
0
0
0
0
0
0
0
0
0
0
0
0
0
0
0
0
0
0
0
0
0
0
0
0
0
0
0
0
0
0
0
0
0
0
0
0
0
0
0
0
0
0
0
0
0
0
0
0
0
0
0
0
0
0
0
0
0
0
0
0
0
0
0
0
0
0
0
0
0
0
0
0
0
0
0
0
0
0
0
0
0
0
0
0
0
0
0
0
0
0
0
0
0
0
0
0
0
0
0
0
0
0
0
0
0
0
0
0
0
0
0
0
0
0
0
0
0
0
0
0
0
0
0
0
0
0
0
0
0
0
0
0
0
0
0
0
0
0
0
0
0
0
0
0
0
0
0
0
0
0
0
0
0
0
0
0
0
0
0
0
0
0
0
0
0
0
0
0
0
0
0
0
0
0
0
0
0
0
0
0
0
0
0
0
0
0
0
0
0
0
0
0
0
0
0
0
0
0
0
0
0
0
0
0
0
0
0
0
0
0
0
0
0
0
0
0
0
0
0
0
0
0
0
0
0
0
0
0
0
0
0
0
0
0
0
0
0
0
0
0
0
0
0
0
0
0
0
0
0
0
0
0
0
0
0
0
0
0
0
0
0
0
0
0
0
0
0
0
0
0
0
0
0
0
0
0
0
0
0
0
0
0
0
0
0
0
0
0
0
0
0
0
0
0
0
0
0
0
0
0
0
0
0
0
0
0
0
0
0
0
0
0
0
0
0
0
0
0
0
0
0
0
0
0
0
0
0
0
0
0
0
0
0
0
0
0
0
0
0
0
0
0
0
0
0
0
0
0
0
0
0
0
0
0
0
0
0
0
0
0
0
0
0
0
0
0
0
0
0
0
0
0
0
0
0
0
0
0
0
0
0
0
0
0
0
0
0
0
0
0
0
0
0
0
0
0
0
0
0
0
0
0
0
0
0
0
0
0
0
0
0
0
0
0
0
0
0
0
0
0
0
0
0
0
0
0
0
0
0
0
0
0
0
0
0
0
0
0
0
0
0
0
0
0
0
0
0
0
0
0
0
0
0
0
0
0
0
0
0
0
0
0
0
0
0
0
0
0
0
0
0
0
0
0
0
0
0
0
0
0
0
0
0
0
0
0
0
0
0
0
0
0
0
0
0
0
0
0
0
0
0
0
0
0
0
0
0
0
0
0
0
0
0
0
0
0
0
0
0
0
0
0
0
0
0
0
0
0
0
0
0
0
0
0
0
0
0
0
0
0
0
0
0
0
0
0
0
0
0
0
0
0
0
0
0
0
0
0
0
0
0
0
0
0
0
0
0
0
0
0
0
0
0
0
0
0
0
0
0
0
0
0
0
0
0
0
0
0
0
0
0
0
0
0
0
0
0
0
0
0
0
0
0
0
0
0
0
0
0
0
0
0
0
0
0
0
0
0
0
0
0
0
0
0
0
0
0
0
0
0
0
0
0
0
0
0
0
0
0
0
0
0
0
0
0
0
0
0
0
0
0
0
0
0
0
0
0
0
0
0
0
0
0
0
0
0
0
0
0
0
0
0
0
0
0
0
0
0
0
0
0
0
0
0
0
0
0
0
0
0
0
0
0
0
0
0
0
0
0
0
0
0
0
0
0
0
0
0
0
0
0
0
0
0
0
0
0
0
0
0
0
0
0
0
0
0
0
0
0
0
0
0
0
0
0
0
0
0
0
0
0
0
0
0
0
0
0
0
0
0
0
0
0
0
0
0
0
0
0
0
0
0
0
0
0
0
0
0
0
0
0
0
0
0
0
0
0
0
0
0
0
0
0
0
0
0
0
0
0
0
0
0
0
0
0
0
0
0
0
0
0
0
0
0
0
0
0
0
0
0
0
0
0
0
0
0
0
0
0
0
0
0
0
0
0
0
0
0
0
0
0
0
0
0
0
0
0
0
0
0
0
0
0
0
0
0
0
0
0
0
0
0
0
0
0
0
0
0
0
0
0
0
0
0
0
0
0
0
0
0
0
0
0
0
0
0
0
0
0
0
0
0
0
0
0
0
0
0
0
0
0
0
0
0
0
0
0
0
0
0
0
0
0
0
0
0
0
0
0
0
0
0
0
0
0
0
0
0
0
0
0
0
0
0
0
0
0
0
0
0
0
0
0
0
0
0
0
0
0
0
0
0
0
0
0
0
0
0
0
0
0
0
0
0
0
0
0
0
0
0
0
0
0
0
0
0
0
0
0
0
0
0
0
0
0
0
0
0
0
0
0
0
0
0
0
0
0
0
0
0
0
0
0
0
0
0
0
0
0
0
0
0
0
0
0
0
0
0
0
0
0
0
0
0
0
0
0
0
0
0
0
0
0
0
0
0
0
0
0
0
0
0
0
0
0
0
0
0
0
0
0
0
0
0
0
0
0
0
0
0
0
0
0
0
0
0
0
0
0
0
0
0
0
0
0
0
0
0
0
0
0
0
0
0
0
0
0
0
0
0
0
0
0
0
0
0
0
0
0
0
0
0
0
0
0
0
0
0
0
0
0
0
0
0
0
0
0
0
0
0
0
0
0
0
0
0
0
0
0
0
0
0
0
0
0
0
0
0
0
0
0
0
0
0
0
0
0
0
0
0
0
0
0
0
0
0
0
0
0
0
0
0
0
0
0
0
0
0
0
0
0
0
0
0
0
0
0
0
0
0
0
0
0
0
0
0
0
0
0
0
0
0
0
0
0
0
0
0
0
0
0
0
0
0
0
0
0
0
0
0
0
0
0
0
0
0
0
0
0
0
0
0
0
0
0
0
0
0
0
0
0
0
0
0
0
0
0
0
0
0
0
0
0
0
0
0
0
0
0
0
0
0
0
0
0
0
0
0
0
0
0
0
0
0
0
0
0
0
0
0
0
0
0
0
0
0
0
0
0
0
0
0
0
0
0
0
0
0
0
0
0
0
0
0
0
0
0
0
0
0
0
0
0
0
0
0
0
0
0
0
0
0
0
0
0
0
0
0
0
0
0
0
0
0
0
0
0
0
0
0
0
0
0
0
0
0
0
0
0
0
0
0
0
0
0
0
0
0
0
0
0
0
0
0
0
0
0
0
0
0
0
0
0
0
0
0
0
0
0
0
0
0
0
0
0
0
0
0
0
0
0
0
0
0
0
0
0
0
0
0
0
0
0
0
0
0
0
0
0
0
0
0
0
0
0
0
0
0
0
0
0
0
0
0
0
0
0
0
0
0
0
0
0
0
0
0
0
0
0
0
0
0
0
0
0
0
0
0
0
0
0
0
0
0
0
0
0
0
0
0
0
0
0
0
0
0
0
0
0
0
0
0
0
0
0
0
0
0
0
0
0
0
0
0
0
0
0
0
0
0
0
0
0
0
0
0
0
0
0
0
0
0
0
0
0
0
0
0
0
0
0
0
0
0
0
0
0
0
0
0
0
0
0
0
0
0
0
0
0
0
0
0
0
0
0
0
0
0
0
0
0
0
0
0
0
0
0
0
0
0
0
0
0
0
0
0
0
0
0
0
0
0
0
0
0
0
0
0
0
0
0
0
0
0
0
0
0
0
0
0
0
0
0
0
0
0
0
0
0
0
0
0
0
0
0
0
0
0
0
0
0
0
0
0
0
0
0
0
0
0
0
0
0
0
0
0
0
0
0
0
0
0
0
0
0
0
0
0
0
0
0
0
0
0
0
0
0
0
0
0
0
0
0
0
0
0
0
0
0
0
0
0
0
0
0
0
0
0
0
0
0
0
0
0
0
0
0
0
0
0
0
0
0
0
0
0
0
0
0
0
0
0
0
0
0
0
0
0
0
0
0
0
0
0
0
0
0
0
0
0
0
0
0
0
0
0
0
0
0
0
0
0
0
0
0
0
0
0
0
0
0
0
0
0
0
0
0
0
0
0
0
0
0
0
0
0
0
0
0
0
0
0
0
0
0
0
0
0
0
0
0
0
0
0
0
0
0
0
0
0
0
0
0
0
0
0
0
0
0
0
0
0
0
0
0
0
0
0
0
0
0
0
0
0
0
0
0
0
0
0
0
0
0
0
0
0
0
0
0
0
0
0
0
0
0
0
0
0
0
0
0
0
0
0
0
0
0
0
0
0
0
0
0
0
0
0
0
0
0
0
0
0
0
0
0
0
0
0
0
0
0
0
0
0
0
0
0
0
0
0
0
0
0
0
0
0
0
0
0
0
0
0
0
0
0
0
0
0
0
0
0
0
0
0
0
0
0
0
0
0
0
0
0
0
0
0
0
0
0
0
0
0
0
0
0
0
0
0
0
0
0
0
0
0
0
0
0
0
0
0
0
0
0
0
0
0
0
0
0
0
0
0
0
0
0
0
0
0
0
0
0
0
0
0
0
0
0
0
0
0
0
0
0
0
0
0
0
0
0
0
0
0
0
0
0
0
0
0
0
0
0
0
0
0
0
0
0
0
0
0
0
0
0
0
0
0
0
0
0
0
0
0
0
0
0
0
0
0
0
0
0
0
0
0
0
0
0
0
0
0
0
0
0
0
0
0
0
0
0
0
0
0
0
0
0
0
0
0
0
0
0
0
0
0
0
0
0
0
0
0
0
0
0
0
0
0
0
0
0
0
0
0
0
0
0
0
0
0
0
0
0
0
0
0
0
0
0
0
0
0
0
0
0
0
0
0
0
0
0
0
0
0
0
0
0
0
0
0
0
0
0
0
0
0
0
0
0
0
0
0
0
0
0
0
0
0
0
0
0
0
0
0
0
0
0
0
0
0
0
0
0
0
0
0
0
0
0
0
0
0
0
0
0
0
0
0
0
0
0
0
0
0
0
0
0
0
0
0
0
0
0
0
0
0
0
0
0
0
0
0
0
0
0
0
0
0
0
0
0
0
0
0
0
0
0
0
0
0
0
0
0
0
0
0
0
0
0
0
0
0
0
0
0
0
0
0
0
0
0
0
0
0
0
0
0
0
0
0
0
0
0
0
0
0
0
0
0
0
0
0
0
0
0
0
0
0
0
0
0
0
0
0
0
0
0
0
0
0
0
0
0
0
0
0
0
0
0
0
0
0
0
0
0
0
0
0
0
0
0
0
0
0
0
0
0
0
0
0
0
0
0
0
0
0
0
0
0
0
0
0
0
0
0
0
0
0
0
0
0
0
0
0
0
0
0
0
0
0
0
0
0
0
0
0
0
0
0
0
0
0
0
0
0
0
0
0
0
0
0
0
0
0
0
0
0
0
0
0
0
0
0
0
0
0
0
0
0
0
0
0
0
0
0
0
0
0
0
0
0
0
0
0
0
0
0
0
0
0
0
0
0
0
0
0
0
0
0
0
0
0
0
0
0
0
0
0
0
0
0
0
0
0
0
0
0
0
0
0
0
0
0
0
0
0
0
0
0
0
0
0
0
0
0
0
0
0
0
0
0
0
0
0
0
0
0
0
0
0
0
0
0
0
0
0
0
0
0
0
0
0
0
0
0
0
0
0
0
0
0
0
0
0
0
0
0
0
0
0
0
0
0
0
0
0
0
0
0
0
0
0
0
0
0
0
0
0
0
0
0
0
0
0
0
0
0
0
0
0
0
0
0
0
0
0
0
0
0
0
0
0
0
0
0
0
0
0
0
0
0
0
0
0
0
0
0
0
0
0
0
0
0
0
0
0
0
0
0
0
0
0
0
0
0
0
0
0
0
0
0
0
0
0
0
0
0
0
0
0
0
0
0
0
0
0
0
0
0
0
0
0
0
0
0
0
0
0
0
0
0
0
0
0
0
0
0
0
0
0
0
0
0
0
0
0
0
0
0
0
0
0
0
0
0
0
0
0
0
0
0
0
0
0
0
0
0
0
0
0
0
0
0
0
0
0
0
0
0
0
0
0
0
0
0
0
0
0
0
0
0
0
0
0
0
0
0
0
0
0
0
0
0
0
0
0
0
0
0
0
0
0
0
0
0
0
0
0
0
0
0
0
0
0
0
0
0
0
0
0
0
0
0
0
0
0
0
0
0
0
0
0
0
0
0
0
0
0
0
0
0
0
0
0
0
0
0
0
0
0
0
0
0
0
0
0
0
0
0
0
0
0
0
0
0
0
0
0
0
0
0
0
0
0
0
0
0
0
0
0
0
0
0
0
0
0
0
0
0
0
0
0
0
0
0
0
0
0
0
0
0
0
0
0
0
0
0
0
0
0
0
0
0
0
0
0
0
0
0
0
0
0
0
0
0
0
0
0
0
0
0
0
0
0
0
0
0
0
0
0
0
0
0
0
0
0
0
0
0
0
0
0
0
0
0
0
0
0
0
0
0
0
0
0
0
0
0
0
0
0
0
0
0
0
0
0
0
0
0
0
0
0
0
0
0
0
0
0
0
0
0
0
0
0
0
0
0
0
0
0
0
0
0
0
0
0
0
0
0
0
0
0
0
0
0
0
0
0
0
0
0
0
0
0
0
0
0
0
0
0
0
0
0
0
0
0
0
0
0
0
0
0
0
0
0
0
0
0
0
0
0
0
0
0
0
0
0
0
0
0
0
0
0
0
0
0
0
0
0
0
0
0
0
0
0
0
0
0
0
0
0
0
0
0
0
0
0
0
0
0
0
0
0
0
0
0
0
0
0
0
0
0
0
0
0
0
0
0
0
0
0
0
0
0
0
0
0
0
0
0
0
0
0
0
0
0
0
0
0
0
0
0
0
0
0
0
0
0
0
0
0
0
0
0
0
0
0
0
0
0
0
0
0
0
0
0
0
0
0
0
0
0
0
0
0
0
0
0
0
0
0
0
0
0
0
0
0
0
0
0
0
0
0
0
0
0
0
0
0
0
0
0
0
0
0
0
0
0
0
0
0
0
0
0
0
0
0
0
0
0
0
0
0
0
0
0
0
0
0
0
0
0
0
0
0
0
0
0
0
0
0
0
0
0
0
0
0
0
0
0
0
0
0
0
0
0
0
0
0
0
0
0
0
0
0
0
0
0
0
0
0
0
0
0
0
0
0
0
0
0
0
0
0
0
0
0
0
0
0
0
0
0
0
0
0
0
0
0
0
0
0
0
0
0
0
0
0
0
0
0
0
0
0
0
0
0
0
0
0
0
0
0
0
0
0
0
0
0
0
0
0
0
0
0
0
0
0
0
0
0
0
0
0
0
0
0
0
0
0
0
0
0
0
0
0
0
0
0
0
0
0
0
0
0
0
0
0
0
0
0
0
0
0
0
0
0
0
0
0
0
0
0
0
0
0
0
0
0
0
0
0
0
0
0
0
0
0
0
0
0
0
0
0
0
0
0
0
0
0
0
0
0
0
0
0
0
0
0
0
0
0
0
0
0
0
0
0
0
0
0
0
0
0
0
0
0
0
0
0
0
0
0
0
0
0
0
0
0
0
0
0
0
0
0
0
0
0
0
0
0
0
0
0
0
0
0
0
0
0
0
0
0
0
0
0
0
0
0
0
0
0
0
0
0
0
0
0
0
0
0
0
0
0
0
0
0
0
0
0
0
0
0
0
0
0
0
0
0
0
0
0
0
0
0
0
0
0
0
0
0
0
0
0
0
0
0
0
0
0
0
0
0
0
0
0
0
0
0
0
0
0
0
0
0
0
0
0
0
0
0
0
0
0
0
0
0
0
0
0
0
0
0
0
0
0
0
0
0
0
0
0
0
0
0
0
0
0
0
0
0
0
0
0
0
0
0
0
0
0
0
0
0
0
0
0
0
0
0
0
0
0
0
0
0
0
0
0
0
0
0
0
0
0
0
0
0
0
0
0
0
0
0
0
0
0
0
0
0
0
0
0
0
0
0
0
0
0
0
0
0
0
0
0
0
0
0
0
0
0
0
0
0
0
0
0
0
0
0
0
0
0
0
0
0
0
0
0
0
0
0
0
0
0
0
0
0
0
0
0
0
0
0
0
0
0
0
0
0
0
0
0
0
0
0
0
0
0
0
0
0
0
0
0
0
0
0
0
0
0
0
0
0
0
0
0
0
0
0
0
0
0
0
0
0
0
0
0
0
0
0
0
0
0
0
0
0
0
0
0
0
0
0
0
0
0
0
0
0
0
0
0
0
0
0
0
0
0
0
0
0
0
0
0
0
0
0
0
0
0
0
0
0
0
0
0
0
0
0
0
0
0
0
0
0
0
0
0
0
0
0
0
0
0
0
0
0
0
0
0
0
0
0
0
0
0
0
0
0
0
0
0
0
0
0
0
0
0
0
0
0
0
0
0
0
0
0
0
0
0
0
0
0
0
0
0
0
0
0
0
0
0
0
0
0
0
0
0
0
0
0
0
0
0
0
0
0
0
0
0
0
0
0
0
0
0
0
0
0
0
0
0
0
0
0
0
0
0
0
0
0
0
0
0
0
0
0
0
0
0
0
0
0
0
0
0
0
0
0
0
0
0
0
0
0
0
0
0
0
0
0
0
0
0
0
0
0
0
0
0
0
0
0
0
0
0
0
0
0
0
0
0
0
0
0
0
0
0
0
0
0
0
0
0
0
0
0
0
0
0
0
0
0
0
0
0
0
0
0
0
0
0
0
0
0
0
0
0
0
0
0
0
0
0
0
0
0
0
0
0
0
0
0
0
0
0
0
0
0
0
0
0
0
0
0
0
0
0
0
0
0
0
0
0
0
0
0
0
0
0
0
0
0
0
0
0
0
0
0
0
0
0
0
0
0
0
0
0
0
0
0
0
0
0
0
0
0
0
0
0
0
0
0
0
0
0
0
0
0
0
0
0
0
0
0
0
0
0
0
0
0
0
0
0
0
0
0
0
0
0
0
0
0
0
0
0
0
0
0
0
0
0
0
0
0
0
0
0
0
0
0
0
0
0
0
0
0
0
0
0
0
0
0
0
0
0
0
0
0
0
0
0
0
0
0
0
0
0
0
0
0
0
0
0
0
0
0
0
0
0
0
0
0
0
0
0
0
0
0
0
0
0
0
0
0
0
0
0
0
0
0
0
0
0
0
0
0
0
0
0
0
0
0
0
0
0
0
0
0
0
0
0
0
0
0
0
0
0
0
0
0
0
0
0
0
0
0
0
0
0
0
0
0
0
0
0
0
0
0
0
0
0
0
0
0
0
0
0
0
0
0
0
0
0
0
0
0
0
0
0
0
0
0
0
0
0
0
0
0
0
0
0
0
0
0
0
0
0
0
0
0
0
0
0
0
0
0
0
0
0
0
0
0
0
0
0
0
0
0
0
0
0
0
0
0
0
0
0
0
0
0
0
0
0
0
0
0
0
0
0
0
0
0
0
0
0
0
0
0
0
0
0
0
0
0
0
0
0
0
0
0
0
0
0
0
0
0
0
0
0
0
0
0
0
0
0
0
0
0
0
0
0
0
0
0
0
0
0
0
0
0
0
0
0
0
0
0
0
0
0
0
0
0
0
0
0
0
0
0
0
0
0
0
0
0
0
0
0
0
0
0
0
0
0
0
0
0
0
0
0
0
0
0
0
0
0
0
0
0
0
0
0
0
0
0
0
0
0
0
0
0
0
0
0
0
0
0
0
0
0
0
0
0
0
0
0
0
0
0
0
0
0
0
0
0
0
0
0
0
0
0
0
0
0
0
0
0
0
0
0
0
0
0
0
0
0
0
0
0
0
0
0
0
0
0
0
0
0
0
0
0
0
0
0
0
0
0
0
0
0
0
0
0
0
0
0
0
0
0
0
0
0
0
0
0
0
0
0
0
0
0
0
0
0
0
0
0
0
0
0
0
0
0
0
0
0
0
0
0
0
0
0
0
0
0
0
0
0
0
0
0
0
0
0
0
0
0
0
0
0
0
0
0
0
0
0
0
0
0
0
0
0
0
0
0
0
0
0
0
0
0
0
0
0
0
0
0
0
0
0
0
0
0
0
0
0
0
0
0
0
0
0
0
0
0
0
0
0
0
0
0
0
0
0
0
0
0
0
0
0
0
0
0
0
0
0
0
0
0
0
0
0
0
0
0
0
0
0
0
0
0
0
0
0
0
0
0
0
0
0
0
0
0
0
0
0
0
0
0
0
0
0
0
0
0
0
0
0
0
0
0
0
0
0
0
0
0
0
0
0
0
0
0
0
0
0
0
0
0
0
0
0
0
0
0
0
0
0
0
0
0
0
0
0
0
0
0
0
0
0
0
0
0
0
0
0
0
0
0
0
0
0
0
0
0
0
0
0
0
0
0
0
0
0
0
0
0
0
0
0
0
0
0
0
0
0
0
0
0
0
0
0
0
0
0
0
0
0
0
0
0
0
0
0
0
0
0
0
0
0
0
0
0
0
0
0
0
0
0
0
0
0
0
0
0
0
0
0
0
0
0
0
0
0
0
0
0
0
0
0
0
0
0
0
0
0
0
0
0
0
0
0
0
0
0
0
0
0
0
0
0
0
0
0
0
0
0
0
0
0
0
0
0
0
0
0
0
0
0
0
0
0
0
0
0
0
0
0
0
0
0
0
0
0
0
0
0
0
0
0
0
0
0
0
0
0
0
0
0
0
0
0
0
0
0
0
0
0
0
0
0
0
0
0
0
0
0
0
0
0
0
0
0
0
0
0
0
0
0
0
0
0
0
0
0
0
0
0
0
0
0
0
0
0
0
0
0
0
0
0
0
0
0
0
0
0
0
0
0
0
0
0
0
0
0
0
0
0
0
0
0
0
0
0
0
0
0
0
0
0
0
0
0
0
0
0
0
0
0
0
0
0
0
0
0
0
0
0
0
0
0
0
0
0
0
0
0
0
0
0
0
0
0
0
0
0
0
0
0
0
0
0
0
0
0
0
0
0
0
0
0
0
0
0
0
0
0
0
0
0
0
0
0
0
0
0
0
0
0
0
0
0
0
0
0
0
0
0
0
0
0
0
0
0
0
0
0
0
0
0
0
0
0
0
0
0
0
0
0
0
0
0
0
0
0
0
0
0
0
0
0
0
0
0
0
0
0
0
0
0
0
0
0
0
0
0
0
0
0
0
0
0
0
0
0
0
0
0
0
0
0
0
0
0
0
0
0
0
0
0
0
0
0
0
0
0
0
0
0
0
0
0
0
0
0
0
0
0
0
0
0
0
0
0
0
0
0
0
0
0
0
0
0
0
0
0
0
0
0
0
0
0
0
0
0
0
0
0
0
0
0
0
0
0
0
0
0
0
0
0
0
0
0
0
0
0
0
0
0
0
0
0
0
0
0
0
0
0
0
0
0
0
0
0
0
0
0
0
0
0
0
0
0
0
0
0
0
0
0
0
0
0
0
0
0
0
0
0
0
0
0
0
0
0
0
0
0
0
0
0
0
0
0
0
0
0
0
0
0
0
0
0
0
0
0
0
0
0
0
0
0
0
0
0
0
0
0
0
0
0
0
0
0
0
0
0
0
0
0
0
0
0
0
0
0
0
0
0
0
0
0
0
0
0
0
0
0
0
0
0
0
0
0
0
0
0
0
0
0
0
0
0
0
0
0
0
0
0
0
0
0
0
0
0
0
0
0
0
0
0
0
0
0
0
0
0
0
0
0
0
0
0
0
0
0
0
0
0
0
0
0
0
0
0
0
0
0
0
0
0
0
0
0
0
0
0
0
0
0
0
0
0
0
0
0
0
0
0
0
0
0
0
0
0
0
0
0
0
0
0
0
0
0
0
0
0
0
0
0
0
0
0
0
0
0
0
0
0
0
0
0
0
0
0
0
0
0
0
0
0
0
0
0
0
0
0
0
0
0
0
0
0
0
0
0
0
0
0
0
0
0
0
0
0
0
0
0
0
0
0
0
0
0
0
0
0
0
0
0
0
0
0
0
0
0
0
0
0
0
0
0
0
0
0
0
0
0
0
0
0
0
0
0
0
0
0
0
0
0
0
0
0
0
0
0
0
0
0
0
0
0
0
0
0
0
0
0
0
0
0
0
0
0
0
0
0
0
0
0
0
0
0
0
0
0
0
0
0
0
0
0
0
0
0
0
0
0
0
0
0
0
0
0
0
0
0
0
0
0
0
0
0
0
0
0
0
0
0
0
0
0
0
0
0
0
0
0
0
0
0
0
0
0
0
0
0
0
0
0
0
0
0
0
0
0
0
0
0
0
0
0
0
0
0
0
0
0
0
0
0
0
0
0
0
0
0
0
0
0
0
0
0
0
0
0
0
0
0
0
0
0
0
0
0
0
0
0
0
0
0
0
0
0
0
0
0
0
0
0
0
0
0
0
0
0
0
0
0
0
0
0
0
0
0
0
0
0
0
0
0
0
0
0
0
0
0
0
0
0
0
0
0
0
0
0
0
0
0
0
0
0
0
0
0
0
0
0
0
0
0
0
0
0
0
0
0
0
0
0
0
0
0
0
0
0
0
0
0
0
0
0
0
0
0
0
0
0
0
0
0
0
0
0
0
0
0
0
0
0
0
0
0
0
0
0
0
0
0
0
0
0
0
0
0
0
0
0
0
0
0
0
0
0
0
0
0
0
0
0
0
0
0
0
0
0
0
0
0
0
0
0
0
0
0
0
0
0
0
0
0
0
0
0
0
0
0
0
0
0
0
0
0
0
0
0
0
0
0
0
0
0
0
0
0
0
0
0
0
0
0
0
0
0
0
0
0
0
0
0
0
0
0
0
0
0
0
0
0
0
0
0
0
0
0
0
0
0
0
0
0
0
0
0
0
0
0
0
0
0
0
0
0
0
0
0
0
0
0
0
0
0
0
0
0
0
0
0
0
0
0
0
0
0
0
0
0
0
0
0
0
0
0
0
0
0
0
0
0
0
0
0
0
0
0
0
0
0
0
0
0
0
0
0
0
0
0
0
0
0
0
0
0
0
0
0
0
0
0
0
0
0
0
0
0
0
0
0
0
0
0
0
0
0
0
0
0
0
0
0
0
0
0
0
0
0
0
0
0
0
0
0
0
0
0
0
0
0
0
0
0
0
0
0
0
0
0
0
0
0
0
0
0
0
0
0
0
0
0
0
0
0
0
0
0
0
0
0
0
0
0
0
0
0
0
0
0
0
0
0
0
0
0
0
0
0
0
0
0
0
0
0
0
0
0
0
0
0
0
0
0
0
0
0
0
0
0
0
0
0
0
0
0
0
0
0
0
0
0
0
0
0
0
0
0
0
0
0
0
0
0
0
0
0
0
0
0
0
0
0
0
0
0
0
0
0
0
0
0
0
0
0
0
0
0
0
0
0
0
0
0
0
0
0
0
0
0
0
0
0
0
0
0
0
0
0
0
0
0
0
0
0
0
0
0
0
0
0
0
0
0
0
0
0
0
0
0
0
0
0
0
0
0
0
0
0
0
0
0
0
0
0
0
0
0
0
0
0
0
0
0
0
0
0
0
0
0
0
0
0
0
0
0
0
0
0
0
0
0
0
0
0
0
0
0
0
0
0
0
0
0
0
0
0
0
0
0
0
0
0
0
0
0
0
0
0
0
0
0
0
0
0
0
0
0
0
0
0
0
0
0
0
0
0
0
0
0
0
0
0
0
0
0
0
0
0
0
0
0
0
0
0
0
0
0
0
0
0
0
0
0
0
0
0
0
0
0
0
0
0
0
0
0
0
0
0
0
0
0
0
0
0
0
0
0
0
0
0
0
0
0
0
0
0
0
0
0
0
0
0
0
0
0
0
0
0
0
0
0
0
0
0
0
0
0
0
0
0
0
0
0
0
0
0
0
0
0
0
0
0
0
0
0
0
0
0
0
0
0
0
0
0
0
0
0
0
0
0
0
0
0
0
0
0
0
0
0
0
0
0
0
0
0
0
0
0
0
0
0
0
0
0
0
0
0
0
0
0
0
0
0
0
0
0
0
0
0
0
0
0
0
0
0
0
0
0
0
0
0
0
0
0
0
0
0
0
0
0
0
0
0
0
0
0
0
0
0
0
0
0
0
0
0
0
0
0
0
0
0
0
0
0
0
0
0
0
0
0
0
0
0
0
0
0
0
0
0
0
0
0
0
0
0
0
0
0
0
0
0
0
0
0
0
0
0
0
0
0
0
0
0
0
0
0
0
0
0
0
0
0
0
0
0
0
0
0
0
0
0
0
0
0
0
0
0
0
0
0
0
0
0
0
0
0
0
0
0
0
0
0
0
0
0
0
0
0
0
0
0
0
0
0
0
0
0
0
0
0
0
0
0
0
0
0
0
0
0
0
0
0
0
0
0
0
0
0
0
0
0
0
0
0
0
0
0
0
0
0
0
0
0
0
0
0
0
0
0
0
0
0
0
0
0
0
0
0
0
0
0
0
0
0
0
0
0
0
0
0
0
0
0
0
0
0
0
0
0
0
0
0
0
0
0
0
0
0
0
0
0
0
0
0
0
0
0
0
0
0
0
0
0
0
0
0
0
0
0
0
0
0
0
0
0
0
0
0
0
0
0
0
0
0
0
0
0
0
0
0
0
0
0
0
0
0
0
0
0
0
0
0
0
0
0
0
0
0
0
0
0
0
0
0
0
0
0
0
0
0
0
0
0
0
0
0
0
0
0
0
0
0
0
0
0
0
0
0
0
0
0
0
0
0
0
0
0
0
0
0
0
0
0
0
0
0
0
0
0
0
0
0
0
0
0
0
0
0
0
0
0
0
0
0
0
0
0
0
0
0
0
0
0
0
0
0
0
0
0
0
0
0
0
0
0
0
0
0
0
0
0
0
0
0
0
0
0
0
0
0
0
0
0
0
0
0
0
0
0
0
0
0
0
0
0
0
0
0
0
0
0
0
0
0
0
0
0
0
0
0
0
0
0
0
0
0
0
0
0
0
0
0
0
0
0
0
0
0
0
0
0
0
0
0
0
0
0
0
0
0
0
0
0
0
0
0
0
0
0
0
0
0
0
0
0
0
0
0
0
0
0
0
0
0
0
0
0
0
0
0
0
0
0
0
0
0
0
0
0
0
0
0
0
0
0
0
0
0
0
0
0
0
0
0
0
0
0
0
0
0
0
0
0
0
0
0
0
0
0
0
0
0
0
0
0
0
0
0
0
0
0
0
0
0
0
0
0
0
0
0
0
0
0
0
0
0
0
0
0
0
0
0
0
0
0
0
0
0
0
0
0
0
0
0
0
0
0
0
0
0
0
0
0
0
0
0
0
0
0
0
0
0
0
0
0
0
0
0
0
0
0
0
0
0
0
0
0
0
0
0
0
0
0
0
0
0
0
0
0
0
0
0
0
0
0
0
0
0
0
0
0
0
0
0
0
0
0
0
0
0
0
0
0
0
0
0
0
0
0
0
0
0
0
0
0
0
0
0
0
0
0
0
0
0
0
0
0
0
0
0
0
0
0
0
0
0
0
0
0
0
0
0
0
0
0
0
0
0
0
0
0
0
0
0
0
0
0
0
0
0
0
0
0
0
0
0
0
0
0
0
0
0
0
0
0
0
0
0
0
0
0
0
0
0
0
0
0
0
0
0
0
0
0
0
0
0
0
0
0
0
0
0
0
0
0
0
0
0
0
0
0
0
0
0
0
0
0
0
0
0
0
0
0
0
0
0
0
0
0
0
0
0
0
0
0
0
0
0
0
0
0
0
0
0
0
0
0
0
0
0
0
0
0
0
0
0
0
0
0
0
0
0
0
0
0
0
0
0
0
0
0
0
0
0
0
0
0
0
0
0
0
0
0
0
0
0
0
0
0
0
0
0
0
0
0
0
0
0
0
0
0
0
0
0
0
0
0
0
0
0
0
0
0
0
0
0
0
0
0
0
0
0
0
0
0
0
0
0
0
0
0
0
0
0
0
0
0
0
0
0
0
0
0
0
0
0
0
0
0
0
0
0
0
0
0
0
0
0
0
0
0
0
0
0
0
0
0
0
0
0
0
0
0
0
0
0
0
0
0
0
0
0
0
0
0
0
0
0
0
0
0
0
0
0
0
0
0
0
0
0
0
0
0
0
0
0
0
0
0
0
0
0
0
0
0
0
0
0
0
0
0
0
0
0
0
0
0
0
0
0
0
0
0
0
0
0
0
0
0
0
0
0
0
0
0
0
0
0
0
0
0
0
0
0
0
0
0
0
0
0
0
0
0
0
0
0
0
0
0
0
0
0
0
0
0
0
0
0
0
0
0
0
0
0
0
0
0
0
0
0
0
0
0
0
0
0
0
0
0
0
0
0
0
0
0
0
0
0
0
0
0
0
0
0
0
0
0
0
0
0
0
0
0
0
0
0
0
0
0
0
0
0
0
0
0
0
0
0
0
0
0
0
0
0
0
0
0
0
0
0
0
0
0
0
0
0
0
0
0
0
0
0
0
0
0
0
0
0
0
0
0
0
0
0
0
0
0
0
0
0
0
0
0
0
0
0
0
0
0
0
0
0
0
0
0
0
0
0
0
0
0
0
0
0
0
0
0
0
0
0
0
0
0
0
0
0
0
0
0
0
0
0
0
0
0
0
0
0
0
0
0
0
0
0
0
0
0
0
0
0
0
0
0
0
0
0
0
0
0
0
0
0
0
0
0
0
0
0
0
0
0
0
0
0
0
0
0
0
0
0
0
0
0
0
0
0
0
0
0
0
0
0
0
0
0
0
0
0
0
0
0
0
0
0
0
0
0
0
0
0
0
0
0
0
0
0
0
0
0
0
0
0
0
0
0
0
0
0
0
0
0
0
0
0
0
0
0
0
0
0
0
0
0
0
0
0
0
0
0
0
0
0
0
0
0
0
0
0
0
0
0
0
0
0
0
0
0
0
0
0
0
0
0
0
0
0
0
0
0
0
0
0
0
0
0
0
0
0
0
0
0
0
0
0
0
0
0
0
0
0
0
0
0
0
0
0
0
0
0
0
0
0
0
0
0
0
0
0
0
0
0
0
0
0
0
0
0
0
0
0
0
0
0
0
0
0
0
0
0
0
0
0
0
0
0
0
0
0
0
0
0
0
0
0
0
0
0
0
0
0
0
0
0
0
0
0
0
0
0
0
0
0
0
0
0
0
0
0
0
0
0
0
0
0
0
0
0
0
0
0
0
0
0
0
0
0
0
0
0
0
0
0
0
0
0
0
0
0
0
0
0
0
0
0
0
0
0
0
0
0
0
0
0
0
0
0
0
0
0
0
0
0
0
0
0
0
0
0
0
0
0
0
0
0
0
0
0
0
0
0
0
0
0
0
0
0
0
0
0
0
0
0
0
0
0
0
0
0
0
0
0
0
0
0
0
0
0
0
0
0
0
0
0
0
0
0
0
0
0
0
0
0
0
0
0
0
0
0
0
0
0
0
0
0
0
0
0
0
0
0
0
0
0
0
0
0
0
0
0
0
0
0
0
0
0
0
0
0
0
0
0
0
0
0
0
0
0
0
0
0
0
0
0
0
0
0
0
0
0
0
0
0
0
0
0
0
0
0
0
0
0
0
0
0
0
0
0
0
0
0
0
0
0
0
0
0
0
0
0
0
0
0
0
0
0
0
0
0
0
0
0
0
0
0
0
0
0
0
0
0
0
0
0
0
0
0
0
0
0
0
0
0
0
0
0
0
0
0
0
0
0
0
0
0
0
0
0
0
0
0
0
0
0
0
0
0
0
0
0
0
0
0
0
0
0
0
0
0
0
0
0
0
0
0
0
0
0
0
0
0
0
0
0
0
0
0
0
0
0
0
0
0
0
0
0
0
0
0
0
0
0
0
0
0
0
0
0
0
0
0
0
0
0
0
0
0
0
0
0
0
0
0
0
0
0
0
0
0
0
0
0
0
0
0
0
0
0
0
0
0
0
0
0
0
0
0
0
0
0
0
0
0
0
0
0
0
0
0
0
0
0
0
0
0
0
0
0
0
0
0
0
0
0
0
0
0
0
0
0
0
0
0
0
0
0
0
0
0
0
0
0
0
0
0
0
0
0
0
0
0
0
0
0
0
0
0
0
0
0
0
0
0
0
0
0
0
0
0
0
0
0
0
0
0
0
0
0
0
0
0
0
0
0
0
0
0
0
0
0
0
0
0
0
0
0
0
0
0
0
0
0
0
0
0
0
0
0
0
0
0
0
0
0
0
0
0
0
0
0
0
0
0
0
0
0
0
0
0
0
0
0
0
0
0
0
0
0
0
0
0
0
0
0
0
0
0
0
0
0
0
0
0
0
0
0
0
0
0
0
0
0
0
0
0
0
0
0
0
0
0
0
0
0
0
0
0
0
0
0
0
0
0
0
0
0
0
0
0
0
0
0
0
0
0
0
0
0
0
0
0
0
0
0
0
0
0
0
0
0
0
0
0
0
0
0
0
0
0
0
0
0
0
0
0
0
0
0
0
0
0
0
0
0
0
0
0
0
0
0
0
0
0
0
0
0
0
0
0
0
0
0
0
0
0
0
0
0
0
0
0
0
0
0
0
0
0
0
0
0
0
0
0
0
0
0
0
0
0
0
0
0
0
0
0
0
0
0
0
0
0
0
0
0
0
0
0
0
0
0
0
0
0
0
0
0
0
0
0
0
0
0
0
0
0
0
0
0
0
0
0
0
0
0
0
0
0
0
0
0
0
0
0
0
0
0
0
0
0
0
0
0
0
0
0
0
0
0
0
0
0
0
0
0
0
0
0
0
0
0
0
0
0
0
0
0
0
0
0
0
0
0
0
0
0
0
0
0
0
0
0
0
0
0
0
0
0
0
0
0
0
0
0
0
0
0
0
0
0
0
0
0
0
0
0
0
0
0
0
0
0
0
0
0
0
0
0
0
0
0
0
0
0
0
0
0
0
0
0
0
0
0
0
0
0
0
0
0
0
0
0
0
0
0
0
0
0
0
0
0
0
0
0
0
0
0
0
0
0
0
0
0
0
0
0
0
0
0
0
0
0
0
0
0
0
0
0
0
0
0
0
0
0
0
0
0
0
0
0
0
0
0
0
0
0
0
0
0
0
0
0
0
0
0
0
0
0
0
0
0
0
0
0
0
0
0
0
0
0
0
0
0
0
0
0
0
0
0
0
0
0
0
0
0
0
0
0
0
0
0
0
0
0
0
0
0
0
0
0
0
0
0
0
0
0
0
0
0
0
0
0
0
0
0
0
0
0
0
0
0
0
0
0
0
0
0
0
0
0
0
0
0
0
0
0
0
0
0
0
0
0
0
0
0
0
0
0
0
0
0
0
0
0
0
0
0
0
0
0
0
0
0
0
0
0
0
0
0
0
0
0
0
0
0
0
0
0
0
0
0
0
0
0
0
0
0
0
0
0
0
0
0
0
0
0
0
0
0
0
0
0
0
0
0
0
0
0
0
0
0
0
0
0
0
0
0
0
0
0
0
0
0
0
0
0
0
0
0
0
0
0
0
0
0
0
0
0
0
0
0
0
0
0
0
0
0
0
0
0
0
0
0
0
0
0
0
0
0
0
0
0
0
0
0
0
0
0
0
0
0
0
0
0
0
0
0
0
0
0
0
0
0
0
0
0
0
0
0
0
0
0
0
0
0
0
0
0
0
0
0
0
0
0
0
0
0
0
0
0
0
0
0
0
0
0
0
0
0
0
0
0
0
0
0
0
0
0
0
0
0
0
0
0
0
0
0
0
0
0
0
0
0
0
0
0
0
0
0
0
0
0
0
0
0
0
0
0
0
0
0
0
0
0
0
0
0
0
0
0
0
0
0
0
0
0
0
0
0
0
0
0
0
0
0
0
0
0
0
0
0
0
0
0
0
0
0
0
0
0
0
0
0
0
0
0
0
0
0
0
0
0
0
0
0
0
0
0
0
0
0
0
0
0
0
0
0
0
0
0
0
0
0
0
0
0
0
0
0
0
0
0
0
0
0
0
0
0
0
0
0
0
0
0
0
0
0
0
0
0
0
0
0
0
0
0
0
0
0
0
0
0
0
0
0
0
0
0
0
0
0
0
0
0
0
0
0
0
0
0
0
0
0
0
0
0
0
0
0
0
0
0
0
0
0
0
0
0
0
0
0
0
0
0
0
0
0
0
0
0
0
0
0
0
0
0
0
0
0
0
0
0
0
0
0
0
0
0
0
0
0
0
0
0
0
0
0
0
0
0
0
0
0
0
0
0
0
0
0
0
0
0
0
0
0
0
0
0
0
0
0
0
0
0
0
0
0
0
0
0
0
0
0
0
0
0
0
0
0
0
0
0
0
0
0
0
0
0
0
0
0
0
0
0
0
0
0
0
0
0
0
0
0
0
0
0
0
0
0
0
0
0
0
0
0
0
0
0
0
0
0
0
0
0
0
0
0
0
0
0
0
0
0
0
0
0
0
0
0
0
0
0
0
0
0
0
0
0
0
0
0
0
0
0
0
0
0
0
0
0
0
0
0
0
0
0
0
0
0
0
0
0
0
0
0
0
0
0
0
0
0
0
0
0
0
0
0
0
0
0
0
0
0
0
0
0
0
0
0
0
0
0
0
0
0
0
0
0
0
0
0
0
0
0
0
0
0
0
0
0
0
0
0
0
0
0
0
0
0
0
0
0
0
0
0
0
0
0
0
0
0
0
0
0
0
0
0
0
0
0
0
0
0
0
0
0
0
0
0
0
0
0
0
0
0
0
0
0
0
0
0
0
0
0
0
0
0
0
0
0
0
0
0
0
0
0
0
0
0
0
0
0
0
0
0
0
0
0
0
0
0
0
0
0
0
0
0
0
0
0
0
0
0
0
0
0
0
0
0
0
0
0
0
0
0
0
0
0
0
0
0
0
0
0
0
0
0
0
0
0
0
0
0
0
0
0
0
0
0
0
0
0
0
0
0
0
0
0
0
0
0
0
0
0
0
0
0
0
0
0
0
0
0
0
0
0
0
0
0
0
0
0
0
0
0
0
0
0
0
0
0
0
0
0
0
0
0
0
0
0
0
0
0
0
0
0
0
0
0
0
0
0
0
0
0
0
0
0
0
0
0
0
0
0
0
0
0
0
0
0
0
0
0
0
0
0
0
0
0
0
0
0
0
0
0
0
0
0
0
0
0
0
0
0
0
0
0
0
0
0
0
0
0
0
0
0
0
0
0
0
0
0
0
0
0
0
0
0
0
0
0
0
0
0
0
0
0
0
0
0
0
0
0
0
0
0
0
0
0
0
0
0
0
0
0
0
0
0
0
0
0
0
0
0
0
0
0
0
0
0
0
0
0
0
0
0
0
0
0
0
0
0
0
0
0
0
0
0
0
0
0
0
0
0
0
0
0
0
0
0
0
0
0
0
0
0
0
0
0
0
0
0
0
0
0
0
0
0
0
0
0
0
0
0
0
0
0
0
0
0
0
0
0
0
0
0
0
0
0
0
0
0
0
0
0
0
0
0
0
0
0
0
0
0
0
0
0
0
0
0
0
0
0
0
0
0
0
0
0
0
0
0
0
0
0
0
0
0
0
0
0
0
0
0
0
0
0
0
0
0
0
0
0
0
0
0
0
0
0
0
0
0
0
0
0
0
0
0
0
0
0
0
0
0
0
0
0
0
0
0
0
0
0
0
0
0
0
0
0
0
0
0
0
0
0
0
0
0
0
0
0
0
0
0
0
0
0
0
0
0
0
0
0
0
0
0
0
0
0
0
0
0
0
0
0
0
0
0
0
0
0
0
0
0
0
0
0
0
0
0
0
0
0
0
0
0
0
0
0
0
0
0
0
0
0
0
0
0
0
0
0
0
0
0
0
0
0
0
0
0
0
0
0
0
0
0
0
0
0
0
0
0
0
0
0
0
0
0
0
0
0
0
0
0
0
0
0
0
0
0
0
0
0
0
0
0
0
0
0
0
0
0
0
0
0
0
0
0
0
0
0
0
0
0
0
0
0
0
0
0
0
0
0
0
0
0
0
0
0
0
0
0
0
0
0
0
0
0
0
0
0
0
0
0
0
0
0
0
0
0
0
0
0
0
0
0
0
0
0
0
0
0
0
0
0
0
0
0
0
0
0
0
0
0
0
0
0
0
0
0
0
0
0
0
0
0
0
0
0
0
0
0
0
0
0
0
0
0
0
0
0
0
0
0
0
0
0
0
0
0
0
0
0
0
0
0
0
0
0
0
0
0
0
0
0
0
0
0
0
0
0
0
0
0
0
0
0
0
0
0
0
0
0
0
0
0
0
0
0
0
0
0
0
0
0
0
0
0
0
0
0
0
0
0
0
0
0
0
0
0
0
0
0
0
0
0
0
0
0
0
0
0
0
0
0
0
0
0
0
0
0
0
0
0
0
0
0
0
0
0
0
0
0
0
0
0
0
0
0
0
0
0
0
0
0
0
0
0
0
0
0
0
0
0
0
0
0
0
0
0
0
0
0
0
0
0
0
0
0
0
0
0
0
0
0
0
0
0
0
0
0
0
0
0
0
0
0
0
0
0
0
0
0
0
0
0
0
0
0
0
0
0
0
0
0
0
0
0
0
0
0
0
0
0
0
0
0
0
0
0
0
0
0
0
0
0
0
0
0
0
0
0
0
0
0
0
0
0
0
0
0
0
0
0
0
0
0
0
0
0
0
0
0
0
0
0
0
0
0
0
0
0
0
0
0
0
0
0
0
0
0
0
0
0
0
0
0
0
0
0
0
0
0
0
0
0
0
0
0
0
0
0
0
0
0
0
0
0
0
0
0
0
0
0
0
0
0
0
0
0
0
0
0
0
0
0
0
0
0
0
0
0
0
0
0
0
0
0
0
0
0
0
0
0
0
0
0
0
0
0
0
0
0
0
0
0
0
0
0
0
0
0
0
0
0
0
0
0
0
0
0
0
0
0
0
0
0
0
0
0
0
0
0
0
0
0
0
0
0
0
0
0
0
0
0
0
0
0
0
0
0
0
0
0
0
0
0
0
0
0
0
0
0
0
0
0
0
0
0
0
0
0
0
0
0
0
0
0
0
0
0
0
0
0
0
0
0
0
0
0
0
0
0
0
0
0
0
0
0
0
0
0
0
0
0
0
0
0
0
0
0
0
0
0
0
0
0
0
0
0
0
0
0
0
0
0
0
0
0
0
0
0
0
0
0
0
0
0
0
0
0
0
0
0
0
0
0
0
0
0
0
0
0
0
0
0
0
0
0
0
0
0
0
0
0
0
0
0
0
0
0
0
0
0
0
0
0
0
0
0
0
0
0
0
0
0
0
0
0
0
0
0
0
0
0
0
0
0
0
0
0
0
0
0
0
0
0
0
0
0
0
0
0
0
0
0
0
0
0
0
0
0
0
0
0
0
0
0
0
0
0
0
0
0
0
0
0
0
0
0
0
0
0
0
0
0
0
0
0
0
0
0
0
0
0
0
0
0
0
0
0
0
0
0
0
0
0
0
0
0
0
0
0
0
0
0
0
0
0
0
0
0
0
0
0
0
0
0
0
0
0
0
0
0
0
0
0
0
0
0
0
0
0
0
0
0
0
0
0
0
0
0
0
0
0
0
0
0
0
0
0
0
0
0
0
0
0
0
0
0
0
0
0
0
0
0
0
0
0
0
0
0
0
0
0
0
0
0
0
0
0
0
0
0
0
0
0
0
0
0
0
0
0
0
0
0
0
0
0
0
0
0
0
0
0
0
0
0
0
0
0
0
0
0
0
0
0
0
0
0
0
0
0
0
0
0
0
0
0
0
0
0
0
0
0
0
0
0
0
0
0
0
0
0
0
0
0
0
0
0
0
0
0
0
0
0
0
0
0
0
0
0
0
0
0
0
0
0
0
0
0
0
0
0
0
0
0
0
0
0
0
0
0
0
0
0
0
0
0
0
0
0
0
0
0
0
0
0
0
0
0
0
0
0
0
0
0
0
0
0
0
0
0
0
0
0
0
0
0
0
0
0
0
0
0
0
0
0
0
0
0
0
0
0
0
0
0
0
0
0
0
0
0
0
0
0
0
0
0
0
0
0
0
0
0
0
0
0
0
0
0
0
0
0
0
0
0
0
0
0
0
0
0
0
0
0
0
0
0
0
0
0
0
0
0
0
0
0
0
0
0
0
0
0
0
0
0
0
0
0
0
0
0
0
0
0
0
0
0
0
0
0
0
0
0
0
0
0
0
0
0
0
0
0
0
0
0
0
0
0
0
0
0
0
0
0
0
0
0
0
0
0
0
0
0
0
0
0
0
0
0
0
0
0
0
0
0
0
0
0
0
0
0
0
0
0
0
0
0
0
0
0
0
0
0
0
0
0
0
0
0
0
0
0
0
0
0
0
0
0
0
0
0
0
0
0
0
0
0
0
0
0
0
0
0
0
0
0
0
0
0
0
0
0
0
0
0
0
0
0
0
0
0
0
0
0
0
0
0
0
0
0
0
0
0
0
0
0
0
0
0
0
0
0
0
0
0
0
0
0
0
0
0
0
0
0
0
0
0
0
0
0
0
0
0
0
0
0
0
0
0
0
0
0
0
0
0
0
0
0
0
0
0
0
0
0
0
0
0
0
0
0
0
0
0
0
0
0
0
0
0
0
0
0
0
0
0
0
0
0
0
0
0
0
0
0
0
0
0
0
0
0
0
0
0
0
0
0
0
0
0
0
0
0
0
0
0
0
0
0
0
0
0
0
0
0
0
0
0
0
0
0
0
0
0
0
0
0
0
0
0
0
0
0
0
0
0
0
0
0
0
0
0
0
0
0
0
0
0
0
0
0
0
0
0
0
0
0
0
0
0
0
0
0
0
0
0
0
0
0
0
0
0
0
0
0
0
0
0
0
0
0
0
0
0
0
0
0
0
0
0
0
0
0
0
0
0
0
0
0
0
0
0
0
0
0
0
0
0
0
0
0
0
0
0
0
0
0
0
0
0
0
0
0
0
0
0
0
0
0
0
0
0
0
0
0
0
0
0
0
0
0
0
0
0
0
0
0
0
0
0
0
0
0
0
0
0
0
0
0
0
0
0
0
0
0
0
0
0
0
0
0
0
0
0
0
0
0
0
0
0
0
0
0
0
0
0
0
0
0
0
0
0
0
0
0
0
0
0
0
0
0
0
0
0
0
0
0
0
0
0
0
0
0
0
0
0
0
0
0
0
0
0
0
0
0
0
0
0
0
0
0
0
0
0
0
0
0
0
0
0
0
0
0
0
0
0
0
0
0
0
0
0
0
0
0
0
0
0
0
0
0
0
0
0
0
0
0
0
0
0
0
0
0
0
0
0
0
0
0
0
0
0
0
0
0
0
0
0
0
0
0
0
0
0
0
0
0
0
0
0
0
0
0
0
0
0
0
0
0
0
0
0
0
0
0
0
0
0
0
0
0
0
0
0
0
0
0
0
0
0
0
0
0
0
0
0
0
0
0
0
0
0
0
0
0
0
0
0
0
0
0
0
0
0
0
0
0
0
0
0
0
0
0
0
0
0
0
0
0
0
0
0
0
0
0
0
0
0
0
0
0
0
0
0
0
0
0
0
0
0
0
0
0
0
0
0
0
0
0
0
0
0
0
0
0
0
0
0
0
0
0
0
0
0
0
0
0
0
0
0
0
0
0
0
0
0
0
0
0
0
0
0
0
0
0
0
0
0
0
0
0
0
0
0
0
0
0
0
0
0
0
0
0
0
0
0
0
0
0
0
0
0
0
0
0
0
0
0
0
0
0
0
0
0
0
0
0
0
0
0
0
0
0
0
0
0
0
0
0
0
0
0
0
0
0
0
0
0
0
0
0
0
0
0
0
0
0
0
0
0
0
0
0
0
0
0
0
0
0
0
0
0
0
0
0
0
0
0
0
0
0
0
0
0
0
0
0
0
0
0
0
0
0
0
0
0
0
0
0
0
0
0
0
0
0
0
0
0
0
0
0
0
0
0
0
0
0
0
0
0
0
0
0
0
0
0
0
0
0
0
0
0
0
0
0
0
0
0
0
0
0
0
0
0
0
0
0
0
0
0
0
0
0
0
0
0
0
0
0
0
0
0
0
0
0
0
0
0
0
0
0
0
0
0
0
0
0
0
0
0
0
0
0
0
0
0
0
0
0
0
0
0
0
0
0
0
0
0
0
0
0
0
0
0
0
0
0
0
0
0
0
0
0
0
0
0
0
0
0
0
0
0
0
0
0
0
0
0
0
0
0
0
0
0
0
0
0
0
0
0
0
0
0
0
0
0
0
0
0
0
0
0
0
0
0
0
0
0
0
0
0
0
0
0
0
0
0
0
0
0
0
0
0
0
0
0
0
0
0
0
0
0
0
0
0
0
0
0
0
0
0
0
0
0
0
0
0
0
0
0
0
0
0
0
0
0
0
0
0
0
0
0
0
0
0
0
0
0
0
0
0
0
0
0
0
0
0
0
0
0
0
0
0
0
0
0
0
0
0
0
0
0
0
0
0
0
0
0
0
0
0
0
0
0
0
0
0
0
0
0
0
0
0
0
0
0
0
0
0
0
0
0
0
0
0
0
0
0
0
0
0
0
0
0
0
0
0
0
0
0
0
0
0
0
0
0
0
0
0
0
0
0
0
0
0
0
0
0
0
0
0
0
0
0
0
0
0
0
0
0
0
0
0
0
0
0
0
0
0
0
0
0
0
0
0
0
0
0
0
0
0
0
0
0
0
0
0
0
0
0
0
0
0
0
0
0
0
0
0
0
0
0
0
0
0
0
0
0
0
0
0
0
0
0
0
0
0
0
0
0
0
0
0
0
0
0
0
0
0
0
0
0
0
0
0
0
0
0
0
0
0
0
0
0
0
0
0
0
0
0
0
0
0
0
0
0
0
0
0
0
0
0
0
0
0
0
0
0
0
0
0
0
0
0
0
0
0
0
0
0
0
0
0
0
0
0
0
0
0
0
0
0
0
0
0
0
0
0
0
0
0
0
0
0
0
0
0
0
0
0
0
0
0
0
0
0
0
0
0
0
0
0
0
0
0
0
0
0
0
0
0
0
0
0
0
0
0
0
0
0
0
0
0
0
0
0
0
0
0
0
0
0
0
0
0
0
0
0
0
0
0
0
0
0
0
0
0
0
0
0
0
0
0
0
0
0
0
0
0
0
0
0
0
0
0
0
0
0
0
0
0
0
0
0
0
0
0
0
0
0
0
0
0
0
0
0
0
0
0
0
0
0
0
0
0
0
0
0
0
0
0
0
0
0
0
0
0
0
0
0
0
0
0
0
0
0
0
0
0
0
0
0
0
0
0
0
0
0
0
0
0
0
0
0
0
0
0
0
0
0
0
0
0
0
0
0
0
0
0
0
0
0
0
0
0
0
0
0
0
0
0
0
0
0
0
0
0
0
0
0
0
0
0
0
0
0
0
0
0
0
0
0
0
0
0
0
0
0
0
0
0
0
0
0
0
0
0
0
0
0
0
0
0
0
0
0
0
0
0
0
0
0
0
0
0
0
0
0
0
0
0
0
0
0
0
0
0
0
0
0
0
0
0
0
0
0
0
0
0
0
0
0
0
0
0
0
0
0
0
0
0
0
0
0
0
0
0
0
0
0
0
0
0
0
0
0
0
0
0
0
0
0
0
0
0
0
0
0
0
0
0
0
0
0
0
0
0
0
0
0
0
0
0
0
0
0
0
0
0
0
0
0
0
0
0
0
0
0
0
0
0
0
0
0
0
0
0
0
0
0
0
0
0
0
0
0
0
0
0
0
0
0
0
0
0
0
0
0
0
0
0
0
0
0
0
0
0
0
0
0
0
0
0
0
0
0
0
0
0
0
0
0
0
0
0
0
0
0
0
0
0
0
0
0
0
0
0
0
0
0
0
0
0
0
0
0
0
0
0
0
0
0
0
0
0
0
0
0
0
0
0
0
0
0
0
0
0
0
0
0
0
0
0
0
0
0
0
0
0
0
0
0
0
0
0
0
0
0
0
0
0
0
0
0
0
0
0
0
0
0
0
0
0
0
0
0
0
0
0
0
0
0
0
0
0
0
0
0
0
0
0
0
0
0
0
0
0
0
0
0
0
0
0
0
0
0
0
0
0
0
0
0
0
0
0
0
0
0
0
0
0
0
0
0
0
0
0
0
0
0
0
0
0
0
0
0
0
0
0
0
0
0
0
0
0
0
0
0
0
0
0
0
0
0
0
0
0
0
0
0
0
0
0
0
0
0
0
0
0
0
0
0
0
0
0
0
0
0
0
0
0
0
0
0
0
0
0
0
0
0
0
0
0
0
0
0
0
0
0
0
0
0
0
0
0
0
0
0
0
0
0
0
0
0
0
0
0
0
0
0
0
0
0
0
0
0
0
0
0
0
0
0
0
0
0
0
0
0
0
0
0
0
0
0
0
0
0
0
0
0
0
0
0
0
0
0
0
0
0
0
0
0
0
0
0
0
0
0
0
0
0
0
0
0
0
0
0
0
0
0
0
0
0
0
0
0
0
0
0
0
0
0
0
0
0
0
0
0
0
0
0
0
0
0
0
0
0
0
0
0
0
0
0
0
0
0
0
0
0
0
0
0
0
0
0
0
0
0
0
0
0
0
0
0
0
0
0
0
0
0
0
0
0
0
0
0
0
0
0
0
0
0
0
0
0
0
0
0
0
0
0
0
0
0
0
0
0
0
0
0
0
0
0
0
0
0
0
0
0
0
0
0
0
0
0
0
0
0
0
0
0
0
0
0
0
0
0
0
0
0
0
0
0
0
0
0
0
0
0
0
0
0
0
0
0
0
0
0
0
0
0
0
0
0
0
0
0
0
0
0
0
0
0
0
0
0
0
0
0
0
0
0
0
0
0
0
0
0
0
0
0
0
0
0
0
0
0
0
0
0
0
0
0
0
0
0
0
0
0
0
0
0
0
0
0
0
0
0
0
0
0
0
0
0
0
0
0
0
0
0
0
0
0
0
0
0
0
0
0
0
0
0
0
0
0
0
0
0
0
0
0
0
0
0
0
0
0
0
0
0
0
0
0
0
0
0
0
0
0
0
0
0
0
0
0
0
0
0
0
0
0
0
0
0
0
0
0
0
0
0
0
0
0
0
0
0
0
0
0
0
0
0
0
0
0
0
0
0
0
0
0
0
0
0
0
0
0
0
0
0
0
0
0
0
0
0
0
0
0
0
0
0
0
0
0
0
0
0
0
0
0
0
0
0
0
0
0
0
0
0
0
0
0
0
0
0
0
0
0
0
0
0
0
0
0
0
0
0
0
0
0
0
0
0
0
0
0
0
0
0
0
0
0
0
0
0
0
0
0
0
0
0
0
0
0
0
0
0
0
0
0
0
0
0
0
0
0
0
0
0
0
0
0
0
0
0
0
0
0
0
0
0
0
0
0
0
0
0
0
0
0
0
0
0
0
0
0
0
0
0
0
0
0
0
0
0
0
0
0
0
0
0
0
0
0
0
0
0
0
0
0
0
0
0
0
0
0
0
0
0
0
0
0
0
0
0
0
0
0
0
0
0
0
0
0
0
0
0
0
0
0
0
0
0
0
0
0
0
0
0
0
0
0
0
0
0
0
0
0
0
0
0
0
0
0
0
0
0
0
0
0
0
0
0
0
0
0
0
0
0
0
0
0
0
0
0
0
0
0
0
0
0
0
0
0
0
0
0
0
0
0
0
0
0
0
0
0
0
0
0
0
0
0
0
0
0
0
0
0
0
0
0
0
0
0
0
0
0
0
0
0
0
0
0
0
0
0
0
0
0
0
0
0
0
0
0
0
0
0
0
0
0
0
0
0
0
0
0
0
0
0
0
0
0
0
0
0
0
0
0
0
0
0
0
0
0
0
0
0
0
0
0
0
0
0
0
0
0
0
0
0
0
0
0
0
0
0
0
0
0
0
0
0
0
0
0
0
0
0
0
0
0
0
0
0
0
0
0
0
0
0
0
0
0
0
0
0
0
0
0
0
0
0
0
0
0
0
0
0
0
0
0
0
0
0
0
0
0
0
0
0
0
0
0
0
0
0
0
0
0
0
0
0
0
0
0
0
0
0
0
0
0
0
0
0
0
0
0
0
0
0
0
0
0
0
0
0
0
0
0
0
0
0
0
0
0
0
0
0
0
0
0
0
0
0
0
0
0
0
0
0
0
0
0
0
0
0
0
0
0
0
0
0
0
0
0
0
0
0
0
0
0
0
0
0
0
0
0
0
0
0
0
0
0
0
0
0
0
0
0
0
0
0
0
0
0
0
0
0
0
0
0
0
0
0
0
0
0
0
0
0
0
0
0
0
0
0
0
0
0
0
0
0
0
0
0
0
0
0
0
0
0
0
0
0
0
0
0
0
0
0
0
0
0
0
0
0
0
0
0
0
0
0
0
0
0
0
0
0
0
0
0
0
0
0
0
0
0
0
0
0
0
0
0
0
0
0
0
0
0
0
0
0
0
0
0
0
0
0
0
0
0
0
0
0
0
0
0
0
0
0
0
0
0
0
0
0
0
0
0
0
0
0
0
0
0
0
0
0
0
0
0
0
0
0
0
0
0
0
0
0
0
0
0
0
0
0
0
0
0
0
0
0
0
0
0
0
0
0
0
0
0
0
0
0
0
0
0
0
0
0
0
0
0
0
0
0
0
0
0
0
0
0
0
0
0
0
0
0
0
0
0
0
0
0
0
0
0
0
0
0
0
0
0
0
0
0
0
0
0
0
0
0
0
0
0
0
0
0
0
0
0
0
0
0
0
0
0
0
0
0
0
0
0
0
0
0
0
0
0
0
0
0
0
0
0
0
0
0
0
0
0
0
0
0
0
0
0
0
0
0
0
0
0
0
0
0
0
0
0
0
0
0
0
0
0
0
0
0
0
0
0
0
0
0
0
0
0
0
0
0
0
0
0
0
0
0
0
0
0
0
0
0
0
0
0
0
0
0
0
0
0
0
0
0
0
0
0
0
0
0
0
0
0
0
0
0
0
0
0
0
0
0
0
0
0
0
0
0
0
0
0
0
0
0
0
0
0
0
0
0
0
0
0
0
0
0
0
0
0
0
0
0
0
0
0
0
0
0
0
0
0
0
0
0
0
0
0
0
0
0
0
0
0
0
0
0
0
0
0
0
0
0
0
0
0
0
0
0
0
0
0
0
0
0
0
0
0
0
0
0
0
0
0
0
0
0
0
0
0
0
0
0
0
0
0
0
0
0
0
0
0
0
0
0
0
0
0
0
0
0
0
0
0
0
0
0
0
0
0
0
0
0
0
0
0
0
0
0
0
0
0
0
0
0
0
0
0
0
0
0
0
0
0
0
0
0
0
0
0
0
0
0
0
0
0
0
0
0
0
0
0
0
0
0
0
0
0
0
0
0
0
0
0
0
0
0
0
0
0
0
0
0
0
0
0
0
0
0
0
0
0
0
0
0
0
0
0
0
0
0
0
0
0
0
0
0
0
0
0
0
0
0
0
0
0
0
0
0
0
0
0
0
0
0
0
0
0
0
0
0
0
0
0
0
0
0
0
0
0
0
0
0
0
0
0
0
0
0
0
0
0
0
0
0
0
0
0
0
0
0
0
0
0
0
0
0
0
0
0
0
0
0
0
0
0
0
0
0
0
0
0
0
0
0
0
0
0
0
0
0
0
0
0
0
0
0
0
0
0
0
0
0
0
0
0
0
0
0
0
0
0
0
0
0
0
0
0
0
0
0
0
0
0
0
0
0
0
0
0
0
0
0
0
0
0
0
0
0
0
0
0
0
0
0
0
0
0
0
0
0
0
0
0
0
0
0
0
0
0
0
0
0
0
0
0
0
0
0
0
0
0
0
0
0
0
0
0
0
0
0
0
0
0
0
0
0
0
0
0
0
0
0
0
0
0
0
0
0
0
0
0
0
0
0
0
0
0
0
0
0
0
0
0
0
0
0
0
0
0
0
0
0
0
0
0
0
0
0
0
0
0
0
0
0
0
0
0
0
0
0
0
0
0
0
0
0
0
0
0
0
0
0
0
0
0
0
0
0
0
0
0
0
0
0
0
0
0
0
0
0
0
0
0
0
0
0
0
0
0
0
0
0
0
0
0
0
0
0
0
0
0
0
0
0
0
0
0
0
0
0
0
0
0
0
0
0
0
0
0
0
0
0
0
0
0
0
0
0
0
0
0
0
0
0
0
0
0
0
0
0
0
0
0
0
0
0
0
0
0
0
0
0
0
0
0
0
0
0
0
0
0
0
0
0
0
0
0
0
0
0
0
0
0
0
0
0
0
0
0
0
0
0
0
0
0
0
0
0
0
0
0
0
0
0
0
0
0
0
0
0
0
0
0
0
0
0
0
0
0
0
0
0
0
0
0
0
0
0
0
0
0
0
0
0
0
0
0
0
0
0
0
0
0
0
0
0
0
0
0
0
0
0
0
0
0
0
0
0
0
0
0
0
0
0
0
0
0
0
0
0
0
0
0
0
0
0
0
0
0
0
0
0
0
0
0
0
0
0
0
0
0
0
0
0
0
0
0
0
0
0
0
0
0
0
0
0
0
0
0
0
0
0
0
0
0
0
0
0
0
0
0
0
0
0
0
0
0
0
0
0
0
0
0
0
0
0
0
0
0
0
0
0
0
0
0
0
0
0
0
0
0
0
0
0
0
0
0
0
0
0
0
0
0
0
0
0
0
0
0
0
0
0
0
0
0
0
0
0
0
0
0
0
0
0
0
0
0
0
0
0
0
0
0
0
0
0
0
0
0
0
0
0
0
0
0
0
0
0
0
0
0
0
0
0
0
0
0
0
0
0
0
0
0
0
0
0
0
0
0
0
0
0
0
0
0
0
0
0
0
0
0
0
0
0
0
0
0
0
0
0
0
0
0
0
0
0
0
0
0
0
0
0
0
0
0
0
0
0
0
0
0
0
0
0
0
0
0
0
0
0
0
0
0
0
0
0
0
0
0
0
0
0
0
0
0
0
0
0
0
0
0
0
0
0
0
0
0
0
0
0
0
0
0
0
0
0
0
0
0
0
0
0
0
0
0
0
0
0
0
0
0
0
0
0
0
0
0
0
0
0
0
0
0
0
0
0
0
0
0
0
0
0
0
0
0
0
0
0
0
0
0
0
0
0
0
0
0
0
0
0
0
0
0
0
0
0
0
0
0
0
0
0
0
0
0
0
0
0
0
0
0
0
0
0
0
0
0
0
0
0
0
0
0
0
0
0
0
0
0
0
0
0
0
0
0
0
0
0
0
0
0
0
0
0
0
0
0
0
0
0
0
0
0
0
0
0
0
0
0
0
0
0
0
0
0
0
0
0
0
0
0
0
0
0
0
0
0
0
0
0
0
0
0
0
0
0
0
0
0
0
0
0
0
0
0
0
0
0
0
0
0
0
0
0
0
0
0
0
0
0
0
0
0
0
0
0
0
0
0
0
0
0
0
0
0
0
0
0
0
0
0
0
0
0
0
0
0
0
0
0
0
0
0
0
0
0
0
0
0
0
0
0
0
0
0
0
0
0
0
0
0
0
0
0
0
0
0
0
0
0
0
0
0
0
0
0
0
0
0
0
0
0
0
0
0
0
0
0
0
0
0
0
0
0
0
0
0
0
0
0
0
0
0
0
0
0
0
0
0
0
0
0
0
0
0
0
0
0
0
0
0
0
0
0
0
0
0
0
0
0
0
0
0
0
0
0
0
0
0
0
0
0
0
0
0
0
0
0
0
0
0
0
0
0
0
0
0
0
0
0
0
0
0
0
0
0
0
0
0
0
0
0
0
0
0
0
0
0
0
0
0
0
0
0
0
0
0
0
0
0
0
0
0
0
0
0
0
0
0
0
0
0
0
0
0
0
0
0
0
0
0
0
0
0
0
0
0
0
0
0
0
0
0
0
0
0
0
0
0
0
0
0
0
0
0
0
0
0
0
0
0
0
0
0
0
0
0
0
0
0
0
0
0
0
0
0
0
0
0
0
0
0
0
0
0
0
0
0
0
0
0
0
0
0
0
0
0
0
0
0
0
0
0
0
0
0
0
0
0
0
0
0
0
0
0
0
0
0
0
0
0
0
0
0
0
0
0
0
0
0
0
0
0
0
0
0
0
0
0
0
0
0
0
0
0
0
0
0
0
0
0
0
0
0
0
0
0
0
0
0
0
0
0
0
0
0
0
0
0
0
0
0
0
0
0
0
0
0
0
0
0
0
0
0
0
0
0
0
0
0
0
0
0
0
0
0
0
0
0
0
0
0
0
0
0
0
0
0
0
0
0
0
0
0
0
0
0
0
0
0
0
0
0
0
0
0
0
0
0
0
0
0
0
0
0
0
0
0
0
0
0
0
0
0
0
0
0
0
0
0
0
0
0
0
0
0
0
0
0
0
0
0
0
0
0
0
0
0
0
0
0
0
0
0
0
0
0
0
0
0
0
0
0
0
0
0
0
0
0
0
0
0
0
0
0
0
0
0
0
0
0
0
0
0
0
0
0
0
0
0
0
0
0
0
0
0
0
0
0
0
0
0
0
0
0
0
0
0
0
0
0
0
0
0
0
0
0
0
0
0
0
0
0
0
0
0
0
0
0
0
0
0
0
0
0
0
0
0
0
0
0
0
0
0
0
0
0
0
0
0
0
0
0
0
0
0
0
0
0
0
0
0
0
0
0
0
0
0
0
0
0
0
0
0
0
0
0
0
0
0
0
0
0
0
0
0
0
0
0
0
0
0
0
0
0
0
0
0
0
0
0
0
0
0
0
0
0
0
0
0
0
0
0
0
0
0
0
0
0
0
0
0
0
0
0
0
0
0
0
0
0
0
0
0
0
0
0
0
0
0
0
0
0
0
0
0
0
0
0
0
0
0
0
0
0
0
0
0
0
0
0
0
0
0
0
0
0
0
0
0
0
0
0
0
0
0
0
0
0
0
0
0
0
0
0
0
0
0
0
0
0
0
0
0
0
0
0
0
0
0
0
0
0
0
0
0
0
0
0
0
0
0
0
0
0
0
0
0
0
0
0
0
0
0
0
0
0
0
0
0
0
0
0
0
0
0
0
0
0
0
0
0
0
0
0
0
0
0
0
0
0
0
0
0
0
0
0
0
0
0
0
0
0
0
0
0
0
0
0
0
0
0
0
0
0
0
0
0
0
0
0
0
0
0
0
0
0
0
0
0
0
0
0
0
0
0
0
0
0
0
0
0
0
0
0
0
0
0
0
0
0
0
0
0
0
0
0
0
0
0
0
0
0
0
0
0
0
0
0
0
0
0
0
0
0
0
0
0
0
0
0
0
0
0
0
0
0
0
0
0
0
0
0
0
0
0
0
0
0
0
0
0
0
0
0
0
0
0
0
0
0
0
0
0
0
0
0
0
0
0
0
0
0
0
0
0
0
0
0
0
0
0
0
0
0
0
0
0
0
0
0
0
0
0
0
0
0
0
0
0
0
0
0
0
0
0
0
0
0
0
0
0
0
0
0
0
0
0
0
0
0
0
0
0
0
0
0
0
0
0
0
0
0
0
0
0
0
0
0
0
0
0
0
0
0
0
0
0
0
0
0
0
0
0
0
0
0
0
0
0
0
0
0
0
0
0
0
0
0
0
0
0
0
0
0
0
0
0
0
0
0
0
0
0
0
0
0
0
0
0
0
0
0
0
0
0
0
0
0
0
0
0
0
0
0
0
0
0
0
0
0
0
0
0
0
0
0
0
0
0
0
0
0
0
0
0
0
0
0
0
0
0
0
0
0
0
0
0
0
0
0
0
0
0
0
0
0
0
0
0
0
0
0
0
0
0
0
0
0
0
0
0
0
0
0
0
0
0
0
0
0
0
0
0
0
0
0
0
0
0
0
0
0
0
0
0
0
0
0
0
0
0
0
0
0
0
0
0
0
0
0
0
0
0
0
0
0
0
0
0
0
0
0
0
0
0
0
0
0
0
0
0
0
0
0
0
0
0
0
0
0
0
0
0
0
0
0
0
0
0
0
0
0
0
0
0
0
0
0
0
0
0
0
0
0
0
0
0
0
0
0
0
0
0
0
0
0
0
0
0
0
0
0
0
0
0
0
0
0
0
0
0
0
0
0
0
0
0
0
0
0
0
0
0
0
0
0
0
0
0
0
0
0
0
0
0
0
0
0
0
0
0
0
0
0
0
0
0
0
0
0
0
0
0
0
0
0
0
0
0
0
0
0
0
0
0
0
0
0
0
0
0
0
0
0
0
0
0
0
0
0
0
0
0
0
0
0
0
0
0
0
0
0
0
0
0
0
0
0
0
0
0
0
0
0
0
0
0
0
0
0
0
0
0
0
0
0
0
0
0
0
0
0
0
0
0
0
0
0
0
0
0
0
0
0
0
0
0
0
0
0
0
0
0
0
0
0
0
0
0
0
0
0
0
0
0
0
0
0
0
0
0
0
0
0
0
0
0
0
0
0
0
0
0
0
0
0
0
0
0
0
0
0
0
0
0
0
0
0
0
0
0
0
0
0
0
0
0
0
0
0
0
0
0
0
0
0
0
0
0
0
0
0
0
0
0
0
0
0
0
0
0
0
0
0
0
0
0
0
0
0
0
0
0
0
0
0
0
0
0
0
0
0
0
0
0
0
0
0
0
0
0
0
0
0
0
0
0
0
0
0
0
0
0
0
0
0
0
0
0
0
0
0
0
0
0
0
0
0
0
0
0
0
0
0
0
0
0
0
0
0
0
0
0
0
0
0
0
0
0
0
0
0
0
0
0
0
0
0
0
0
0
0
0
0
0
0
0
0
0
0
0
0
0
0
0
0
0
0
0
0
0
0
0
0
0
0
0
0
0
0
0
0
0
0
0
0
0
0
0
0
0
0
0
0
0
0
0
0
0
0
0
0
0
0
0
0
0
0
0
0
0
0
0
0
0
0
0
0
0
0
0
0
0
0
0
0
0
0
0
0
0
0
0
0
0
0
0
0
0
0
0
0
0
0
0
0
0
0
0
0
0
0
0
0
0
0
0
0
0
0
0
0
0
0
0
0
0
0
0
0
0
0
0
0
0
0
0
0
0
0
0
0
0
0
0
0
0
0
0
0
0
0
0
0
0
0
0
0
0
0
0
0
0
0
0
0
0
0
0
0
0
0
0
0
0
0
0
0
0
0
0
0
0
0
0
0
0
0
0
0
0
0
0
0
0
0
0
0
0
0
0
0
0
0
0
0
0
0
0
0
0
0
0
0
0
0
0
0
0
0
0
0
0
0
0
0
0
0
0
0
0
0
0
0
0
0
0
0
0
0
0
0
0
0
0
0
0
0
0
0
0
0
0
0
0
0
0
0
0
0
0
0
0
0
0
0
0
0
0
0
0
0
0
0
0
0
0
0
0
0
0
0
0
0
0
0
0
0
0
0
0
0
0
0
0
0
0
0
0
0
0
0
0
0
0
0
0
0
0
0
0
0
0
0
0
0
0
0
0
0
0
0
0
0
0
0
0
0
0
0
0
0
0
0
0
0
0
0
0
0
0
0
0
0
0
0
0
0
0
0
0
0
0
0
0
0
0
0
0
0
0
0
0
0
0
0
0
0
0
0
0
0
0
0
0
0
0
0
0
0
0
0
0
0
0
0
0
0
0
0
0
0
0
0
0
0
0
0
0
0
0
0
0
0
0
0
0
0
0
0
0
0
0
0
0
0
0
0
0
0
0
0
0
0
0
0
0
0
0
0
0
0
0
0
0
0
0
0
0
0
0
0
0
0
0
0
0
0
0
0
0
0
0
0
0
0
0
0
0
0
0
0
0
0
0
0
0
0
0
0
0
0
0
0
0
0
0
0
0
0
0
0
0
0
0
0
0
0
0
0
0
0
0
0
0
0
0
0
0
0
0
0
0
0
0
0
0
0
0
0
0
0
0
0
0
0
0
0
0
0
0
0
0
0
0
0
0
0
0
0
0
0
0
0
0
0
0
0
0
0
0
0
0
0
0
0
0
0
0
0
0
0
0
0
0
0
0
0
0
0
0
0
0
0
0
0
0
0
0
0
0
0
0
0
0
0
0
0
0
0
0
0
0
0
0
0
0
0
0
0
0
0
0
0
0
0
0
0
0
0
0
0
0
0
0
0
0
0
0
0
0
0
0
0
0
0
0
0
0
0
0
0
0
0
0
0
0
0
0
0
0
0
0
0
0
0
0
0
0
0
0
0
0
0
0
0
0
0
0
0
0
0
0
0
0
0
0
0
0
0
0
0
0
0
0
0
0
0
0
0
0
0
0
0
0
0
0
0
0
0
0
0
0
0
0
0
0
0
0
0
0
0
0
0
0
0
0
0
0
0
0
0
0
0
0
0
0
0
0
0
0
0
0
0
0
0
0
0
0
0
0
0
0
0
0
0
0
0
0
0
0
0
0
0
0
0
0
0
0
0
0
0
0
0
0
0
0
0
0
0
0
0
0
0
0
0
0
0
0
0
0
0
0
0
0
0
0
0
0
0
0
0
0
0
0
0
0
0
0
0
0
0
0
0
0
0
0
0
0
0
0
0
0
0
0
0
0
0
0
0
0
0
0
0
0
0
0
0
0
0
0
0
0
0
0
0
0
0
0
0
0
0
0
0
0
0
0
0
0
0
0
0
0
0
0
0
0
0
0
0
0
0
0
0
0
0
0
0
0
0
0
0
0
0
0
0
0
0
0
0
0
0
0
0
0
0
0
0
0
0
0
0
0
0
0
0
0
0
0
0
0
0
0
0
0
0
0
0
0
0
0
0
0
0
0
0
0
0
0
0
0
0
0
0
0
0
0
0
0
0
0
0
0
0
0
0
0
0
0
0
0
0
0
0
0
0
0
0
0
0
0
0
0
0
0
0
0
0
0
0
0
0
0
0
0
0
0
0
0
0
0
0
0
0
0
0
0
0
0
0
0
0
0
0
0
0
0
0
0
0
0
0
0
0
0
0
0
0
0
0
0
0
0
0
0
0
0
0
0
0
0
0
0
0
0
0
0
0
0
0
0
0
0
0
0
0
0
0
0
0
0
0
0
0
0
0
0
0
0
0
0
0
0
0
0
0
0
0
0
0
0
0
0
0
0
0
0
0
0
0
0
0
0
0
0
0
0
0
0
0
0
0
0
0
0
0
0
0
0
0
0
0
0
0
0
0
0
0
0
0
0
0
0
0
0
0
0
0
0
0
0
0
0
0
0
0
0
0
0
0
0
0
0
0
0
0
0
0
0
0
0
0
0
0
0
0
0
0
0
0
0
0
0
0
0
0
0
0
0
0
0
0
0
0
0
0
0
0
0
0
0
0
0
0
0
0
0
0
0
0
0
0
0
0
0
0
0
0
0
0
0
0
0
0
0
0
0
0
0
0
0
0
0
0
0
0
0
0
0
0
0
0
0
0
0
0
0
0
0
0
0
0
0
0
0
0
0
0
0
0
0
0
0
0
0
0
0
0
0
0
0
0
0
0
0
0
0
0
0
0
0
0
0
0
0
0
0
0
0
0
0
0
0
0
0
0
0
0
0
0
0
0
0
0
0
0
0
0
0
0
0
0
0
0
0
0
0
0
0
0
0
0
0
0
0
0
0
0
0
0
0
0
0
0
0
0
0
0
0
0
0
0
0
0
0
0
0
0
0
0
0
0
0
0
0
0
0
0
0
0
0
0
0
0
0
0
0
0
0
0
0
0
0
0
0
0
0
0
0
0
0
0
0
0
0
0
0
0
0
0
0
0
0
0
0
0
0
0
0
0
0
0
0
0
0
0
0
0
0
0
0
0
0
0
0
0
0
0
0
0
0
0
0
0
0
0
0
0
0
0
0
0
0
0
0
0
0
0
0
0
0
0
0
0
0
0
0
0
0
0
0
0
0
0
0
0
0
0
0
0
0
0
0
0
0
0
0
0
0
0
0
0
0
0
0
0
0
0
0
0
0
0
0
0
0
0
0
0
0
0
0
0
0
0
0
0
0
0
0
0
0
0
0
0
0
0
0
0
0
0
0
0
0
0
0
0
0
0
0
0
0
0
0
0
0
0
0
0
0
0
0
0
0
0
0
0
0
0
0
0
0
0
0
0
0
0
0
0
0
0
0
0
0
0
0
0
0
0
0
0
0
0
0
0
0
0
0
0
0
0
0
0
0
0
0
0
0
0
0
0
0
0
0
0
0
0
0
0
0
0
0
0
0
0
0
0
0
0
0
0
0
0
0
0
0
0
0
0
0
0
0
0
0
0
0
0
0
0
0
0
0
0
0
0
0
0
0
0
0
0
0
0
0
0
0
0
0
0
0
0
0
0
0
0
0
0
0
0
0
0
0
0
0
0
0
0
0
0
0
0
0
0
0
0
0
0
0
0
0
0
0
0
0
0
0
0
0
0
0
0
0
0
0
0
0
0
0
0
0
0
0
0
0
0
0
0
0
0
0
0
0
0
0
0
0
0
0
0
0
0
0
0
0
0
0
0
0
0
0
0
0
0
0
0
0
0
0
0
0
0
0
0
0
0
0
0
0
0
0
0
0
0
0
0
0
0
0
0
0
0
0
0
0
0
0
0
0
0
0
0
0
0
0
0
0
0
0
0
0
0
0
0
0
0
0
0
0
0
0
0
0
0
0
0
0
0
0
0
0
0
0
0
0
0
0
0
0
0
0
0
0
0
0
0
0
0
0
0
0
0
0
0
0
0
0
0
0
0
0
0
0
0
0
0
0
0
0
0
0
0
0
0
0
0
0
0
0
0
0
0
0
0
0
0
0
0
0
0
0
0
0
0
0
0
0
0
0
0
0
0
0
0
0
0
0
0
0
0
0
0
0
0
0
0
0
0
0
0
0
0
0
0
0
0
0
0
0
0
0
0
0
0
0
0
0
0
0
0
0
0
0
0
0
0
0
0
0
0
0
0
0
0
0
0
0
0
0
0
0
0
0
0
0
0
0
0
0
0
0
0
0
0
0
0
0
0
0
0
0
0
0
0
0
0
0
0
0
0
0
0
0
0
0
0
0
0
0
0
0
0
0
0
0
0
0
0
0
0
0
0
0
0
0
0
0
0
0
0
0
0
0
0
0
0
0
0
0
0
0
0
0
0
0
0
0
0
0
0
0
0
0
0
0
0
0
0
0
0
0
0
0
0
0
0
0
0
0
0
0
0
0
0
0
0
0
0
0
0
0
0
0
0
0
0
0
0
0
0
0
0
0
0
0
0
0
0
0
0
0
0
0
0
0
0
0
0
0
0
0
0
0
0
0
0
0
0
0
0
0
0
0
0
0
0
0
0
0
0
0
0
0
0
0
0
0
0
0
0
0
0
0
0
0
0
0
0
0
0
0
0
0
0
0
0
0
0
0
0
0
0
0
0
0
0
0
0
0
0
0
0
0
0
0
0
0
0
0
0
0
0
0
0
0
0
0
0
0
0
0
0
0
0
0
0
0
0
0
0
0
0
0
0
0
0
0
0
0
0
0
0
0
0
0
0
0
0
0
0
0
0
0
0
0
0
0
0
0
0
0
0
0
0
0
0
0
0
0
0
0
0
0
0
0
0
0
0
0
0
0
0
0
0
0
0
0
0
0
0
0
0
0
0
0
0
0
0
0
0
0
0
0
0
0
0
0
0
0
0
0
0
0
0
0
0
0
0
0
0
0
0
0
0
0
0
0
0
0
0
0
0
0
0
0
0
0
0
0
0
0
0
0
0
0
0
0
0
0
0
0
0
0
0
0
0
0
0
0
0
0
0
0
0
0
0
0
0
0
0
0
0
0
0
0
0
0
0
0
0
0
0
0
0
0
0
0
0
0
0
0
0
0
0
0
0
0
0
0
0
0
0
0
0
0
0
0
0
0
0
0
0
0
0
0
0
0
0
0
0
0
0
0
0
0
0
0
0
0
0
0
0
0
0
0
0
0
0
0
0
0
0
0
0
0
0
0
0
0
0
0
0
0
0
0
0
0
0
0
0
0
0
0
0
0
0
0
0
0
0
0
0
0
0
0
0
0
0
0
0
0
0
0
0
0
0
0
0
0
0
0
0
0
0
0
0
0
0
0
0
0
0
0
0
0
0
0
0
0
0
0
0
0
0
0
0
0
0
0
0
0
0
0
0
0
0
0
0
0
0
0
0
0
0
0
0
0
0
0
0
0
0
0
0
0
0
0
0
0
0
0
0
0
0
0
0
0
0
0
0
0
0
0
0
0
0
0
0
0
0
0
0
0
0
0
0
0
0
0
0
0
0
0
0
0
0
0
0
0
0
0
0
0
0
0
0
0
0
0
0
0
0
0
0
0
0
0
0
0
0
0
0
0
0
0
0
0
0
0
0
0
0
0
0
0
0
0
0
0
0
0
0
0
0
0
0
0
0
0
0
0
0
0
0
0
0
0
0
0
0
0
0
0
0
0
0
0
0
0
0
0
0
0
0
0
0
0
0
0
0
0
0
0
0
0
0
0
0
0
0
0
0
0
0
0
0
0
0
0
0
0
0
0
0
0
0
0
0
0
0
0
0
0
0
0
0
0
0
0
0
0
0
0
0
0
0
0
0
0
0
0
0
0
0
0
0
0
0
0
0
0
0
0
0
0
0
0
0
0
0
0
0
0
0
0
0
0
0
0
0
0
0
0
0
0
0
0
0
0
0
0
0
0
0
0
0
0
0
0
0
0
0
0
0
0
0
0
0
0
0
0
0
0
0
0
0
0
0
0
0
0
0
0
0
0
0
0
0
0
0
0
0
0
0
0
0
0
0
0
0
0
0
0
0
0
0
0
0
0
0
0
0
0
0
0
0
0
0
0
0
0
0
0
0
0
0
0
0
0
0
0
0
0
0
0
0
0
0
0
0
0
0
0
0
0
0
0
0
0
0
0
0
0
0
0
0
0
0
0
0
0
0
0
0
0
0
0
0
0
0
0
0
0
0
0
0
0
0
0
0
0
0
0
0
0
0
0
0
0
0
0
0
0
0
0
0
0
0
0
0
0
0
0
0
0
0
0
0
0
0
0
0
0
0
0
0
0
0
0
0
0
0
0
0
0
0
0
0
0
0
0
0
0
0
0
0
0
0
0
0
0
0
0
0
0
0
0
0
0
0
0
0
0
0
0
0
0
0
0
0
0
0
0
0
0
0
0
0
0
0
0
0
0
0
0
0
0
0
0
0
0
0
0
0
0
0
0
0
0
0
0
0
0
0
0
0
0
0
0
0
0
0
0
0
0
0
0
0
0
0
0
0
0
0
0
0
0
0
0
0
0
0
0
0
0
0
0
0
0
0
0
0
0
0
0
0
0
0
0
0
0
0
0
0
0
0
0
0
0
0
0
0
0
0
0
0
0
0
0
0
0
0
0
0
0
0
0
0
0
0
0
0
0
0
0
0
0
0
0
0
0
0
0
0
0
0
0
0
0
0
0
0
0
0
0
0
0
0
0
0
0
0
0
0
0
0
0
0
0
0
0
0
0
0
0
0
0
0
0
0
0
0
0
0
0
0
0
0
0
0
0
0
0
0
0
0
0
0
0
0
0
0
0
0
0
0
0
0
0
0
0
0
0
0
0
0
0
0
0
0
0
0
0
0
0
0
0
0
0
0
0
0
0
0
0
0
0
0
0
0
0
0
0
0
0
0
0
0
0
0
0
0
0
0
0
0
0
0
0
0
0
0
0
0
0
0
0
0
0
0
0
0
0
0
0
0
0
0
0
0
0
0
0
0
0
0
0
0
0
0
0
0
0
0
0
0
0
0
0
0
0
0
0
0
0
0
0
0
0
0
0
0
0
0
0
0
0
0
0
0
0
0
0
0
0
0
0
0
0
0
0
0
0
0
0
0
0
0
0
0
0
0
0
0
0
0
0
0
0
0
0
0
0
0
0
0
0
0
0
0
0
0
0
0
0
0
0
0
0
0
0
0
0
0
0
0
0
0
0
0
0
0
0
0
0
0
0
0
0
0
0
0
0
0
0
0
0
0
0
0
0
0
0
0
0
0
0
0
0
0
0
0
0
0
0
0
0
0
0
0
0
0
0
0
0
0
0
0
0
0
0
0
0
0
0
0
0
0
0
0
0
0
0
0
0
0
0
0
0
0
0
0
0
0
0
0
0
0
0
0
0
0
0
0
0
0
0
0
0
0
0
0
0
0
0
0
0
0
0
0
0
0
0
0
0
0
0
0
0
0
0
0
0
0
0
0
0
0
0
0
0
0
0
0
0
0
0
0
0
0
0
0
0
0
0
0
0
0
0
0
0
0
0
0
0
0
0
0
0
0
0
0
0
0
0
0
0
0
0
0
0
0
0
0
0
0
0
0
0
0
0
0
0
0
0
0
0
0
0
0
0
0
0
0
0
0
0
0
0
0
0
0
0
0
0
0
0
0
0
0
0
0
0
0
0
0
0
0
0
0
0
0
0
0
0
0
0
0
0
0
0
0
0
0
0
0
0
0
0
0
0
0
0
0
0
0
0
0
0
0
0
0
0
0
0
0
0
0
0
0
0
0
0
0
0
0
0
0
0
0
0
0
0
0
0
0
0
0
0
0
0
0
0
0
0
0
0
0
0
0
0
0
0
0
0
0
0
0
0
0
0
0
0
0
0
0
0
0
0
0
0
0
0
0
0
0
0
0
0
0
0
0
0
0
0
0
0
0
0
0
0
0
0
0
0
0
0
0
0
0
0
0
0
0
0
0
0
0
0
0
0
0
0
0
0
0
0
0
0
0
0
0
0
0
0
0
0
0
0
0
0
0
0
0
0
0
0
0
0
0
0
0
0
0
0
0
0
0
0
0
0
0
0
0
0
0
0
0
0
0
0
0
0
0
0
0
0
0
0
0
0
0
0
0
0
0
0
0
0
0
0
0
0
0
0
0
0
0
0
0
0
0
0
0
0
0
0
0
0
0
0
0
0
0
0
0
0
0
0
0
0
0
0
0
0
0
0
0
0
0
0
0
0
0
0
0
0
0
0
0
0
0
0
0
0
0
0
0
0
0
0
0
0
0
0
0
0
0
0
0
0
0
0
0
0
0
0
0
0
0
0
0
0
0
0
0
0
0
0
0
0
0
0
0
0
0
0
0
0
0
0
0
0
0
0
0
0
0
0
0
0
0
0
0
0
0
0
0
0
0
0
0
0
0
0
0
0
0
0
0
0
0
0
0
0
0
0
0
0
0
0
0
0
0
0
0
0
0
0
0
0
0
0
0
0
0
0
0
0
0
0
0
0
0
0
0
0
0
0
0
0
0
0
0
0
0
0
0
0
0
0
0
0
0
0
0
0
0
0
0
0
0
0
0
0
0
0
0
0
0
0
0
0
0
0
0
0
0
0
0
0
0
0
0
0
0
0
0
0
0
0
0
0
0
0
0
0
0
0
0
0
0
0
0
0
0
0
0
0
0
0
0
0
0
0
0
0
0
0
0
0
0
0
0
0
0
0
0
0
0
0
0
0
0
0
0
0
0
0
0
0
0
0
0
0
0
0
0
0
0
0
0
0
0
0
0
0
0
0
0
0
0
0
0
0
0
0
0
0
0
0
0
0
0
0
0
0
0
0
0
0
0
0
0
0
0
0
0
0
0
0
0
0
0
0
0
0
0
0
0
0
0
0
0
0
0
0
0
0
0
0
0
0
0
0
0
0
0
0
0
0
0
0
0
0
0
0
0
0
0
0
0
0
0
0
0
0
0
0
0
0
0
0
0
0
0
0
0
0
0
0
0
0
0
0
0
0
0
0
0
0
0
0
0
0
0
0
0
0
0
0
0
0
0
0
0
0
0
0
0
0
0
0
0
0
0
0
0
0
0
0
0
0
0
0
0
0
0
0
0
0
0
0
0
0
0
0
0
0
0
0
0
0
0
0
0
0
0
0
0
0
0
0
0
0
0
0
0
0
0
0
0
0
0
0
0
0
0
0
0
0
0
0
0
0
0
0
0
0
0
0
0
0
0
0
0
0
0
0
0
0
0
0
0
0
0
0
0
0
0
0
0
0
0
0
0
0
0
0
0
0
0
0
0
0
0
0
0
0
0
0
0
0
0
0
0
0
0
0
0
0
0
0
0
0
0
0
0
0
0
0
0
0
0
0
0
0
0
0
0
0
0
0
0
0
0
0
0
0
0
0
0
0
0
0
0
0
0
0
0
0
0
0
0
0
0
0
0
0
0
0
0
0
0
0
0
0
0
0
0
0
0
0
0
0
0
0
0
0
0
0
0
0
0
0
0
0
0
0
0
0
0
0
0
0
0
0
0
0
0
0
0
0
0
0
0
0
0
0
0
0
0
0
0
0
0
0
0
0
0
0
0
0
0
0
0
0
0
0
0
0
0
0
0
0
0
0
0
0
0
0
0
0
0
0
0
0
0
0
0
0
0
0
0
0
0
0
0
0
0
0
0
0
0
0
0
0
0
0
0
0
0
0
0
0
0
0
0
0
0
0
0
0
0
0
0
0
0
0
0
0
0
0
0
0
0
0
0
0
0
0
0
0
0
0
0
0
0
0
0
0
0
0
0
0
0
0
0
0
0
0
0
0
0
0
0
0
0
0
0
0
0
0
0
0
0
0
0
0
0
0
0
0
0
0
0
0
0
0
0
0
0
0
0
0
0
0
0
0
0
0
0
0
0
0
0
0
0
0
0
0
0
0
0
0
0
0
0
0
0
0
0
0
0
0
0
0
0
0
0
0
0
0
0
0
0
0
0
0
0
0
0
0
0
0
0
0
0
0
0
0
0
0
0
0
0
0
0
0
0
0
0
0
0
0
0
0
0
0
0
0
0
0
0
0
0
0
0
0
0
0
0
0
0
0
0
0
0
0
0
0
0
0
0
0
0
0
0
0
0
0
0
0
0
0
0
0
0
0
0
0
0
0
0
0
0
0
0
0
0
0
0
0
0
0
0
0
0
0
0
0
0
0
0
0
0
0
0
0
0
0
0
0
0
0
0
0
0
0
0
0
0
0
0
0
0
0
0
0
0
0
0
0
0
0
0
0
0
0
0
0
0
0
0
0
0
0
0
0
0
0
0
0
0
0
0
0
0
0
0
0
0
0
0
0
0
0
0
0
0
0
0
0
0
0
0
0
0
0
0
0
0
0
0
0
0
0
0
0
0
0
0
0
0
0
0
0
0
0
0
0
0
0
0
0
0
0
0
0
0
0
0
0
0
0
0
0
0
0
0
0
0
0
0
0
0
0
0
0
0
0
0
0
0
0
0
0
0
0
0
0
0
0
0
0
0
0
0
0
0
0
0
0
0
0
0
0
0
0
0
0
0
0
0
0
0
0
0
0
0
0
0
0
0
0
0
0
0
0
0
0
0
0
0
0
0
0
0
0
0
0
0
0
0
0
0
0
0
0
0
0
0
0
0
0
0
0
0
0
0
0
0
0
0
0
0
0
0
0
0
0
0
0
0
0
0
0
0
0
0
0
0
0
0
0
0
0
0
0
0
0
0
0
0
0
0
0
0
0
0
0
0
0
0
0
0
0
0
0
0
0
0
0
0
0
0
0
0
0
0
0
0
0
0
0
0
0
0
0
0
0
0
0
0
0
0
0
0
0
0
0
0
0
0
0
0
0
0
0
0
0
0
0
0
0
0
0
0
0
0
0
0
0
0
0
0
0
0
0
0
0
0
0
0
0
0
0
0
0
0
0
0
0
0
0
0
0
0
0
0
0
0
0
0
0
0
0
0
0
0
0
0
0
0
0
0
0
0
0
0
0
0
0
0
0
0
0
0
0
0
0
0
0
0
0
0
0
0
0
0
0
0
0
0
0
0
0
0
0
0
0
0
0
0
0
0
0
0
0
0
0
0
0
0
0
0
0
0
0
0
0
0
0
0
0
0
0
0
0
0
0
0
0
0
0
0
0
0
0
0
0
0
0
0
0
0
0
0
0
0
0
0
0
0
0
0
0
0
0
0
0
0
0
0
0
0
0
0
0
0
0
0
0
0
0
0
0
0
0
0
0
0
0
0
0
0
0
0
0
0
0
0
0
0
0
0
0
0
0
0
0
0
0
0
0
0
0
0
0
0
0
0
0
0
0
0
0
0
0
0
0
0
0
0
0
0
0
0
0
0
0
0
0
0
0
0
0
0
0
0
0
0
0
0
0
0
0
0
0
0
0
0
0
0
0
0
0
0
0
0
0
0
0
0
0
0
0
0
0
0
0
0
0
0
0
0
0
0
0
0
0
0
0
0
0
0
0
0
0
0
0
0
0
0
0
0
0
0
0
0
0
0
0
0
0
0
0
0
0
0
0
0
0
0
0
0
0
0
0
0
0
0
0
0
0
0
0
0
0
0
0
0
0
0
0
0
0
0
0
0
0
0
0
0
0
0
0
0
0
0
0
0
0
0
0
0
0
0
0
0
0
0
0
0
0
0
0
0
0
0
0
0
0
0
0
0
0
0
0
0
0
0
0
0
0
0
0
0
0
0
0
0
0
0
0
0
0
0
0
0
0
0
0
0
0
0
0
0
0
0
0
0
0
0
0
0
0
0
0
0
0
0
0
0
0
0
0
0
0
0
0
0
0
0
0
0
0
0
0
0
0
0
0
0
0
0
0
0
0
0
0
0
0
0
0
0
0
0
0
0
0
0
0
0
0
0
0
0
0
0
0
0
0
0
0
0
0
0
0
0
0
0
0
0
0
0
0
0
0
0
0
0
0
0
0
0
0
0
0
0
0
0
0
0
0
0
0
0
0
0
0
0
0
0
0
0
0
0
0
0
0
0
0
0
0
0
0
0
0
0
0
0
0
0
0
0
0
0
0
0
0
0
0
0
0
0
0
0
0
0
0
0
0
0
0
0
0
0
0
0
0
0
0
0
0
0
0
0
0
0
0
0
0
0
0
0
0
0
0
0
0
0
0
0
0
0
0
0
0
0
0
0
0
0
0
0
0
0
0
0
0
0
0
0
0
0
0
0
0
0
0
0
0
0
0
0
0
0
0
0
0
0
0
0
0
0
0
0
0
0
0
0
0
0
0
0
0
0
0
0
0
0
0
0
0
0
0
0
0
0
0
0
0
0
0
0
0
0
0
0
0
0
0
0
0
0
0
0
0
0
0
0
0
0
0
0
0
0
0
0
0
0
0
0
0
0
0
0
0
0
0
0
0
0
0
0
0
0
0
0
0
0
0
0
0
0
0
0
0
0
0
0
0
0
0
0
0
0
0
0
0
0
0
0
0
0
0
0
0
0
0
0
0
0
0
0
0
0
0
0
0
0
0
0
0
0
0
0
0
0
0
0
0
0
0
0
0
0
0
0
0
0
0
0
0
0
0
0
0
0
0
0
0
0
0
0
0
0
0
0
0
0
0
0
0
0
0
0
0
0
0
0
0
0
0
0
0
0
0
0
0
0
0
0
0
0
0
0
0
0
0
0
0
0
0
0
0
0
0
0
0
0
0
0
0
0
0
0
0
0
0
0
0
0
0
0
0
0
0
0
0
0
0
0
0
0
0
0
0
0
0
0
0
0
0
0
0
0
0
0
0
0
0
0
0
0
0
0
0
0
0
0
0
0
0
0
0
0
0
0
0
0
0
0
0
0
0
0
0
0
0
0
0
0
0
0
0
0
0
0
0
0
0
0
0
0
0
0
0
0
0
0
0
0
0
0
0
0
0
0
0
0
0
0
0
0
0
0
0
0
0
0
0
0
0
0
0
0
0
0
0
0
0
0
0
0
0
0
0
0
0
0
0
0
0
0
0
0
0
0
0
0
0
0
0
0
0
0
0
0
0
0
0
0
0
0
0
0
0
0
0
0
0
0
0
0
0
0
0
0
0
0
0
0
0
0
0
0
0
0
0
0
0
0
0
0
0
0
0
0
0
0
0
0
0
0
0
0
0
0
0
0
0
0
0
0
0
0
0
0
0
0
0
0
0
0
0
0
0
0
0
0
0
0
0
0
0
0
0
0
0
0
0
0
0
0
0
0
0
0
0
0
0
0
0
0
0
0
0
0
0
0
0
0
0
0
0
0
0
0
0
0
0
0
0
0
0
0
0
0
0
0
0
0
0
0
0
0
0
0
0
0
0
0
0
0
0
0
0
0
0
0
0
0
0
0
0
0
0
0
0
0
0
0
0
0
0
0
0
0
0
0
0
0
0
0
0
0
0
0
0
0
0
0
0
0
0
0
0
0
0
0
0
0
0
0
0
0
0
0
0
0
0
0
0
0
0
0
0
0
0
0
0
0
0
0
0
0
0
0
0
0
0
0
0
0
0
0
0
0
0
0
0
0
0
0
0
0
0
0
0
0
0
0
0
0
0
0
0
0
0
0
0
0
0
0
0
0
0
0
0
0
0
0
0
0
0
0
0
0
0
0
0
0
0
0
0
0
0
0
0
0
0
0
0
0
0
0
0
0
0
0
0
0
0
0
0
0
0
0
0
0
0
0
0
0
0
0
0
0
0
0
0
0
0
0
0
0
0
0
0
0
0
0
0
0
0
0
0
0
0
0
0
0
0
0
0
0
0
0
0
0
0
0
0
0
0
0
0
0
0
0
0
0
0
0
0
0
0
0
0
0
0
0
0
0
0
0
0
0
0
0
0
0
0
0
0
0
0
0
0
0
0
0
0
0
0
0
0
0
0
0
0
0
0
0
0
0
0
0
0
0
0
0
0
0
0
0
0
0
0
0
0
0
0
0
0
0
0
0
0
0
0
0
0
0
0
0
0
0
0
0
0
0
0
0
0
0
0
0
0
0
0
0
0
0
0
0
0
0
0
0
0
0
0
0
0
0
0
0
0
0
0
0
0
0
0
0
0
0
0
0
0
0
0
0
0
0
0
0
0
0
0
0
0
0
0
0
0
0
0
0
0
0
0
0
0
0
0
0
0
0
0
0
0
0
0
0
0
0
0
0
0
0
0
0
0
0
0
0
0
0
0
0
0
0
0
0
0
0
0
0
0
0
0
0
0
0
0
0
0
0
0
0
0
0
0
0
0
0
0
0
0
0
0
0
0
0
0
0
0
0
0
0
0
0
0
0
0
0
0
0
0
0
0
0
0
0
0
0
0
0
0
0
0
0
0
0
0
0
0
0
0
0
0
0
0
0
0
0
0
0
0
0
0
0
0
0
0
0
0
0
0
0
0
0
0
0
0
0
0
0
0
0
0
0
0
0
0
0
0
0
0
0
0
0
0
0
0
0
0
0
0
0
0
0
0
0
0
0
0
0
0
0
0
0
0
0
0
0
0
0
0
0
0
0
0
0
0
0
0
0
0
0
0
0
0
0
0
0
0
0
0
0
0
0
0
0
0
0
0
0
0
0
0
0
0
0
0
0
0
0
0
0
0
0
0
0
0
0
0
0
0
0
0
0
0
0
0
0
0
0
0
0
0
0
0
0
0
0
0
0
0
0
0
0
0
0
0
0
0
0
0
0
0
0
0
0
0
0
0
0
0
0
0
0
0
0
0
0
0
0
0
0
0
0
0
0
0
0
0
0
0
0
0
0
0
0
0
0
0
0
0
0
0
0
0
0
0
0
0
0
0
0
0
0
0
0
0
0
0
0
0
0
0
0
0
0
0
0
0
0
0
0
0
0
0
0
0
0
0
0
0
0
0
0
0
0
0
0
0
0
0
0
0
0
0
0
0
0
0
0
0
0
0
0
0
0
0
0
0
0
0
0
0
0
0
0
0
0
0
0
0
0
0
0
0
0
0
0
0
0
0
0
0
0
0
0
0
0
0
0
0
0
0
0
0
0
0
0
0
0
0
0
0
0
0
0
0
0
0
0
0
0
0
0
0
0
0
0
0
0
0
0
0
0
0
0
0
0
0
0
0
0
0
0
0
0
0
0
0
0
0
0
0
0
0
0
0
0
0
0
0
0
0
0
0
0
0
0
0
0
0
0
0
0
0
0
0
0
0
0
0
0
0
0
0
0
0
0
0
0
0
0
0
0
0
0
0
0
0
0
0
0
0
0
0
0
0
0
0
0
0
0
0
0
0
0
0
0
0
0
0
0
0
0
0
0
0
0
0
0
0
0
0
0
0
0
0
0
0
0
0
0
0
0
0
0
0
0
0
0
0
0
0
0
0
0
0
0
0
0
0
0
0
0
0
0
0
0
0
0
0
0
0
0
0
0
0
0
0
0
0
0
0
0
0
0
0
0
0
0
0
0
0
0
0
0
0
0
0
0
0
0
0
0
0
0
0
0
0
0
0
0
0
0
0
0
0
0
0
0
0
0
0
0
0
0
0
0
0
0
0
0
0
0
0
0
0
0
0
0
0
0
0
0
0
0
0
0
0
0
0
0
0
0
0
0
0
0
0
0
0
0
0
0
0
0
0
0
0
0
0
0
0
0
0
0
0
0
0
0
0
0
0
0
0
0
0
0
0
0
0
0
0
0
0
0
0
0
0
0
0
0
0
0
0
0
0
0
0
0
0
0
0
0
0
0
0
0
0
0
0
0
0
0
0
0
0
0
0
0
0
0
0
0
0
0
0
0
0
0
0
0
0
0
0
0
0
0
0
0
0
0
0
0
0
0
0
0
0
0
0
0
0
0
0
0
0
0
0
0
0
0
0
0
0
0
0
0
0
0
0
0
0
0
0
0
0
0
0
0
0
0
0
0
0
0
0
0
0
0
0
0
0
0
0
0
0
0
0
0
0
0
0
0
0
0
0
0
0
0
0
0
0
0
0
0
0
0
0
0
0
0
0
0
0
0
0
0
0
0
0
0
0
0
0
0
0
0
0
0
0
0
0
0
0
0
0
0
0
0
0
0
0
0
0
0
0
0
0
0
0
0
0
0
0
0
0
0
0
0
0
0
0
0
0
0
0
0
0
0
0
0
0
0
0
0
0
0
0
0
0
0
0
0
0
0
0
0
0
0
0
0
0
0
0
0
0
0
0
0
0
0
0
0
0
0
0
0
0
0
0
0
0
0
0
0
0
0
0
0
0
0
0
0
0
0
0
0
0
0
0
0
0
0
0
0
0
0
0
0
0
0
0
0
0
0
0
0
0
0
0
0
0
0
0
0
0
0
0
0
0
0
0
0
0
0
0
0
0
0
0
0
0
0
0
0
0
0
0
0
0
0
0
0
0
0
0
0
0
0
0
0
0
0
0
0
0
0
0
0
0
0
0
0
0
0
0
0
0
0
0
0
0
0
0
0
0
0
0
0
0
0
0
0
0
0
0
0
0
0
0
0
0
0
0
0
0
0
0
0
0
0
0
0
0
0
0
0
0
0
0
0
0
0
0
0
0
0
0
0
0
0
0
0
0
0
0
0
0
0
0
0
0
0
0
0
0
0
0
0
0
0
0
0
0
0
0
0
0
0
0
0
0
0
0
0
0
0
0
0
0
0
0
0
0
0
0
0
0
0
0
0
0
0
0
0
0
0
0
0
0
0
0
0
0
0
0
0
0
0
0
0
0
0
0
0
0
0
0
0
0
0
0
0
0
0
0
0
0
0
0
0
0
0
0
0
0
0
0
0
0
0
0
0
0
0
0
0
0
0
0
0
0
0
0
0
0
0
0
0
0
0
0
0
0
0
0
0
0
0
0
0
0
0
0
0
0
0
0
0
0
0
0
0
0
0
0
0
0
0
0
0
0
0
0
0
0
0
0
0
0
0
0
0
0
0
0
0
0
0
0
0
0
0
0
0
0
0
0
0
0
0
0
0
0
0
0
0
0
0
0
0
0
0
0
0
0
0
0
0
0
0
0
0
0
0
0
0
0
0
0
0
0
0
0
0
0
0
0
0
0
0
0
0
0
0
0
0
0
0
0
0
0
0
0
0
0
0
0
0
0
0
0
0
0
0
0
0
0
0
0
0
0
0
0
0
0
0
0
0
0
0
0
0
0
0
0
0
0
0
0
0
0
0
0
0
0
0
0
0
0
0
0
0
0
0
0
0
0
0
0
0
0
0
0
0
0
0
0
0
0
0
0
0
0
0
0
0
0
0
0
0
0
0
0
0
0
0
0
0
0
0
0
0
0
0
0
0
0
0
0
0
0
0
0
0
0
0
0
0
0
0
0
0
0
0
0
0
0
0
0
0
0
0
0
0
0
0
0
0
0
0
0
0
0
0
0
0
0
0
0
0
0
0
0
0
0
0
0
0
0
0
0
0
0
0
0
0
0
0
0
0
0
0
0
0
0
0
0
0
0
0
0
0
0
0
0
0
0
0
0
0
0
0
0
0
0
0
0
0
0
0
0
0
0
0
0
0
0
0
0
0
0
0
0
0
0
0
0
0
0
0
0
0
0
0
0
0
0
0
0
0
0
0
0
0
0
0
0
0
0
0
0
0
0
0
0
0
0
0
0
0
0
0
0
0
0
0
0
0
0
0
0
0
0
0
0
0
0
0
0
0
0
0
0
0
0
0
0
0
0
0
0
0
0
0
0
0
0
0
0
0
0
0
0
0
0
0
0
0
0
0
0
0
0
0
0
0
0
0
0
0
0
0
0
0
0
0
0
0
0
0
0
0
0
0
0
0
0
0
0
0
0
0
0
0
0
0
0
0
0
0
0
0
0
0
0
0
0
0
0
0
0
0
0
0
0
0
0
0
0
0
0
0
0
0
0
0
0
0
0
0
0
0
0
0
0
0
0
0
0
0
0
0
0
0
0
0
0
0
0
0
0
0
0
0
0
0
0
0
0
0
0
0
0
0
0
0
0
0
0
0
0
0
0
0
0
0
0
0
0
0
0
0
0
0
0
0
0
0
0
0
0
0
0
0
0
0
0
0
0
0
0
0
0
0
0
0
0
0
0
0
0
0
0
0
0
0
0
0
0
0
0
0
0
0
0
0
0
0
0
0
0
0
0
0
0
0
0
0
0
0
0
0
0
0
0
0
0
0
0
0
0
0
0
0
0
0
0
0
0
0
0
0
0
0
0
0
0
0
0
0
0
0
0
0
0
0
0
0
0
0
0
0
0
0
0
0
0
0
0
0
0
0
0
0
0
0
0
0
0
0
0
0
0
0
0
0
0
0
0
0
0
0
0
0
0
0
0
0
0
0
0
0
0
0
0
0
0
0
0
0
0
0
0
0
0
0
0
0
0
0
0
0
0
0
0
0
0
0
0
0
0
0
0
0
0
0
0
0
0
0
0
0
0
0
0
0
0
0
0
0
0
0
0
0
0
0
0
0
0
0
0
0
0
0
0
0
0
0
0
0
0
0
0
0
0
0
0
0
0
0
0
0
0
0
0
0
0
0
0
0
0
0
0
0
0
0
0
0
0
0
0
0
0
0
0
0
0
0
0
0
0
0
0
0
0
0
0
0
0
0
0
0
0
0
0
0
0
0
0
0
0
0
0
0
0
0
0
0
0
0
0
0
0
0
0
0
0
0
0
0
0
0
0
0
0
0
0
0
0
0
0
0
0
0
0
0
0
0
0
0
0
0
0
0
0
0
0
0
0
0
0
0
0
0
0
0
0
0
0
0
0
0
0
0
0
0
0
0
0
0
0
0
0
0
0
0
0
0
0
0
0
0
0
0
0
0
0
0
0
0
0
0
0
0
0
0
0
0
0
0
0
0
0
0
0
0
0
0
0
0
0
0
0
0
0
0
0
0
0
0
0
0
0
0
0
0
0
0
0
0
0
0
0
0
0
0
0
0
0
0
0
0
0
0
0
0
0
0
0
0
0
0
0
0
0
0
0
0
0
0
0
0
0
0
0
0
0
0
0
0
0
0
0
0
0
0
0
0
0
0
0
0
0
0
0
0
0
0
0
0
0
0
0
0
0
0
0
0
0
0
0
0
0
0
0
0
0
0
0
0
0
0
0
0
0
0
0
0
0
0
0
0
0
0
0
0
0
0
0
0
0
0
0
0
0
0
0
0
0
0
0
0
0
0
0
0
0
0
0
0
0
0
0
0
0
0
0
0
0
0
0
0
0
0
0
0
0
0
0
0
0
0
0
0
0
0
0
0
0
0
0
0
0
0
0
0
0
0
0
0
0
0
0
0
0
0
0
0
0
0
0
0
0
0
0
0
0
0
0
0
0
0
0
0
0
0
0
0
0
0
0
0
0
0
0
0
0
0
0
0
0
0
0
0
0
0
0
0
0
0
0
0
0
0
0
0
0
0
0
0
0
0
0
0
0
0
0
0
0
0
0
0
0
0
0
0
0
0
0
0
0
0
0
0
0
0
0
0
0
0
0
0
0
0
0
0
0
0
0
0
0
0
0
0
0
0
0
0
0
0
0
0
0
0
0
0
0
0
0
0
0
0
0
0
0
0
0
0
0
0
0
0
0
0
0
0
0
0
0
0
0
0
0
0
0
0
0
0
0
0
0
0
0
0
0
0
0
0
0
0
0
0
0
0
0
0
0
0
0
0
0
0
0
0
0
0
0
0
0
0
0
0
0
0
0
0
0
0
0
0
0
0
0
0
0
0
0
0
0
0
0
0
0
0
0
0
0
0
0
0
0
0
0
0
0
0
0
0
0
0
0
0
0
0
0
0
0
0
0
0
0
0
0
0
0
0
0
0
0
0
0
0
0
0
0
0
0
0
0
0
0
0
0
0
0
0
0
0
0
0
0
0
0
0
0
0
0
0
0
0
0
0
0
0
0
0
0
0
0
0
0
0
0
0
0
0
0
0
0
0
0
0
0
0
0
0
0
0
0
0
0
0
0
0
0
0
0
0
0
0
0
0
0
0
0
0
0
0
0
0
0
0
0
0
0
0
0
0
0
0
0
0
0
0
0
0
0
0
0
0
0
0
0
0
0
0
0
0
0
0
0
0
0
0
0
0
0
0
0
0
0
0
0
0
0
0
0
0
0
0
0
0
0
0
0
0
0
0
0
0
0
0
0
0
0
0
0
0
0
0
0
0
0
0
0
0
0
0
0
0
0
0
0
0
0
0
0
0
0
0
0
0
0
0
0
0
0
0
0
0
0
0
0
0
0
0
0
0
0
0
0
0
0
0
0
0
0
0
0
0
0
0
0
0
0
0
0
0
0
0
0
0
0
0
0
0
0
0
0
0
0
0
0
0
0
0
0
0
0
0
0
0
0
0
0
0
0
0
0
0
0
0
0
0
0
0
0
0
0
0
0
0
0
0
0
0
0
0
0
0
0
0
0
0
0
0
0
0
0
0
0
0
0
0
0
0
0
0
0
0
0
0
0
0
0
0
0
0
0
0
0
0
0
0
0
0
0
0
0
0
0
0
0
0
0
0
0
0
0
0
0
0
0
0
0
0
0
0
0
0
0
0
0
0
0
0
0
0
0
0
0
0
0
0
0
0
0
0
0
0
0
0
0
0
0
0
0
0
0
0
0
0
0
0
0
0
0
0
0
0
0
0
0
0
0
0
0
0
0
0
0
0
0
0
0
0
0
0
0
0
0
0
0
0
0
0
0
0
0
0
0
0
0
0
0
0
0
0
0
0
0
0
0
0
0
0
0
0
0
0
0
0
0
0
0
0
0
0
0
0
0
0
0
0
0
0
0
0
0
0
0
0
0
0
0
0
0
0
0
0
0
0
0
0
0
0
0
0
0
0
0
0
0
0
0
0
0
0
0
0
0
0
0
0
0
0
0
0
0
0
0
0
0
0
0
0
0
0
0
0
0
0
0
0
0
0
0
0
0
0
0
0
0
0
0
0
0
0
0
0
0
0
0
0
0
0
0
0
0
0
0
0
0
0
0
0
0
0
0
0
0
0
0
0
0
0
0
0
0
0
0
0
0
0
0
0
0
0
0
0
0
0
0
0
0
0
0
0
0
0
0
0
0
0
0
0
0
0
0
0
0
0
0
0
0
0
0
0
0
0
0
0
0
0
0
0
0
0
0
0
0
0
0
0
0
0
0
0
0
0
0
0
0
0
0
0
0
0
0
0
0
0
0
0
0
0
0
0
0
0
0
0
0
0
0
0
0
0
0
0
0
0
0
0
0
0
0
0
0
0
0
0
0
0
0
0
0
0
0
0
0
0
0
0
0
0
0
0
0
0
0
0
0
0
0
0
0
0
0
0
0
0
0
0
0
0
0
0
0
0
0
0
0
0
0
0
0
0
0
0
0
0
0
0
0
0
0
0
0
0
0
0
0
0
0
0
0
0
0
0
0
0
0
0
0
0
0
0
0
0
0
0
0
0
0
0
0
0
0
0
0
0
0
0
0
0
0
0
0
0
0
0
0
0
0
0
0
0
0
0
0
0
0
0
0
0
0
0
0
0
0
0
0
0
0
0
0
0
0
0
0
0
0
0
0
0
0
0
0
0
0
0
0
0
0
0
0
0
0
0
0
0
0
0
0
0
0
0
0
0
0
0
0
0
0
0
0
0
0
0
0
0
0
0
0
0
0
0
0
0
0
0
0
0
0
0
0
0
0
0
0
0
0
0
0
0
0
0
0
0
0
0
0
0
0
0
0
0
0
0
0
0
0
0
0
0
0
0
0
0
0
0
0
0
0
0
0
0
0
0
0
0
0
0
0
0
0
0
0
0
0
0
0
0
0
0
0
0
0
0
0
0
0
0
0
0
0
0
0
0
0
0
0
0
0
0
0
0
0
0
0
0
0
0
0
0
0
0
0
0
0
0
0
0
0
0
0
0
0
0
0
0
0
0
0
0
0
0
0
0
0
0
0
0
0
0
0
0
0
0
0
0
0
0
0
0
0
0
0
0
0
0
0
0
0
0
0
0
0
0
0
0
0
0
0
0
0
0
0
0
0
0
0
0
0
0
0
0
0
0
0
0
0
0
0
0
0
0
0
0
0
0
0
0
0
0
0
0
0
0
0
0
0
0
0
0
0
0
0
0
0
0
0
0
0
0
0
0
0
0
0
0
0
0
0
0
0
0
0
0
0
0
0
0
0
0
0
0
0
0
0
0
0
0
0
0
0
0
0
0
0
0
0
0
0
0
0
0
0
0
0
0
0
0
0
0
0
0
0
0
0
0
0
0
0
0
0
0
0
0
0
0
0
0
0
0
0
0
0
0
0
0
0
0
0
0
0
0
0
0
0
0
0
0
0
0
0
0
0
0
0
0
0
0
0
0
0
0
0
0
0
0
0
0
0
0
0
0
0
0
0
0
0
0
0
0
0
0
0
0
0
0
0
0
0
0
0
0
0
0
0
0
0
0
0
0
0
0
0
0
0
0
0
0
0
0
0
0
0
0
0
0
0
0
0
0
0
0
0
0
0
0
0
0
0
0
0
0
0
0
0
0
0
0
0
0
0
0
0
0
0
0
0
0
0
0
0
0
0
0
0
0
0
0
0
0
0
0
0
0
0
0
0
0
0
0
0
0
0
0
0
0
0
0
0
0
0
0
0
0
0
0
0
0
0
0
0
0
0
0
0
0
0
0
0
0
0
0
0
0
0
0
0
0
0
0
0
0
0
0
0
0
0
0
0
0
0
0
0
0
0
0
0
0
0
0
0
0
0
0
0
0
0
0
0
0
0
0
0
0
0
0
0
0
0
0
0
0
0
0
0
0
0
0
0
0
0
0
0
0
0
0
0
0
0
0
0
0
0
0
0
0
0
0
0
0
0
0
0
0
0
0
0
0
0
0
0
0
0
0
0
0
0
0
0
0
0
0
0
0
0
0
0
0
0
0
0
0
0
0
0
0
0
0
0
0
0
0
0
0
0
0
0
0
0
0
0
0
0
0
0
0
0
0
0
0
0
0
0
0
0
0
0
0
0
0
0
0
0
0
0
0
0
0
0
0
0
0
0
0
0
0
0
0
0
0
0
0
0
0
0
0
0
0
0
0
0
0
0
0
0
0
0
0
0
0
0
0
0
0
0
0
0
0
0
0
0
0
0
0
0
0
0
0
0
0
0
0
0
0
0
0
0
0
0
0
0
0
0
0
0
0
0
0
0
0
0
0
0
0
0
0
0
0
0
0
0
0
0
0
0
0
0
0
0
0
0
0
0
0
0
0
0
0
0
0
0
0
0
0
0
0
0
0
0
0
0
0
0
0
0
0
0
0
0
0
0
0
0
0
0
0
0
0
0
0
0
0
0
0
0
0
0
0
0
0
0
0
0
0
0
0
0
0
0
0
0
0
0
0
0
0
0
0
0
0
0
0
0
0
0
0
0
0
0
0
0
0
0
0
0
0
0
0
0
0
0
0
0
0
0
0
0
0
0
0
0
0
0
0
0
0
0
0
0
0
0
0
0
0
0
0
0
0
0
0
0
0
0
0
0
0
0
0
0
0
0
0
0
0
0
0
0
0
0
0
0
0
0
0
0
0
0
0
0
0
0
0
0
0
0
0
0
0
0
0
0
0
0
0
0
0
0
0
0
0
0
0
0
0
0
0
0
0
0
0
0
0
0
0
0
0
0
0
0
0
0
0
0
0
0
0
0
0
0
0
0
0
0
0
0
0
0
0
0
0
0
0
0
0
0
0
0
0
0
0
0
0
0
0
0
0
0
0
0
0
0
0
0
0
0
0
0
0
0
0
0
0
0
0
0
0
0
0
0
0
0
0
0
0
0
0
0
0
0
0
0
0
0
0
0
0
0
0
0
0
0
0
0
0
0
0
0
0
0
0
0
0
0
0
0
0
0
0
0
0
0
0
0
0
0
0
0
0
0
0
0
0
0
0
0
0
0
0
0
0
0
0
0
0
0
0
0
0
0
0
0
0
0
0
0
0
0
0
0
0
0
0
0
0
0
0
0
0
0
0
0
0
0
0
0
0
0
0
0
0
0
0
0
0
0
0
0
0
0
0
0
0
0
0
0
0
0
0
0
0
0
0
0
0
0
0
0
0
0
0
0
0
0
0
0
0
0
0
0
0
0
0
0
0
0
0
0
0
0
0
0
0
0
0
0
0
0
0
0
0
0
0
0
0
0
0
0
0
0
0
0
0
0
0
0
0
0
0
0
0
0
0
0
0
0
0
0
0
0
0
0
0
0
0
0
0
0
0
0
0
0
0
0
0
0
0
0
0
0
0
0
0
0
0
0
0
0
0
0
0
0
0
0
0
0
0
0
0
0
0
0
0
0
0
0
0
0
0
0
0
0
0
0
0
0
0
0
0
0
0
0
0
0
0
0
0
0
0
0
0
0
0
0
0
0
0
0
0
0
0
0
0
0
0
0
0
0
0
0
0
0
0
0
0
0
0
0
0
0
0
0
0
0
0
0
0
0
0
0
0
0
0
0
0
0
0
0
0
0
0
0
0
0
0
0
0
0
0
0
0
0
0
0
0
0
0
0
0
0
0
0
0
0
0
0
0
0
0
0
0
0
0
0
0
0
0
0
0
0
0
0
0
0
0
0
0
0
0
0
0
0
0
0
0
0
0
0
0
0
0
0
0
0
0
0
0
0
0
0
0
0
0
0
0
0
0
0
0
0
0
0
0
0
0
0
0
0
0
0
0
0
0
0
0
0
0
0
0
0
0
0
0
0
0
0
0
0
0
0
0
0
0
0
0
0
0
0
0
0
0
0
0
0
0
0
0
0
0
0
0
0
0
0
0
0
0
0
0
0
0
0
0
0
0
0
0
0
0
0
0
0
0
0
0
0
0
0
0
0
0
0
0
0
0
0
0
0
0
0
0
0
0
0
0
0
0
0
0
0
0
0
0
0
0
0
0
0
0
0
0
0
0
0
0
0
0
0
0
0
0
0
0
0
0
0
0
0
0
0
0
0
0
0
0
0
0
0
0
0
0
0
0
0
0
0
0
0
0
0
0
0
0
0
0
0
0
0
0
0
0
0
0
0
0
0
0
0
0
0
0
0
0
0
0
0
0
0
0
0
0
0
0
0
0
0
0
0
0
0
0
0
0
0
0
0
0
0
0
0
0
0
0
0
0
0
0
0
0
0
0
0
0
0
0
0
0
0
0
0
0
0
0
0
0
0
0
0
0
0
0
0
0
0
0
0
0
0
0
0
0
0
0
0
0
0
0
0
0
0
0
0
0
0
0
0
0
0
0
0
0
0
0
0
0
0
0
0
0
0
0
0
0
0
0
0
0
0
0
0
0
0
0
0
0
0
0
0
0
0
0
0
0
0
0
0
0
0
0
0
0
0
0
0
0
0
0
0
0
0
0
0
0
0
0
0
0
0
0
0
0
0
0
0
0
0
0
0
0
0
0
0
0
0
0
0
0
0
0
0
0
0
0
0
0
0
0
0
0
0
0
0
0
0
0
0
0
0
0
0
0
0
0
0
0
0
0
0
0
0
0
0
0
0
0
0
0
0
0
0
0
0
0
0
0
0
0
0
0
0
0
0
0
0
0
0
0
0
0
0
0
0
0
0
0
0
0
0
0
0
0
0
0
0
0
0
0
0
0
0
0
0
0
0
0
0
0
0
0
0
0
0
0
0
0
0
0
0
0
0
0
0
0
0
0
0
0
0
0
0
0
0
0
0
0
0
0
0
0
0
0
0
0
0
0
0
0
0
0
0
0
0
0
0
0
0
0
0
0
0
0
0
0
0
0
0
0
0
0
0
0
0
0
0
0
0
0
0
0
0
0
0
0
0
0
0
0
0
0
0
0
0
0
0
0
0
0
0
0
0
0
0
0
0
0
0
0
0
0
0
0
0
0
0
0
0
0
0
0
0
0
0
0
0
0
0
0
0
0
0
0
0
0
0
0
0
0
0
0
0
0
0
0
0
0
0
0
0
0
0
0
0
0
0
0
0
0
0
0
0
0
0
0
0
0
0
0
0
0
0
0
0
0
0
0
0
0
0
0
0
0
0
0
0
0
0
0
0
0
0
0
0
0
0
0
0
0
0
0
0
0
0
0
0
0
0
0
0
0
0
0
0
0
0
0
0
0
0
0
0
0
0
0
0
0
0
0
0
0
0
0
0
0
0
0
0
0
0
0
0
0
0
0
0
0
0
0
0
0
0
0
0
0
0
0
0
0
0
0
0
0
0
0
0
0
0
0
0
0
0
0
0
0
0
0
0
0
0
0
0
0
0
0
0
0
0
0
0
0
0
0
0
0
0
0
0
0
0
0
0
0
0
0
0
0
0
0
0
0
0
0
0
0
0
0
0
0
0
0
0
0
0
0
0
0
0
0
0
0
0
0
0
0
0
0
0
0
0
0
0
0
0
0
0
0
0
0
0
0
0
0
0
0
0
0
0
0
0
0
0
0
0
0
0
0
0
0
0
0
0
0
0
0
0
0
0
0
0
0
0
0
0
0
0
0
0
0
0
0
0
0
0
0
0
0
0
0
0
0
0
0
0
0
0
0
0
0
0
0
0
0
0
0
0
0
0
0
0
0
0
0
0
0
0
0
0
0
0
0
0
0
0
0
0
0
0
0
0
0
0
0
0
0
0
0
0
0
0
0
0
0
0
0
0
0
0
0
0
0
0
0
0
0
0
0
0
0
0
0
0
0
0
0
0
0
0
0
0
0
0
0
0
0
0
0
0
0
0
0
0
0
0
0
0
0
0
0
0
0
0
0
0
0
0
0
0
0
0
0
0
0
0
0
0
0
0
0
0
0
0
0
0
0
0
0
0
0
0
0
0
0
0
0
0
0
0
0
0
0
0
0
0
0
0
0
0
0
0
0
0
0
0
0
0
0
0
0
0
0
0
0
0
0
0
0
0
0
0
0
0
0
0
0
0
0
0
0
0
0
0
0
0
0
0
0
0
0
0
0
0
0
0
0
0
0
0
0
0
0
0
0
0
0
0
0
0
0
0
0
0
0
0
0
0
0
0
0
0
0
0
0
0
0
0
0
0
0
0
0
0
0
0
0
0
0
0
0
0
0
0
0
0
0
0
0
0
0
0
0
0
0
0
0
0
0
0
0
0
0
0
0
0
0
0
0
0
0
0
0
0
0
0
0
0
0
0
0
0
0
0
0
0
0
0
0
0
0
0
0
0
0
0
0
0
0
0
0
0
0
0
0
0
0
0
0
0
0
0
0
0
0
0
0
0
0
0
0
0
0
0
0
0
0
0
0
0
0
0
0
0
0
0
0
0
0
0
0
0
0
0
0
0
0
0
0
0
0
0
0
0
0
0
0
0
0
0
0
0
0
0
0
0
0
0
0
0
0
0
0
0
0
0
0
0
0
0
0
0
0
0
0
0
0
0
0
0
0
0
0
0
0
0
0
0
0
0
0
0
0
0
0
0
0
0
0
0
0
0
0
0
0
0
0
0
0
0
0
0
0
0
0
0
0
0
0
0
0
0
0
0
0
0
0
0
0
0
0
0
0
0
0
0
0
0
0
0
0
0
0
0
0
0
0
0
0
0
0
0
0
0
0
0
0
0
0
0
0
0
0
0
0
0
0
0
0
0
0
0
0
0
0
0
0
0
0
0
0
0
0
0
0
0
0
0
0
0
0
0
0
0
0
0
0
0
0
0
0
0
0
0
0
0
0
0
0
0
0
0
0
0
0
0
0
0
0
0
0
0
0
0
0
0
0
0
0
0
0
0
0
0
0
0
0
0
0
0
0
0
0
0
0
0
0
0
0
0
0
0
0
0
0
0
0
0
0
0
0
0
0
0
0
0
0
0
0
0
0
0
0
0
0
0
0
0
0
0
0
0
0
0
0
0
0
0
0
0
0
0
0
0
0
0
0
0
0
0
0
0
0
0
0
0
0
0
0
0
0
0
0
0
0
0
0
0
0
0
0
0
0
0
0
0
0
0
0
0
0
0
0
0
0
0
0
0
0
0
0
0
0
0
0
0
0
0
0
0
0
0
0
0
0
0
0
0
0
0
0
0
0
0
0
0
0
0
0
0
0
0
0
0
0
0
0
0
0
0
0
0
0
0
0
0
0
0
0
0
0
0
0
0
0
0
0
0
0
0
0
0
0
0
0
0
0
0
0
0
0
0
0
0
0
0
0
0
0
0
0
0
0
0
0
0
0
0
0
0
0
0
0
0
0
0
0
0
0
0
0
0
0
0
0
0
0
0
0
0
0
0
0
0
0
0
0
0
0
0
0
0
0
0
0
0
0
0
0
0
0
0
0
0
0
0
0
0
0
0
0
0
0
0
0
0
0
0
0
0
0
0
0
0
0
0
0
0
0
0
0
0
0
0
0
0
0
0
0
0
0
0
0
0
0
0
0
0
0
0
0
0
0
0
0
0
0
0
0
0
0
0
0
0
0
0
0
0
0
0
0
0
0
0
0
0
0
0
0
0
0
0
0
0
0
0
0
0
0
0
0
0
0
0
0
0
0
0
0
0
0
0
0
0
0
0
0
0
0
0
0
0
0
0
0
0
0
0
0
0
0
0
0
0
0
0
0
0
0
0
0
0
0
0
0
0
0
0
0
0
0
0
0
0
0
0
0
0
0
0
0
0
0
0
0
0
0
0
0
0
0
0
0
0
0
0
0
0
0
0
0
0
0
0
0
0
0
0
0
0
0
0
0
0
0
0
0
0
0
0
0
0
0
0
0
0
0
0
0
0
0
0
0
0
0
0
0
0
0
0
0
0
0
0
0
0
0
0
0
0
0
0
0
0
0
0
0
0
0
0
0
0
0
0
0
0
0
0
0
0
0
0
0
0
0
0
0
0
0
0
0
0
0
0
0
0
0
0
0
0
0
0
0
0
0
0
0
0
0
0
0
0
0
0
0
0
0
0
0
0
0
0
0
0
0
0
0
0
0
0
0
0
0
0
0
0
0
0
0
0
0
0
0
0
0
0
0
0
0
0
0
0
0
0
0
0
0
0
0
0
0
0
0
0
0
0
0
0
0
0
0
0
0
0
0
0
0
0
0
0
0
0
0
0
0
0
0
0
0
0
0
0
0
0
0
0
0
0
0
0
0
0
0
0
0
0
0
0
0
0
0
0
0
0
0
0
0
0
0
0
0
0
0
0
0
0
0
0
0
0
0
0
0
0
0
0
0
0
0
0
0
0
0
0
0
0
0
0
0
0
0
0
0
0
0
0
0
0
0
0
0
0
0
0
0
0
0
0
0
0
0
0
0
0
0
0
0
0
0
0
0
0
0
0
0
0
0
0
0
0
0
0
0
0
0
0
0
0
0
0
0
0
0
0
0
0
0
0
0
0
0
0
0
0
0
0
0
0
0
0
0
0
0
0
0
0
0
0
0
0
0
0
0
0
0
0
0
0
0
0
0
0
0
0
0
0
0
0
0
0
0
0
0
0
0
0
0
0
0
0
0
0
0
0
0
0
0
0
0
0
0
0
0
0
0
0
0
0
0
0
0
0
0
0
0
0
0
0
0
0
0
0
0
0
0
0
0
0
0
0
0
0
0
0
0
0
0
0
0
0
0
0
0
0
0
0
0
0
0
0
0
0
0
0
0
0
0
0
0
0
0
0
0
0
0
0
0
0
0
0
0
0
0
0
0
0
0
0
0
0
0
0
0
0
0
0
0
0
0
0
0
0
0
0
0
0
0
0
0
0
0
0
0
0
0
0
0
0
0
0
0
0
0
0
0
0
0
0
0
0
0
0
0
0
0
0
0
0
0
0
0
0
0
0
0
0
0
0
0
0
0
0
0
0
0
0
0
0
0
0
0
0
0
0
0
0
0
0
0
0
0
0
0
0
0
0
0
0
0
0
0
0
0
0
0
0
0
0
0
0
0
0
0
0
0
0
0
0
0
0
0
0
0
0
0
0
0
0
0
0
0
0
0
0
0
0
0
0
0
0
0
0
0
0
0
0
0
0
0
0
0
0
0
0
0
0
0
0
0
0
0
0
0
0
0
0
0
0
0
0
0
0
0
0
0
0
0
0
0
0
0
0
0
0
0
0
0
0
0
0
0
0
0
0
0
0
0
0
0
0
0
0
0
0
0
0
0
0
0
0
0
0
0
0
0
0
0
0
0
0
0
0
0
0
0
0
0
0
0
0
0
0
0
0
0
0
0
0
0
0
0
0
0
0
0
0
0
0
0
0
0
0
0
0
0
0
0
0
0
0
0
0
0
0
0
0
0
0
0
0
0
0
0
0
0
0
0
0
0
0
0
0
0
0
0
0
0
0
0
0
0
0
0
0
0
0
0
0
0
0
0
0
0
0
0
0
0
0
0
0
0
0
0
0
0
0
0
0
0
0
0
0
0
0
0
0
0
0
0
0
0
0
0
0
0
0
0
0
0
0
0
0
0
0
0
0
0
0
0
0
0
0
0
0
0
0
0
0
0
0
0
0
0
0
0
0
0
0
0
0
0
0
0
0
0
0
0
0
0
0
0
0
0
0
0
0
0
0
0
0
0
0
0
0
0
0
0
0
0
0
0
0
0
0
0
0
0
0
0
0
0
0
0
0
0
0
0
0
0
0
0
0
0
0
0
0
0
0
0
0
0
0
0
0
0
0
0
0
0
0
0
0
0
0
0
0
0
0
0
0
0
0
0
0
0
0
0
0
0
0
0
0
0
0
0
0
0
0
0
0
0
0
0
0
0
0
0
0
0
0
0
0
0
0
0
0
0
0
0
0
0
0
0
0
0
0
0
0
0
0
0
0
0
0
0
0
0
0
0
0
0
0
0
0
0
0
0
0
0
0
0
0
0
0
0
0
0
0
0
0
0
0
0
0
0
0
0
0
0
0
0
0
0
0
0
0
0
0
0
0
0
0
0
0
0
0
0
0
0
0
0
0
0
0
0
0
0
0
0
0
0
0
0
0
0
0
0
0
0
0
0
0
0
0
0
0
0
0
0
0
0
0
0
0
0
0
0
0
0
0
0
0
0
0
0
0
0
0
0
0
0
0
0
0
0
0
0
0
0
0
0
0
0
0
0
0
0
0
0
0
0
0
0
0
0
0
0
0
0
0
0
0
0
0
0
0
0
0
0
0
0
0
0
0
0
0
0
0
0
0
0
0
0
0
0
0
0
0
0
0
0
0
0
0
0
0
0
0
0
0
0
0
0
0
0
0
0
0
0
0
0
0
0
0
0
0
0
0
0
0
0
0
0
0
0
0
0
0
0
0
0
0
0
0
0
0
0
0
0
0
0
0
0
0
0
0
0
0
0
0
0
0
0
0
0
0
0
0
0
0
0
0
0
0
0
0
0
0
0
0
0
0
0
0
0
0
0
0
0
0
0
0
0
0
0
0
0
0
0
0
0
0
0
0
0
0
0
0
0
0
0
0
0
0
0
0
0
0
0
0
0
0
0
0
0
0
0
0
0
0
0
0
0
0
0
0
0
0
0
0
0
0
0
0
0
0
0
0
0
0
0
0
0
0
0
0
0
0
0
0
0
0
0
0
0
0
0
0
0
0
0
0
0
0
0
0
0
0
0
0
0
0
0
0
0
0
0
0
0
0
0
0
0
0
0
0
0
0
0
0
0
0
0
0
0
0
0
0
0
0
0
0
0
0
0
0
0
0
0
0
0
0
0
0
0
0
0
0
0
0
0
0
0
0
0
0
0
0
0
0
0
0
0
0
0
0
0
0
0
0
0
0
0
0
0
0
0
0
0
0
0
0
0
0
0
0
0
0
0
0
0
0
0
0
0
0
0
0
0
0
0
0
0
0
0
0
0
0
0
0
0
0
0
0
0
0
0
0
0
0
0
0
0
0
0
0
0
0
0
0
0
0
0
0
0
0
0
0
0
0
0
0
0
0
0
0
0
0
0
0
0
0
0
0
0
0
0
0
0
0
0
0
0
0
0
0
0
0
0
0
0
0
0
0
0
0
0
0
0
0
0
0
0
0
0
0
0
0
0
0
0
0
0
0
0
0
0
0
0
0
0
0
0
0
0
0
0
0
0
0
0
0
0
0
0
0
0
0
0
0
0
0
0
0
0
0
0
0
0
0
0
0
0
0
0
0
0
0
0
0
0
0
0
0
0
0
0
0
0
0
0
0
0
0
0
0
0
0
0
0
0
0
0
0
0
0
0
0
0
0
0
0
0
0
0
0
0
0
0
0
0
0
0
0
0
0
0
0
0
0
0
0
0
0
0
0
0
0
0
0
0
0
0
0
0
0
0
0
0
0
0
0
0
0
0
0
0
0
0
0
0
0
0
0
0
0
0
0
0
0
0
0
0
0
0
0
0
0
0
0
0
0
0
0
0
0
0
0
0
0
0
0
0
0
0
0
0
0
0
0
0
0
0
0
0
0
0
0
0
0
0
0
0
0
0
0
0
0
0
0
0
0
0
0
0
0
0
0
0
0
0
0
0
0
0
0
0
0
0
0
0
0
0
0
0
0
0
0
0
0
0
0
0
0
0
0
0
0
0
0
0
0
0
0
0
0
0
0
0
0
0
0
0
0
0
0
0
0
0
0
0
0
0
0
0
0
0
0
0
0
0
0
0
0
0
0
0
0
0
0
0
0
0
0
0
0
0
0
0
0
0
0
0
0
0
0
0
0
0
0
0
0
0
0
0
0
0
0
0
0
0
0
0
0
0
0
0
0
0
0
0
0
0
0
0
0
0
0
0
0
0
0
0
0
0
0
0
0
0
0
0
0
0
0
0
0
0
0
0
0
0
0
0
0
0
0
0
0
0
0
0
0
0
0
0
0
0
0
0
0
0
0
0
0
0
0
0
0
0
0
0
0
0
0
0
0
0
0
0
0
0
0
0
0
0
0
0
0
0
0
0
0
0
0
0
0
0
0
0
0
0
0
0
0
0
0
0
0
0
0
0
0
0
0
0
0
0
0
0
0
0
0
0
0
0
0
0
0
0
0
0
0
0
0
0
0
0
0
0
0
0
0
0
0
0
0
0
0
0
0
0
0
0
0
0
0
0
0
0
0
0
0
0
0
0
0
0
0
0
0
0
0
0
0
0
0
0
0
0
0
0
0
0
0
0
0
0
0
0
0
0
0
0
0
0
0
0
0
0
0
0
0
0
0
0
0
0
0
0
0
0
0
0
0
0
0
0
0
0
0
0
0
0
0
0
0
0
0
0
0
0
0
0
0
0
0
0
0
0
0
0
0
0
0
0
0
0
0
0
0
0
0
0
0
0
0
0
0
0
0
0
0
0
0
0
0
0
0
0
0
0
0
0
0
0
0
0
0
0
0
0
0
0
0
0
0
0
0
0
0
0
0
0
0
0
0
0
0
0
0
0
0
0
0
0
0
0
0
0
0
0
0
0
0
0
0
0
0
0
0
0
0
0
0
0
0
0
0
0
0
0
0
0
0
0
0
0
0
0
0
0
0
0
0
0
0
0
0
0
0
0
0
0
0
0
0
0
0
0
0
0
0
0
0
0
0
0
0
0
0
0
0
0
0
0
0
0
0
0
0
0
0
0
0
0
0
0
0
0
0
0
0
0
0
0
0
0
0
0
0
0
0
0
0
0
0
0
0
0
0
0
0
0
0
0
0
0
0
0
0
0
0
0
0
0
0
0
0
0
0
0
0
0
0
0
0
0
0
0
0
0
0
0
0
0
0
0
0
0
0
0
0
0
0
0
0
0
0
0
0
0
0
0
0
0
0
0
0
0
0
0
0
0
0
0
0
0
0
0
0
0
0
0
0
0
0
0
0
0
0
0
0
0
0
0
0
0
0
0
0
0
0
0
0
0
0
0
0
0
0
0
0
0
0
0
0
0
0
0
0
0
0
0
0
0
0
0
0
0
0
0
0
0
0
0
0
0
0
0
0
0
0
0
0
0
0
0
0
0
0
0
0
0
0
0
0
0
0
0
0
0
0
0
0
0
0
0
0
0
0
0
0
0
0
0
0
0
0
0
0
0
0
0
0
0
0
0
0
0
0
0
0
0
0
0
0
0
0
0
0
0
0
0
0
0
0
0
0
0
0
0
0
0
0
0
0
0
0
0
0
0
0
0
0
0
0
0
0
0
0
0
0
0
0
0
0
0
0
0
0
0
0
0
0
0
0
0
0
0
0
0
0
0
0
0
0
0
0
0
0
0
0
0
0
0
0
0
0
0
0
0
0
0
0
0
0
0
0
0
0
0
0
0
0
0
0
0
0
0
0
0
0
0
0
0
0
0
0
0
0
0
0
0
0
0
0
0
0
0
0
0
0
0
0
0
0
0
0
0
0
0
0
0
0
0
0
0
0
0
0
0
0
0
0
0
0
0
0
0
0
0
0
0
0
0
0
0
0
0
0
0
0
0
0
0
0
0
0
0
0
0
0
0
0
0
0
0
0
0
0
0
0
0
0
0
0
0
0
0
0
0
0
0
0
0
0
0
0
0
0
0
0
0
0
0
0
0
0
0
0
0
0
0
0
0
0
0
0
0
0
0
0
0
0
0
0
0
0
0
0
0
0
0
0
0
0
0
0
0
0
0
0
0
0
0
0
0
0
0
0
0
0
0
0
0
0
0
0
0
0
0
0
0
0
0
0
0
0
0
0
0
0
0
0
0
0
0
0
0
0
0
0
0
0
0
0
0
0
0
0
0
0
0
0
0
0
0
0
0
0
0
0
0
0
0
0
0
0
0
0
0
0
0
0
0
0
0
0
0
0
0
0
0
0
0
0
0
0
0
0
0
0
0
0
0
0
0
0
0
0
0
0
0
0
0
0
0
0
0
0
0
0
0
0
0
0
0
0
0
0
0
0
0
0
0
0
0
0
0
0
0
0
0
0
0
0
0
0
0
0
0
0
0
0
0
0
0
0
0
0
0
0
0
0
0
0
0
0
0
0
0
0
0
0
0
0
0
0
0
0
0
0
0
0
0
0
0
0
0
0
0
0
0
0
0
0
0
0
0
0
0
0
0
0
0
0
0
0
0
0
0
0
0
0
0
0
0
0
0
0
0
0
0
0
0
0
0
0
0
0
0
0
0
0
0
0
0
0
0
0
0
0
0
0
0
0
0
0
0
0
0
0
0
0
0
0
0
0
0
0
0
0
0
0
0
0
0
0
0
0
0
0
0
0
0
0
0
0
0
0
0
0
0
0
0
0
0
0
0
0
0
0
0
0
0
0
0
0
0
0
0
0
0
0
0
0
0
0
0
0
0
0
0
0
0
0
0
0
0
0
0
0
0
0
0
0
0
0
0
0
0
0
0
0
0
0
0
0
0
0
0
0
0
0
0
0
0
0
0
0
0
0
0
0
0
0
0
0
0
0
0
0
0
0
0
0
0
0
0
0
0
0
0
0
0
0
0
0
0
0
0
0
0
0
0
0
0
0
0
0
0
0
0
0
0
0
0
0
0
0
0
0
0
0
0
0
0
0
0
0
0
0
0
0
0
0
0
0
0
0
0
0
0
0
0
0
0
0
0
0
0
0
0
0
0
0
0
0
0
0
0
0
0
0
0
0
0
0
0
0
0
0
0
0
0
0
0
0
0
0
0
0
0
0
0
0
0
0
0
0
0
0
0
0
0
0
0
0
0
0
0
0
0
0
0
0
0
0
0
0
0
0
0
0
0
0
0
0
0
0
0
0
0
0
0
0
0
0
0
0
0
0
0
0
0
0
0
0
0
0
0
0
0
0
0
0
0
0
0
0
0
0
0
0
0
0
0
0
0
0
0
0
0
0
0
0
0
0
0
0
0
0
0
0
0
0
0
0
0
0
0
0
0
0
0
0
0
0
0
0
0
0
0
0
0
0
0
0
0
0
0
0
0
0
0
0
0
0
0
0
0
0
0
0
0
0
0
0
0
0
0
0
0
0
0
0
0
0
0
0
0
0
0
0
0
0
0
0
0
0
0
0
0
0
0
0
0
0
0
0
0
0
0
0
0
0
0
0
0
0
0
0
0
0
0
0
0
0
0
0
0
0
0
0
0
0
0
0
0
0
0
0
0
0
0
0
0
0
0
0
0
0
0
0
0
0
0
0
0
0
0
0
0
0
0
0
0
0
0
0
0
0
0
0
0
0
0
0
0
0
0
0
0
0
0
0
0
0
0
0
0
0
0
0
0
0
0
0
0
0
0
0
0
0
0
0
0
0
0
0
0
0
0
0
0
0
0
0
0
0
0
0
0
0
0
0
0
0
0
0
0
0
0
0
0
0
0
0
0
0
0
0
0
0
0
0
0
0
0
0
0
0
0
0
0
0
0
0
0
0
0
0
0
0
0
0
0
0
0
0
0
0
0
0
0
0
0
0
0
0
0
0
0
0
0
0
0
0
0
0
0
0
0
0
0
0
0
0
0
0
0
0
0
0
0
0
0
0
0
0
0
0
0
0
0
0
0
0
0
0
0
0
0
0
0
0
0
0
0
0
0
0
0
0
0
0
0
0
0
0
0
0
0
0
0
0
0
0
0
0
0
0
0
0
0
0
0
0
0
0
0
0
0
0
0
0
0
0
0
0
0
0
0
0
0
0
0
0
0
0
0
0
0
0
0
0
0
0
0
0
0
0
0
0
0
0
0
0
0
0
0
0
0
0
0
0
0
0
0
0
0
0
0
0
0
0
0
0
0
0
0
0
0
0
0
0
0
0
0
0
0
0
0
0
0
0
0
0
0
0
0
0
0
0
0
0
0
0
0
0
0
0
0
0
0
0
0
0
0
0
0
0
0
0
0
0
0
0
0
0
0
0
0
0
0
0
0
0
0
0
0
0
0
0
0
0
0
0
0
0
0
0
0
0
0
0
0
0
0
0
0
0
0
0
0
0
0
0
0
0
0
0
0
0
0
0
0
0
0
0
0
0
0
0
0
0
0
0
0
0
0
0
0
0
0
0
0
0
0
0
0
0
0
0
0
0
0
0
0
0
0
0
0
0
0
0
0
0
0
0
0
0
0
0
0
0
0
0
0
0
0
0
0
0
0
0
0
0
0
0
0
0
0
0
0
0
0
0
0
0
0
0
0
0
0
0
0
0
0
0
0
0
0
0
0
0
0
0
0
0
0
0
0
0
0
0
0
0
0
0
0
0
0
0
0
0
0
0
0
0
0
0
0
0
0
0
0
0
0
0
0
0
0
0
0
0
0
0
0
0
0
0
0
0
0
0
0
0
0
0
0
0
0
0
0
0
0
0
0
0
0
0
0
0
0
0
0
0
0
0
0
0
0
0
0
0
0
0
0
0
0
0
0
0
0
0
0
0
0
0
0
0
0
0
0
0
0
0
0
0
0
0
0
0
0
0
0
0
0
0
0
0
0
0
0
0
0
0
0
0
0
0
0
0
0
0
0
0
0
0
0
0
0
0
0
0
0
0
0
0
0
0
0
0
0
0
0
0
0
0
0
0
0
0
0
0
0
0
0
0
0
0
0
0
0
0
0
0
0
0
0
0
0
0
0
0
0
0
0
0
0
0
0
0
0
0
0
0
0
0
0
0
0
0
0
0
0
0
0
0
0
0
0
0
0
0
0
0
0
0
0
0
0
0
0
0
0
0
0
0
0
0
0
0
0
0
0
0
0
0
0
0
0
0
0
0
0
0
0
0
0
0
0
0
0
0
0
0
0
0
0
0
0
0
0
0
0
0
0
0
0
0
0
0
0
0
0
0
0
0
0
0
0
0
0
0
0
0
0
0
0
0
0
0
0
0
0
0
0
0
0
0
0
0
0
0
0
0
0
0
0
0
0
0
0
0
0
0
0
0
0
0
0
0
0
0
0
0
0
0
0
0
0
0
0
0
0
0
0
0
0
0
0
0
0
0
0
0
0
0
0
0
0
0
0
0
0
0
0
0
0
0
0
0
0
0
0
0
0
0
0
0
0
0
0
0
0
0
0
0
0
0
0
0
0
0
0
0
0
0
0
0
0
0
0
0
0
0
0
0
0
0
0
0
0
0
0
0
0
0
0
0
0
0
0
0
0
0
0
0
0
0
0
0
0
0
0
0
0
0
0
0
0
0
0
0
0
0
0
0
0
0
0
0
0
0
0
0
0
0
0
0
0
0
0
0
0
0
0
0
0
0
0
0
0
0
0
0
0
0
0
0
0
0
0
0
0
0
0
0
0
0
0
0
0
0
0
0
0
0
0
0
0
0
0
0
0
0
0
0
0
0
0
0
0
0
0
0
0
0
0
0
0
0
0
0
0
0
0
0
0
0
0
0
0
0
0
0
0
0
0
0
0
0
0
0
0
0
0
0
0
0
0
0
0
0
0
0
0
0
0
0
0
0
0
0
0
0
0
0
0
0
0
0
0
0
0
0
0
0
0
0
0
0
0
0
0
0
0
0
0
0
0
0
0
0
0
0
0
0
0
0
0
0
0
0
0
0
0
0
0
0
0
0
0
0
0
0
0
0
0
0
0
0
0
0
0
0
0
0
0
0
0
0
0
0
0
0
0
0
0
0
0
0
0
0
0
0
0
0
0
0
0
0
0
0
0
0
0
0
0
0
0
0
0
0
0
0
0
0
0
0
0
0
0
0
0
0
0
0
0
0
0
0
0
0
0
0
0
0
0
0
0
0
0
0
0
0
0
0
0
0
0
0
0
0
0
0
0
0
0
0
0
0
0
0
0
0
0
0
0
0
0
0
0
0
0
0
0
0
0
0
0
0
0
0
0
0
0
0
0
0
0
0
0
0
0
0
0
0
0
0
0
0
0
0
0
0
0
0
0
0
0
0
0
0
0
0
0
0
0
0
0
0
0
0
0
0
0
0
0
0
0
0
0
0
0
0
0
0
0
0
0
0
0
0
0
0
0
0
0
0
0
0
0
0
0
0
0
0
0
0
0
0
0
0
0
0
0
0
0
0
0
0
0
0
0
0
0
0
0
0
0
0
0
0
0
0
0
0
0
0
0
0
0
0
0
0
0
0
0
0
0
0
0
0
0
0
0
0
0
0
0
0
0
0
0
0
0
0
0
0
0
0
0
0
0
0
0
0
0
0
0
0
0
0
0
0
0
0
0
0
0
0
0
0
0
0
0
0
0
0
0
0
0
0
0
0
0
0
0
0
0
0
0
0
0
0
0
0
0
0
0
0
0
0
0
0
0
0
0
0
0
0
0
0
0
0
0
0
0
0
0
0
0
0
0
0
0
0
0
0
0
0
0
0
0
0
0
0
0
0
0
0
0
0
0
0
0
0
0
0
0
0
0
0
0
0
0
0
0
0
0
0
0
0
0
0
0
0
0
0
0
0
0
0
0
0
0
0
0
0
0
0
0
0
0
0
0
0
0
0
0
0
0
0
0
0
0
0
0
0
0
0
0
0
0
0
0
0
0
0
0
0
0
0
0
0
0
0
0
0
0
0
0
0
0
0
0
0
0
0
0
0
0
0
0
0
0
0
0
0
0
0
0
0
0
0
0
0
0
0
0
0
0
0
0
0
0
0
0
0
0
0
0
0
0
0
0
0
0
0
0
0
0
0
0
0
0
0
0
0
0
0
0
0
0
0
0
0
0
0
0
0
0
0
0
0
0
0
0
0
0
0
0
0
0
0
0
0
0
0
0
0
0
0
0
0
0
0
0
0
0
0
0
0
0
0
0
0
0
0
0
0
0
0
0
0
0
0
0
0
0
0
0
0
0
0
0
0
0
0
0
0
0
0
0
0
0
0
0
0
0
0
0
0
0
0
0
0
0
0
0
0
0
0
0
0
0
0
0
0
0
0
0
0
0
0
0
0
0
0
0
0
0
0
0
0
0
0
0
0
0
0
0
0
0
0
0
0
0
0
0
0
0
0
0
0
0
0
0
0
0
0
0
0
0
0
0
0
0
0
0
0
0
0
0
0
0
0
0
0
0
0
0
0
0
0
0
0
0
0
0
0
0
0
0
0
0
0
0
0
0
0
0
0
0
0
0
0
0
0
0
0
0
0
0
0
0
0
0
0
0
0
0
0
0
0
0
0
0
0
0
0
0
0
0
0
0
0
0
0
0
0
0
0
0
0
0
0
0
0
0
0
0
0
0
0
0
0
0
0
0
0
0
0
0
0
0
0
0
0
0
0
0
0
0
0
0
0
0
0
0
0
0
0
0
0
0
0
0
0
0
0
0
0
0
0
0
0
0
0
0
0
0
0
0
0
0
0
0
0
0
0
0
0
0
0
0
0
0
0
0
0
0
0
0
0
0
0
0
0
0
0
0
0
0
0
0
0
0
0
0
0
0
0
0
0
0
0
0
0
0
0
0
0
0
0
0
0
0
0
0
0
0
0
0
0
0
0
0
0
0
0
0
0
0
0
0
0
0
0
0
0
0
0
0
0
0
0
0
0
0
0
0
0
0
0
0
0
0
0
0
0
0
0
0
0
0
0
0
0
0
0
0
0
0
0
0
0
0
0
0
0
0
0
0
0
0
0
0
0
0
0
0
0
0
0
0
0
0
0
0
0
0
0
0
0
0
0
0
0
0
0
0
0
0
0
0
0
0
0
0
0
0
0
0
0
0
0
0
0
0
0
0
0
0
0
0
0
0
0
0
0
0
0
0
0
0
0
0
0
0
0
0
0
0
0
0
0
0
0
0
0
0
0
0
0
0
0
0
0
0
0
0
0
0
0
0
0
0
0
0
0
0
0
0
0
0
0
0
0
0
0
0
0
0
0
0
0
0
0
0
0
0
0
0
0
0
0
0
0
0
0
0
0
0
0
0
0
0
0
0
0
0
0
0
0
0
0
0
0
0
0
0
0
0
0
0
0
0
0
0
0
0
0
0
0
0
0
0
0
0
0
0
0
0
0
0
0
0
0
0
0
0
0
0
0
0
0
0
0
0
0
0
0
0
0
0
0
0
0
0
0
0
0
0
0
0
0
0
0
0
0
0
0
0
0
0
0
0
0
0
0
0
0
0
0
0
0
0
0
0
0
0
0
0
0
0
0
0
0
0
0
0
0
0
0
0
0
0
0
0
0
0
0
0
0
0
0
0
0
0
0
0
0
0
0
0
0
0
0
0
0
0
0
0
0
0
0
0
0
0
0
0
0
0
0
0
0
0
0
0
0
0
0
0
0
0
0
0
0
0
0
0
0
0
0
0
0
0
0
0
0
0
0
0
0
0
0
0
0
0
0
0
0
0
0
0
0
0
0
0
0
0
0
0
0
0
0
0
0
0
0
0
0
0
0
0
0
0
0
0
0
0
0
0
0
0
0
0
0
0
0
0
0
0
0
0
0
0
0
0
0
0
0
0
0
0
0
0
0
0
0
0
0
0
0
0
0
0
0
0
0
0
0
0
0
0
0
0
0
0
0
0
0
0
0
0
0
0
0
0
0
0
0
0
0
0
0
0
0
0
0
0
0
0
0
0
0
0
0
0
0
0
0
0
0
0
0
0
0
0
0
0
0
0
0
0
0
0
0
0
0
0
0
0
0
0
0
0
0
0
0
0
0
0
0
0
0
0
0
0
0
0
0
0
0
0
0
0
0
0
0
0
0
0
0
0
0
0
0
0
0
0
0
0
0
0
0
0
0
0
0
0
0
0
0
0
0
0
0
0
0
0
0
0
0
0
0
0
0
0
0
0
0
0
0
0
0
0
0
0
0
0
0
0
0
0
0
0
0
0
0
0
0
0
0
0
0
0
0
0
0
0
0
0
0
0
0
0
0
0
0
0
0
0
0
0
0
0
0
0
0
0
0
0
0
0
0
0
0
0
0
0
0
0
0
0
0
0
0
0
0
0
0
0
0
0
0
0
0
0
0
0
0
0
0
0
0
0
0
0
0
0
0
0
0
0
0
0
0
0
0
0
0
0
0
0
0
0
0
0
0
0
0
0
0
0
0
0
0
0
0
0
0
0
0
0
0
0
0
0
0
0
0
0
0
0
0
0
0
0
0
0
0
0
0
0
0
0
0
0
0
0
0
0
0
0
0
0
0
0
0
0
0
0
0
0
0
0
0
0
0
0
0
0
0
0
0
0
0
0
0
0
0
0
0
0
0
0
0
0
0
0
0
0
0
0
0
0
0
0
0
0
0
0
0
0
0
0
0
0
0
0
0
0
0
0
0
0
0
0
0
0
0
0
0
0
0
0
0
0
0
0
0
0
0
0
0
0
0
0
0
0
0
0
0
0
0
0
0
0
0
0
0
0
0
0
0
0
0
0
0
0
0
0
0
0
0
0
0
0
0
0
0
0
0
0
0
0
0
0
0
0
0
0
0
0
0
0
0
0
0
0
0
0
0
0
0
0
0
0
0
0
0
0
0
0
0
0
0
0
0
0
0
0
0
0
0
0
0
0
0
0
0
0
0
0
0
0
0
0
0
0
0
0
0
0
0
0
0
0
0
0
0
0
0
0
0
0
0
0
0
0
0
0
0
0
0
0
0
0
0
0
0
0
0
0
0
0
0
0
0
0
0
0
0
0
0
0
0
0
0
0
0
0
0
0
0
0
0
0
0
0
0
0
0
0
0
0
0
0
0
0
0
0
0
0
0
0
0
0
0
0
0
0
0
0
0
0
0
0
0
0
0
0
0
0
0
0
0
0
0
0
0
0
0
0
0
0
0
0
0
0
0
0
0
0
0
0
0
0
0
0
0
0
0
0
0
0
0
0
0
0
0
0
0
0
0
0
0
0
0
0
0
0
0
0
0
0
0
0
0
0
0
0
0
0
0
0
0
0
0
0
0
0
0
0
0
0
0
0
0
0
0
0
0
0
0
0
0
0
0
0
0
0
0
0
0
0
0
0
0
0
0
0
0
0
0
0
0
0
0
0
0
0
0
0
0
0
0
0
0
0
0
0
0
0
0
0
0
0
0
0
0
0
0
0
0
0
0
0
0
0
0
0
0
0
0
0
0
0
0
0
0
0
0
0
0
0
0
0
0
0
0
0
0
0
0
0
0
0
0
0
0
0
0
0
0
0
0
0
0
0
0
0
0
0
0
0
0
0
0
0
0
0
0
0
0
0
0
0
0
0
0
0
0
0
0
0
0
0
0
0
0
0
0
0
0
0
0
0
0
0
0
0
0
0
0
0
0
0
0
0
0
0
0
0
0
0
0
0
0
0
0
0
0
0
0
0
0
0
0
0
0
0
0
0
0
0
0
0
0
0
0
0
0
0
0
0
0
0
0
0
0
0
0
0
0
0
0
0
0
0
0
0
0
0
0
0
0
0
0
0
0
0
0
0
0
0
0
0
0
0
0
0
0
0
0
0
0
0
0
0
0
0
0
0
0
0
0
0
0
0
0
0
0
0
0
0
0
0
0
0
0
0
0
0
0
0
0
0
0
0
0
0
0
0
0
0
0
0
0
0
0
0
0
0
0
0
0
0
0
0
0
0
0
0
0
0
0
0
0
0
0
0
0
0
0
0
0
0
0
0
0
0
0
0
0
0
0
0
0
0
0
0
0
0
0
0
0
0
0
0
0
0
0
0
0
0
0
0
0
0
0
0
0
0
0
0
0
0
0
0
0
0
0
0
0
0
0
0
0
0
0
0
0
0
0
0
0
0
0
0
0
0
0
0
0
0
0
0
0
0
0
0
0
0
0
0
0
0
0
0
0
0
0
0
0
0
0
0
0
0
0
0
0
0
0
0
0
0
0
0
0
0
0
0
0
0
0
0
0
0
0
0
0
0
0
0
0
0
0
0
0
0
0
0
0
0
0
0
0
0
0
0
0
0
0
0
0
0
0
0
0
0
0
0
0
0
0
0
0
0
0
0
0
0
0
0
0
0
0
0
0
0
0
0
0
0
0
0
0
0
0
0
0
0
0
0
0
0
0
0
0
0
0
0
0
0
0
0
0
0
0
0
0
0
0
0
0
0
0
0
0
0
0
0
0
0
0
0
0
0
0
0
0
0
0
0
0
0
0
0
0
0
0
0
0
0
0
0
0
0
0
0
0
0
0
0
0
0
0
0
0
0
0
0
0
0
0
0
0
0
0
0
0
0
0
0
0
0
0
0
0
0
0
0
0
0
0
0
0
0
0
0
0
0
0
0
0
0
0
0
0
0
0
0
0
0
0
0
0
0
0
0
0
0
0
0
0
0
0
0
0
0
0
0
0
0
0
0
0
0
0
0
0
0
0
0
0
0
0
0
0
0
0
0
0
0
0
0
0
0
0
0
0
0
0
0
0
0
0
0
0
0
0
0
0
0
0
0
0
0
0
0
0
0
0
0
0
0
0
0
0
0
0
0
0
0
0
0
0
0
0
0
0
0
0
0
0
0
0
0
0
0
0
0
0
0
0
0
0
0
0
0
0
0
0
0
0
0
0
0
0
0
0
0
0
0
0
0
0
0
0
0
0
0
0
0
0
0
0
0
0
0
0
0
0
0
0
0
0
0
0
0
0
0
0
0
0
0
0
0
0
0
0
0
0
0
0
0
0
0
0
0
0
0
0
0
0
0
0
0
0
0
0
0
0
0
0
0
0
0
0
0
0
0
0
0
0
0
0
0
0
0
0
0
0
0
0
0
0
0
0
0
0
0
0
0
0
0
0
0
0
0
0
0
0
0
0
0
0
0
0
0
0
0
0
0
0
0
0
0
0
0
0
0
0
0
0
0
0
0
0
0
0
0
0
0
0
0
0
0
0
0
0
0
0
0
0
0
0
0
0
0
0
0
0
0
0
0
0
0
0
0
0
0
0
0
0
0
0
0
0
0
0
0
0
0
0
0
0
0
0
0
0
0
0
0
0
0
0
0
0
0
0
0
0
0
0
0
0
0
0
0
0
0
0
0
0
0
0
0
0
0
0
0
0
0
0
0
0
0
0
0
0
0
0
0
0
0
0
0
0
0
0
0
0
0
0
0
0
0
0
0
0
0
0
0
0
0
0
0
0
0
0
0
0
0
0
0
0
0
0
0
0
0
0
0
0
0
0
0
0
0
0
0
0
0
0
0
0
0
0
0
0
0
0
0
0
0
0
0
0
0
0
0
0
0
0
0
0
0
0
0
0
0
0
0
0
0
0
0
0
0
0
0
0
0
0
0
0
0
0
0
0
0
0
0
0
0
0
0
0
0
0
0
0
0
0
0
0
0
0
0
0
0
0
0
0
0
0
0
0
0
0
0
0
0
0
0
0
0
0
0
0
0
0
0
0
0
0
0
0
0
0
0
0
0
0
0
0
0
0
0
0
0
0
0
0
0
0
0
0
0
0
0
0
0
0
0
0
0
0
0
0
0
0
0
0
0
0
0
0
0
0
0
0
0
0
0
0
0
0
0
0
0
0
0
0
0
0
0
0
0
0
0
0
0
0
0
0
0
0
0
0
0
0
0
0
0
0
0
0
0
0
0
0
0
0
0
0
0
0
0
0
0
0
0
0
0
0
0
0
0
0
0
0
0
0
0
0
0
0
0
0
0
0
0
0
0
0
0
0
0
0
0
0
0
0
0
0
0
0
0
0
0
0
0
0
0
0
0
0
0
0
0
0
0
0
0
0
0
0
0
0
0
0
0
0
0
0
0
0
0
0
0
0
0
0
0
0
0
0
0
0
0
0
0
0
0
0
0
0
0
0
0
0
0
0
0
0
0
0
0
0
0
0
0
0
0
0
0
0
0
0
0
0
0
0
0
0
0
0
0
0
0
0
0
0
0
0
0
0
0
0
0
0
0
0
0
0
0
0
0
0
0
0
0
0
0
0
0
0
0
0
0
0
0
0
0
0
0
0
0
0
0
0
0
0
0
0
0
0
0
0
0
0
0
0
0
0
0
0
0
0
0
0
0
0
0
0
0
0
0
0
0
0
0
0
0
0
0
0
0
0
0
0
0
0
0
0
0
0
0
0
0
0
0
0
0
0
0
0
0
0
0
0
0
0
0
0
0
0
0
0
0
0
0
0
0
0
0
0
0
0
0
0
0
0
0
0
0
0
0
0
0
0
0
0
0
0
0
0
0
0
0
0
0
0
0
0
0
0
0
0
0
0
0
0
0
0
0
0
0
0
0
0
0
0
0
0
0
0
0
0
0
0
0
0
0
0
0
0
0
0
0
0
0
0
0
0
0
0
0
0
0
0
0
0
0
0
0
0
0
0
0
0
0
0
0
0
0
0
0
0
0
0
0
0
0
0
0
0
0
0
0
0
0
0
0
0
0
0
0
0
0
0
0
0
0
0
0
0
0
0
0
0
0
0
0
0
0
0
0
0
0
0
0
0
0
0
0
0
0
0
0
0
0
0
0
0
0
0
0
0
0
0
0
0
0
0
0
0
0
0
0
0
0
0
0
0
0
0
0
0
0
0
0
0
0
0
0
0
0
0
0
0
0
0
0
0
0
0
0
0
0
0
0
0
0
0
0
0
0
0
0
0
0
0
0
0
0
0
0
0
0
0
0
0
0
0
0
0
0
0
0
0
0
0
0
0
0
0
0
0
0
0
0
0
0
0
0
0
0
0
0
0
0
0
0
0
0
0
0
0
0
0
0
0
0
0
0
0
0
0
0
0
0
0
0
0
0
0
0
0
0
0
0
0
0
0
0
0
0
0
0
0
0
0
0
0
0
0
0
0
0
0
0
0
0
0
0
0
0
0
0
0
0
0
0
0
0
0
0
0
0
0
0
0
0
0
0
0
0
0
0
0
0
0
0
0
0
0
0
0
0
0
0
0
0
0
0
0
0
0
0
0
0
0
0
0
0
0
0
0
0
0
0
0
0
0
0
0
0
0
0
0
0
0
0
0
0
0
0
0
0
0
0
0
0
0
0
0
0
0
0
0
0
0
0
0
0
0
0
0
0
0
0
0
0
0
0
0
0
0
0
0
0
0
0
0
0
0
0
0
0
0
0
0
0
0
0
0
0
0
0
0
0
0
0
0
0
0
0
0
0
0
0
0
0
0
0
0
0
0
0
0
0
0
0
0
0
0
0
0
0
0
0
0
0
0
0
0
0
0
0
0
0
0
0
0
0
0
0
0
0
0
0
0
0
0
0
0
0
0
0
0
0
0
0
0
0
0
0
0
0
0
0
0
0
0
0
0
0
0
0
0
0
0
0
0
0
0
0
0
0
0
0
0
0
0
0
0
0
0
0
0
0
0
0
0
0
0
0
0
0
0
0
0
0
0
0
0
0
0
0
0
0
0
0
0
0
0
0
0
0
0
0
0
0
0
0
0
0
0
0
0
0
0
0
0
0
0
0
0
0
0
0
0
0
0
0
0
0
0
0
0
0
0
0
0
0
0
0
0
0
0
0
0
0
0
0
0
0
0
0
0
0
0
0
0
0
0
0
0
0
0
0
0
0
0
0
0
0
0
0
0
0
0
0
0
0
0
0
0
0
0
0
0
0
0
0
0
0
0
0
0
0
0
0
0
0
0
0
0
0
0
0
0
0
0
0
0
0
0
0
0
0
0
0
0
0
0
0
0
0
0
0
0
0
0
0
0
0
0
0
0
0
0
0
0
0
0
0
0
0
0
0
0
0
0
0
0
0
0
0
0
0
0
0
0
0
0
0
0
0
0
0
0
0
0
0
0
0
0
0
0
0
0
0
0
0
0
0
0
0
0
0
0
0
0
0
0
0
0
0
0
0
0
0
0
0
0
0
0
0
0
0
0
0
0
0
0
0
0
0
0
0
0
0
0
0
0
0
0
0
0
0
0
0
0
0
0
0
0
0
0
0
0
0
0
0
0
0
0
0
0
0
0
0
0
0
0
0
0
0
0
0
0
0
0
0
0
0
0
0
0
0
0
0
0
0
0
0
0
0
0
0
0
0
0
0
0
0
0
0
0
0
0
0
0
0
0
0
0
0
0
0
0
0
0
0
0
0
0
0
0
0
0
0
0
0
0
0
0
0
0
0
0
0
0
0
0
0
0
0
0
0
0
0
0
0
0
0
0
0
0
0
0
0
0
0
0
0
0
0
0
0
0
0
0
0
0
0
0
0
0
0
0
0
0
0
0
0
0
0
0
0
0
0
0
0
0
0
0
0
0
0
0
0
0
0
0
0
0
0
0
0
0
0
0
0
0
0
0
0
0
0
0
0
0
0
0
0
0
0
0
0
0
0
0
0
0
0
0
0
0
0
0
0
0
0
0
0
0
0
0
0
0
0
0
0
0
0
0
0
0
0
0
0
0
0
0
0
0
0
0
0
0
0
0
0
0
0
0
0
0
0
0
0
0
0
0
0
0
0
0
0
0
0
0
0
0
0
0
0
0
0
0
0
0
0
0
0
0
0
0
0
0
0
0
0
0
0
0
0
0
0
0
0
0
0
0
0
0
0
0
0
0
0
0
0
0
0
0
0
0
0
0
0
0
0
0
0
0
0
0
0
0
0
0
0
0
0
0
0
0
0
0
0
0
0
0
0
0
0
0
0
0
0
0
0
0
0
0
0
0
0
0
0
0
0
0
0
0
0
0
0
0
0
0
0
0
0
0
0
0
0
0
0
0
0
0
0
0
0
0
0
0
0
0
0
0
0
0
0
0
0
0
0
0
0
0
0
0
0
0
0
0
0
0
0
0
0
0
0
0
0
0
0
0
0
0
0
0
0
0
0
0
0
0
0
0
0
0
0
0
0
0
0
0
0
0
0
0
0
0
0
0
0
0
0
0
0
0
0
0
0
0
0
0
0
0
0
0
0
0
0
0
0
0
0
0
0
0
0
0
0
0
0
0
0
0
0
0
0
0
0
0
0
0
0
0
0
0
0
0
0
0
0
0
0
0
0
0
0
0
0
0
0
0
0
0
0
0
0
0
0
0
0
0
0
0
0
0
0
0
0
0
0
0
0
0
0
0
0
0
0
0
0
0
0
0
0
0
0
0
0
0
0
0
0
0
0
0
0
0
0
0
0
0
0
0
0
0
0
0
0
0
0
0
0
0
0
0
0
0
0
0
0
0
0
0
0
0
0
0
0
0
0
0
0
0
0
0
0
0
0
0
0
0
0
0
0
0
0
0
0
0
0
0
0
0
0
0
0
0
0
0
0
0
0
0
0
0
0
0
0
0
0
0
0
0
0
0
0
0
0
0
0
0
0
0
0
0
0
0
0
0
0
0
0
0
0
0
0
0
0
0
0
0
0
0
0
0
0
0
0
0
0
0
0
0
0
0
0
0
0
0
0
0
0
0
0
0
0
0
0
0
0
0
0
0
0
0
0
0
0
0
0
0
0
0
0
0
0
0
0
0
0
0
0
0
0
0
0
0
0
0
0
0
0
0
0
0
0
0
0
0
0
0
0
0
0
0
0
0
0
0
0
0
0
0
0
0
0
0
0
0
0
0
0
0
0
0
0
0
0
0
0
0
0
0
0
0
0
0
0
0
0
0
0
0
0
0
0
0
0
0
0
0
0
0
0
0
0
0
0
0
0
0
0
0
0
0
0
0
0
0
0
0
0
0
0
0
0
0
0
0
0
0
0
0
0
0
0
0
0
0
0
0
0
0
0
0
0
0
0
0
0
0
0
0
0
0
0
0
0
0
0
0
0
0
0
0
0
0
0
0
0
0
0
0
0
0
0
0
0
0
0
0
0
0
0
0
0
0
0
0
0
0
0
0
0
0
0
0
0
0
0
0
0
0
0
0
0
0
0
0
0
0
0
0
0
0
0
0
0
0
0
0
0
0
0
0
0
0
0
0
0
0
0
0
0
0
0
0
0
0
0
0
0
0
0
0
0
0
0
0
0
0
0
0
0
0
0
0
0
0
0
0
0
0
0
0
0
0
0
0
0
0
0
0
0
0
0
0
0
0
0
0
0
0
0
0
0
0
0
0
0
0
0
0
0
0
0
0
0
0
0
0
0
0
0
0
0
0
0
0
0
0
0
0
0
0
0
0
0
0
0
0
0
0
0
0
0
0
0
0
0
0
0
0
0
0
0
0
0
0
0
0
0
0
0
0
0
0
0
0
0
0
0
0
0
0
0
0
0
0
0
0
0
0
0
0
0
0
0
0
0
0
0
0
0
0
0
0
0
0
0
0
0
0
0
0
0
0
0
0
0
0
0
0
0
0
0
0
0
0
0
0
0
0
0
0
0
0
0
0
0
0
0
0
0
0
0
0
0
0
0
0
0
0
0
0
0
0
0
0
0
0
0
0
0
0
0
0
0
0
0
0
0
0
0
0
0
0
0
0
0
0
0
0
0
0
0
0
0
0
0
0
0
0
0
0
0
0
0
0
0
0
0
0
0
0
0
0
0
0
0
0
0
0
0
0
0
0
0
0
0
0
0
0
0
0
0
0
0
0
0
0
0
0
0
0
0
0
0
0
0
0
0
0
0
0
0
0
0
0
0
0
0
0
0
0
0
0
0
0
0
0
0
0
0
0
0
0
0
0
0
0
0
0
0
0
0
0
0
0
0
0
0
0
0
0
0
0
0
0
0
0
0
0
0
0
0
0
0
0
0
0
0
0
0
0
0
0
0
0
0
0
0
0
0
0
0
0
0
0
0
0
0
0
0
0
0
0
0
0
0
0
0
0
0
0
0
0
0
0
0
0
0
0
0
0
0
0
0
0
0
0
0
0
0
0
0
0
0
0
0
0
0
0
0
0
0
0
0
0
0
0
0
0
0
0
0
0
0
0
0
0
0
0
0
0
0
0
0
0
0
0
0
0
0
0
0
0
0
0
0
0
0
0
0
0
0
0
0
0
0
0
0
0
0
0
0
0
0
0
0
0
0
0
0
0
0
0
0
0
0
0
0
0
0
0
0
0
0
0
0
0
0
0
0
0
0
0
0
0
0
0
0
0
0
0
0
0
0
0
0
0
0
0
0
0
0
0
0
0
0
0
0
0
0
0
0
0
0
0
0
0
0
0
0
0
0
0
0
0
0
0
0
0
0
0
0
0
0
0
0
0
0
0
0
0
0
0
0
0
0
0
0
0
0
0
0
0
0
0
0
0
0
0
0
0
0
0
0
0
0
0
0
0
0
0
0
0
0
0
0
0
0
0
0
0
0
0
0
0
0
0
0
0
0
0
0
0
0
0
0
0
0
0
0
0
0
0
0
0
0
0
0
0
0
0
0
0
0
0
0
0
0
0
0
0
0
0
0
0
0
0
0
0
0
0
0
0
0
0
0
0
0
0
0
0
0
0
0
0
0
0
0
0
0
0
0
0
0
0
0
0
0
0
0
0
0
0
0
0
0
0
0
0
0
0
0
0
0
0
0
0
0
0
0
0
0
0
0
0
0
0
0
0
0
0
0
0
0
0
0
0
0
0
0
0
0
0
0
0
0
0
0
0
0
0
0
0
0
0
0
0
0
0
0
0
0
0
0
0
0
0
0
0
0
0
0
0
0
0
0
0
0
0
0
0
0
0
0
0
0
0
0
0
0
0
0
0
0
0
0
0
0
0
0
0
0
0
0
0
0
0
0
0
0
0
0
0
0
0
0
0
0
0
0
0
0
0
0
0
0
0
0
0
0
0
0
0
0
0
0
0
0
0
0
0
0
0
0
0
0
0
0
0
0
0
0
0
0
0
0
0
0
0
0
0
0
0
0
0
0
0
0
0
0
0
0
0
0
0
0
0
0
0
0
0
0
0
0
0
0
0
0
0
0
0
0
0
0
0
0
0
0
0
0
0
0
0
0
0
0
0
0
0
0
0
0
0
0
0
0
0
0
0
0
0
0
0
0
0
0
0
0
0
0
0
0
0
0
0
0
0
0
0
0
0
0
0
0
0
0
0
0
0
0
0
0
0
0
0
0
0
0
0
0
0
0
0
0
0
0
0
0
0
0
0
0
0
0
0
0
0
0
0
0
0
0
0
0
0
0
0
0
0
0
0
0
0
0
0
0
0
0
0
0
0
0
0
0
0
0
0
0
0
0
0
0
0
0
0
0
0
0
0
0
0
0
0
0
0
0
0
0
0
0
0
0
0
0
0
0
0
0
0
0
0
0
0
0
0
0
0
0
0
0
0
0
0
0
0
0
0
0
0
0
0
0
0
0
0
0
0
0
0
0
0
0
0
0
0
0
0
0
0
0
0
0
0
0
0
0
0
0
0
0
0
0
0
0
0
0
0
0
0
0
0
0
0
0
0
0
0
0
0
0
0
0
0
0
0
0
0
0
0
0
0
0
0
0
0
0
0
0
0
0
0
0
0
0
0
0
0
0
0
0
0
0
0
0
0
0
0
0
0
0
0
0
0
0
0
0
0
0
0
0
0
0
0
0
0
0
0
0
0
0
0
0
0
0
0
0
0
0
0
0
0
0
0
0
0
0
0
0
0
0
0
0
0
0
0
0
0
0
0
0
0
0
0
0
0
0
0
0
0
0
0
0
0
0
0
0
0
0
0
0
0
0
0
0
0
0
0
0
0
0
0
0
0
0
0
0
0
0
0
0
0
0
0
0
0
0
0
0
0
0
0
0
0
0
0
0
0
0
0
0
0
0
0
0
0
0
0
0
0
0
0
0
0
0
0
0
0
0
0
0
0
0
0
0
0
0
0
0
0
0
0
0
0
0
0
0
0
0
0
0
0
0
0
0
0
0
0
0
0
0
0
0
0
0
0
0
0
0
0
0
0
0
0
0
0
0
0
0
0
0
0
0
0
0
0
0
0
0
0
0
0
0
0
0
0
0
0
0
0
0
0
0
0
0
0
0
0
0
0
0
0
0
0
0
0
0
0
0
0
0
0
0
0
0
0
0
0
0
0
0
0
0
0
0
0
0
0
0
0
0
0
0
0
0
0
0
0
0
0
0
0
0
0
0
0
0
0
0
0
0
0
0
0
0
0
0
0
0
0
0
0
0
0
0
0
0
0
0
0
0
0
0
0
0
0
0
0
0
0
0
0
0
0
0
0
0
0
0
0
0
0
0
0
0
0
0
0
0
0
0
0
0
0
0
0
0
0
0
0
0
0
0
0
0
0
0
0
0
0
0
0
0
0
0
0
0
0
0
0
0
0
0
0
0
0
0
0
0
0
0
0
0
0
0
0
0
0
0
0
0
0
0
0
0
0
0
0
0
0
0
0
0
0
0
0
0
0
0
0
0
0
0
0
0
0
0
0
0
0
0
0
0
0
0
0
0
0
0
0
0
0
0
0
0
0
0
0
0
0
0
0
0
0
0
0
0
0
0
0
0
0
0
0
0
0
0
0
0
0
0
0
0
0
0
0
0
0
0
0
0
0
0
0
0
0
0
0
0
0
0
0
0
0
0
0
0
0
0
0
0
0
0
0
0
0
0
0
0
0
0
0
0
0
0
0
0
0
0
0
0
0
0
0
0
0
0
0
0
0
0
0
0
0
0
0
0
0
0
0
0
0
0
0
0
0
0
0
0
0
0
0
0
0
0
0
0
0
0
0
0
0
0
0
0
0
0
0
0
0
0
0
0
0
0
0
0
0
0
0
0
0
0
0
0
0
0
0
0
0
0
0
0
0
0
0
0
0
0
0
0
0
0
0
0
0
0
0
0
0
0
0
0
0
0
0
0
0
0
0
0
0
0
0
0
0
0
0
0
0
0
0
0
0
0
0
0
0
0
0
0
0
0
0
0
0
0
0
0
0
0
0
0
0
0
0
0
0
0
0
0
0
0
0
0
0
0
0
0
0
0
0
0
0
0
0
0
0
0
0
0
0
0
0
0
0
0
0
0
0
0
0
0
0
0
0
0
0
0
0
0
0
0
0
0
0
0
0
0
0
0
0
0
0
0
0
0
0
0
0
0
0
0
0
0
0
0
0
0
0
0
0
0
0
0
0
0
0
0
0
0
0
0
0
0
0
0
0
0
0
0
0
0
0
0
0
0
0
0
0
0
0
0
0
0
0
0
0
0
0
0
0
0
0
0
0
0
0
0
0
0
0
0
0
0
0
0
0
0
0
0
0
0
0
0
0
0
0
0
0
0
0
0
0
0
0
0
0
0
0
0
0
0
0
0
0
0
0
0
0
0
0
0
0
0
0
0
0
0
0
0
0
0
0
0
0
0
0
0
0
0
0
0
0
0
0
0
0
0
0
0
0
0
0
0
0
0
0
0
0
0
0
0
0
0
0
0
0
0
0
0
0
0
0
0
0
0
0
0
0
0
0
0
0
0
0
0
0
0
0
0
0
0
0
0
0
0
0
0
0
0
0
0
0
0
0
0
0
0
0
0
0
0
0
0
0
0
0
0
0
0
0
0
0
0
0
0
0
0
0
0
0
0
0
0
0
0
0
0
0
0
0
0
0
0
0
0
0
0
0
0
0
0
0
0
0
0
0
0
0
0
0
0
0
0
0
0
0
0
0
0
0
0
0
0
0
0
0
0
0
0
0
0
0
0
0
0
0
0
0
0
0
0
0
0
0
0
0
0
0
0
0
0
0
0
0
0
0
0
0
0
0
0
0
0
0
0
0
0
0
0
0
0
0
0
0
0
0
0
0
0
0
0
0
0
0
0
0
0
0
0
0
0
0
0
0
0
0
0
0
0
0
0
0
0
0
0
0
0
0
0
0
0
0
0
0
0
0
0
0
0
0
0
0
0
0
0
0
0
0
0
0
0
0
0
0
0
0
0
0
0
0
0
0
0
0
0
0
0
0
0
0
0
0
0
0
0
0
0
0
0
0
0
0
0
0
0
0
0
0
0
0
0
0
0
0
0
0
0
0
0
0
0
0
0
0
0
0
0
0
0
0
0
0
0
0
0
0
0
0
0
0
0
0
0
0
0
0
0
0
0
0
0
0
0
0
0
0
0
0
0
0
0
0
0
0
0
0
0
0
0
0
0
0
0
0
0
0
0
0
0
0
0
0
0
0
0
0
0
0
0
0
0
0
0
0
0
0
0
0
0
0
0
0
0
0
0
0
0
0
0
0
0
0
0
0
0
0
0
0
0
0
0
0
0
0
0
0
0
0
0
0
0
0
0
0
0
0
0
0
0
0
0
0
0
0
0
0
0
0
0
0
0
0
0
0
0
0
0
0
0
0
0
0
0
0
0
0
0
0
0
0
0
0
0
0
0
0
0
0
0
0
0
0
0
0
0
0
0
0
0
0
0
0
0
0
0
0
0
0
0
0
0
0
0
0
0
0
0
0
0
0
0
0
0
0
0
0
0
0
0
0
0
0
0
0
0
0
0
0
0
0
0
0
0
0
0
0
0
0
0
0
0
0
0
0
0
0
0
0
0
0
0
0
0
0
0
0
0
0
0
0
0
0
0
0
0
0
0
0
0
0
0
0
0
0
0
0
0
0
0
0
0
0
0
0
0
0
0
0
0
0
0
0
0
0
0
0
0
0
0
0
0
0
0
0
0
0
0
0
0
0
0
0
0
0
0
0
0
0
0
0
0
0
0
0
0
0
0
0
0
0
0
0
0
0
0
0
0
0
0
0
0
0
0
0
0
0
0
0
0
0
0
0
0
0
0
0
0
0
0
0
0
0
0
0
0
0
0
0
0
0
0
0
0
0
0
0
0
0
0
0
0
0
0
0
0
0
0
0
0
0
0
0
0
0
0
0
0
0
0
0
0
0
0
0
0
0
0
0
0
0
0
0
0
0
0
0
0
0
0
0
0
0
0
0
0
0
0
0
0
0
0
0
0
0
0
0
0
0
0
0
0
0
0
0
0
0
0
0
0
0
0
0
0
0
0
0
0
0
0
0
0
0
0
0
0
0
0
0
0
0
0
0
0
0
0
0
0
0
0
0
0
0
0
0
0
0
0
0
0
0
0
0
0
0
0
0
0
0
0
0
0
0
0
0
0
0
0
0
0
0
0
0
0
0
0
0
0
0
0
0
0
0
0
0
0
0
0
0
0
0
0
0
0
0
0
0
0
0
0
0
0
0
0
0
0
0
0
0
0
0
0
0
0
0
0
0
0
0
0
0
0
0
0
0
0
0
0
0
0
0
0
0
0
0
0
0
0
0
0
0
0
0
0
0
0
0
0
0
0
0
0
0
0
0
0
0
0
0
0
0
0
0
0
0
0
0
0
0
0
0
0
0
0
0
0
0
0
0
0
0
0
0
0
0
0
0
0
0
0
0
0
0
0
0
0
0
0
0
0
0
0
0
0
0
0
0
0
0
0
0
0
0
0
0
0
0
0
0
0
0
0
0
0
0
0
0
0
0
0
0
0
0
0
0
0
0
0
0
0
0
0
0
0
0
0
0
0
0
0
0
0
0
0
0
0
0
0
0
0
0
0
0
0
0
0
0
0
0
0
0
0
0
0
0
0
0
0
0
0
0
0
0
0
0
0
0
0
0
0
0
0
0
0
0
0
0
0
0
0
0
0
0
0
0
0
0
0
0
0
0
0
0
0
0
0
0
0
0
0
0
0
0
0
0
0
0
0
0
0
0
0
0
0
0
0
0
0
0
0
0
0
0
0
0
0
0
0
0
0
0
0
0
0
0
0
0
0
0
0
0
0
0
0
0
0
0
0
0
0
0
0
0
0
0
0
0
0
0
0
0
0
0
0
0
0
0
0
0
0
0
0
0
0
0
0
0
0
0
0
0
0
0
0
0
0
0
0
0
0
0
0
0
0
0
0
0
0
0
0
0
0
0
0
0
0
0
0
0
0
0
0
0
0
0
0
0
0
0
0
0
0
0
0
0
0
0
0
0
0
0
0
0
0
0
0
0
0
0
0
0
0
0
0
0
0
0
0
0
0
0
0
0
0
0
0
0
0
0
0
0
0
0
0
0
0
0
0
0
0
0
0
0
0
0
0
0
0
0
0
0
0
0
0
0
0
0
0
0
0
0
0
0
0
0
0
0
0
0
0
0
0
0
0
0
0
0
0
0
0
0
0
0
0
0
0
0
0
0
0
0
0
0
0
0
0
0
0
0
0
0
0
0
0
0
0
0
0
0
0
0
0
0
0
0
0
0
0
0
0
0
0
0
0
0
0
0
0
0
0
0
0
0
0
0
0
0
0
0
0
0
0
0
0
0
0
0
0
0
0
0
0
0
0
0
0
0
0
0
0
0
0
0
0
0
0
0
0
0
0
0
0
0
0
0
0
0
0
0
0
0
0
0
0
0
0
0
0
0
0
0
0
0
0
0
0
0
0
0
0
0
0
0
0
0
0
0
0
0
0
0
0
0
0
0
0
0
0
0
0
0
0
0
0
0
0
0
0
0
0
0
0
0
0
0
0
0
0
0
0
0
0
0
0
0
0
0
0
0
0
0
0
0
0
0
0
0
0
0
0
0
0
0
0
0
0
0
0
0
0
0
0
0
0
0
0
0
0
0
0
0
0
0
0
0
0
0
0
0
0
0
0
0
0
0
0
0
0
0
0
0
0
0
0
0
0
0
0
0
0
0
0
0
0
0
0
0
0
0
0
0
0
0
0
0
0
0
0
0
0
0
0
0
0
0
0
0
0
0
0
0
0
0
0
0
0
0
0
0
0
0
0
0
0
0
0
0
0
0
0
0
0
0
0
0
0
0
0
0
0
0
0
0
0
0
0
0
0
0
0
0
0
0
0
0
0
0
0
0
0
0
0
0
0
0
0
0
0
0
0
0
0
0
0
0
0
0
0
0
0
0
0
0
0
0
0
0
0
0
0
0
0
0
0
0
0
0
0
0
0
0
0
0
0
0
0
0
0
0
0
0
0
0
0
0
0
0
0
0
0
0
0
0
0
0
0
0
0
0
0
0
0
0
0
0
0
0
0
0
0
0
0
0
0
0
0
0
0
0
0
0
0
0
0
0
0
0
0
0
0
0
0
0
0
0
0
0
0
0
0
0
0
0
0
0
0
0
0
0
0
0
0
0
0
0
0
0
0
0
0
0
0
0
0
0
0
0
0
0
0
0
0
0
0
0
0
0
0
0
0
0
0
0
0
0
0
0
0
0
0
0
0
0
0
0
0
0
0
0
0
0
0
0
0
0
0
0
0
0
0
0
0
0
0
0
0
0
0
0
0
0
0
0
0
0
0
0
0
0
0
0
0
0
0
0
0
0
0
0
0
0
0
0
0
0
0
0
0
0
0
0
0
0
0
0
0
0
0
0
0
0
0
0
0
0
0
0
0
0
0
0
0
0
0
0
0
0
0
0
0
0
0
0
0
0
0
0
0
0
0
0
0
0
0
0
0
0
0
0
0
0
0
0
0
0
0
0
0
0
0
0
0
0
0
0
0
0
0
0
0
0
0
0
0
0
0
0
0
0
0
0
0
0
0
0
0
0
0
0
0
0
0
0
0
0
0
0
0
0
0
0
0
0
0
0
0
0
0
0
0
0
0
0
0
0
0
0
0
0
0
0
0
0
0
0
0
0
0
0
0
0
0
0
0
0
0
0
0
0
0
0
0
0
0
0
0
0
0
0
0
0
0
0
0
0
0
0
0
0
0
0
0
0
0
0
0
0
0
0
0
0
0
0
0
0
0
0
0
0
0
0
0
0
0
0
0
0
0
0
0
0
0
0
0
0
0
0
0
0
0
0
0
0
0
0
0
0
0
0
0
0
0
0
0
0
0
0
0
0
0
0
0
0
0
0
0
0
0
0
0
0
0
0
0
0
0
0
0
0
0
0
0
0
0
0
0
0
0
0
0
0
0
0
0
0
0
0
0
0
0
0
0
0
0
0
0
0
0
0
0
0
0
0
0
0
0
0
0
0
0
0
0
0
0
0
0
0
0
0
0
0
0
0
0
0
0
0
0
0
0
0
0
0
0
0
0
0
0
0
0
0
0
0
0
0
0
0
0
0
0
0
0
0
0
0
0
0
0
0
0
0
0
0
0
0
0
0
0
0
0
0
0
0
0
0
0
0
0
0
0
0
0
0
0
0
0
0
0
0
0
0
0
0
0
0
0
0
0
0
0
0
0
0
0
0
0
0
0
0
0
0
0
0
0
0
0
0
0
0
0
0
0
0
0
0
0
0
0
0
0
0
0
0
0
0
0
0
0
0
0
0
0
0
0
0
0
0
0
0
0
0
0
0
0
0
0
0
0
0
0
0
0
0
0
0
0
0
0
0
0
0
0
0
0
0
0
0
0
0
0
0
0
0
0
0
0
0
0
0
0
0
0
0
0
0
0
0
0
0
0
0
0
0
0
0
0
0
0
0
0
0
0
0
0
0
0
0
0
0
0
0
0
0
0
0
0
0
0
0
0
0
0
0
0
0
0
0
0
0
0
0
0
0
0
0
0
0
0
0
0
0
0
0
0
0
0
0
0
0
0
0
0
0
0
0
0
0
0
0
0
0
0
0
0
0
0
0
0
0
0
0
0
0
0
0
0
0
0
0
0
0
0
0
0
0
0
0
0
0
0
0
0
0
0
0
0
0
0
0
0
0
0
0
0
0
0
0
0
0
0
0
0
0
0
0
0
0
0
0
0
0
0
0
0
0
0
0
0
0
0
0
0
0
0
0
0
0
0
0
0
0
0
0
0
0
0
0
0
0
0
0
0
0
0
0
0
0
0
0
0
0
0
0
0
0
0
0
0
0
0
0
0
0
0
0
0
0
0
0
0
0
0
0
0
0
0
0
0
0
0
0
0
0
0
0
0
0
0
0
0
0
0
0
0
0
0
0
0
0
0
0
0
0
0
0
0
0
0
0
0
0
0
0
0
0
0
0
0
0
0
0
0
0
0
0
0
0
0
0
0
0
0
0
0
0
0
0
0
0
0
0
0
0
0
0
0
0
0
0
0
0
0
0
0
0
0
0
0
0
0
0
0
0
0
0
0
0
0
0
0
0
0
0
0
0
0
0
0
0
0
0
0
0
0
0
0
0
0
0
0
0
0
0
0
0
0
0
0
0
0
0
0
0
0
0
0
0
0
0
0
0
0
0
0
0
0
0
0
0
0
0
0
0
0
0
0
0
0
0
0
0
0
0
0
0
0
0
0
0
0
0
0
0
0
0
0
0
0
0
0
0
0
0
0
0
0
0
0
0
0
0
0
0
0
0
0
0
0
0
0
0
0
0
0
0
0
0
0
0
0
0
0
0
0
0
0
0
0
0
0
0
0
0
0
0
0
0
0
0
0
0
0
0
0
0
0
0
0
0
0
0
0
0
0
0
0
0
0
0
0
0
0
0
0
0
0
0
0
0
0
0
0
0
0
0
0
0
0
0
0
0
0
0
0
0
0
0
0
0
0
0
0
0
0
0
0
0
0
0
0
0
0
0
0
0
0
0
0
0
0
0
0
0
0
0
0
0
0
0
0
0
0
0
0
0
0
0
0
0
0
0
0
0
0
0
0
0
0
0
0
0
0
0
0
0
0
0
0
0
0
0
0
0
0
0
0
0
0
0
0
0
0
0
0
0
0
0
0
0
0
0
0
0
0
0
0
0
0
0
0
0
0
0
0
0
0
0
0
0
0
0
0
0
0
0
0
0
0
0
0
0
0
0
0
0
0
0
0
0
0
0
0
0
0
0
0
0
0
0
0
0
0
0
0
0
0
0
0
0
0
0
0
0
0
0
0
0
0
0
0
0
0
0
0
0
0
0
0
0
0
0
0
0
0
0
0
0
0
0
0
0
0
0
0
0
0
0
0
0
0
0
0
0
0
0
0
0
0
0
0
0
0
0
0
0
0
0
0
0
0
0
0
0
0
0
0
0
0
0
0
0
0
0
0
0
0
0
0
0
0
0
0
0
0
0
0
0
0
0
0
0
0
0
0
0
0
0
0
0
0
0
0
0
0
0
0
0
0
0
0
0
0
0
0
0
0
0
0
0
0
0
0
0
0
0
0
0
0
0
0
0
0
0
0
0
0
0
0
0
0
0
0
0
0
0
0
0
0
0
0
0
0
0
0
0
0
0
0
0
0
0
0
0
0
0
0
0
0
0
0
0
0
0
0
0
0
0
0
0
0
0
0
0
0
0
0
0
0
0
0
0
0
0
0
0
0
0
0
0
0
0
0
0
0
0
0
0
0
0
0
0
0
0
0
0
0
0
0
0
0
0
0
0
0
0
0
0
0
0
0
0
0
0
0
0
0
0
0
0
0
0
0
0
0
0
0
0
0
0
0
0
0
0
0
0
0
0
0
0
0
0
0
0
0
0
0
0
0
0
0
0
0
0
0
0
0
0
0
0
0
0
0
0
0
0
0
0
0
0
0
0
0
0
0
0
0
0
0
0
0
0
0
0
0
0
0
0
0
0
0
0
0
0
0
0
0
0
0
0
0
0
0
0
0
0
0
0
0
0
0
0
0
0
0
0
0
0
0
0
0
0
0
0
0
0
0
0
0
0
0
0
0
0
0
0
0
0
0
0
0
0
0
0
0
0
0
0
0
0
0
0
0
0
0
0
0
0
0
0
0
0
0
0
0
0
0
0
0
0
0
0
0
0
0
0
0
0
0
0
0
0
0
0
0
0
0
0
0
0
0
0
0
0
0
0
0
0
0
0
0
0
0
0
0
0
0
0
0
0
0
0
0
0
0
0
0
0
0
0
0
0
0
0
0
0
0
0
0
0
0
0
0
0
0
0
0
0
0
0
0
0
0
0
0
0
0
0
0
0
0
0
0
0
0
0
0
0
0
0
0
0
0
0
0
0
0
0
0
0
0
0
0
0
0
0
0
0
0
0
0
0
0
0
0
0
0
0
0
0
0
0
0
0
0
0
0
0
0
0
0
0
0
0
0
0
0
0
0
0
0
0
0
0
0
0
0
0
0
0
0
0
0
0
0
0
0
0
0
0
0
0
0
0
0
0
0
0
0
0
0
0
0
0
0
0
0
0
0
0
0
0
0
0
0
0
0
0
0
0
0
0
0
0
0
0
0
0
0
0
0
0
0
0
0
0
0
0
0
0
0
0
0
0
0
0
0
0
0
0
0
0
0
0
0
0
0
0
0
0
0
0
0
0
0
0
0
0
0
0
0
0
0
0
0
0
0
0
0
0
0
0
0
0
0
0
0
0
0
0
0
0
0
0
0
0
0
0
0
0
0
0
0
0
0
0
0
0
0
0
0
0
0
0
0
0
0
0
0
0
0
0
0
0
0
0
0
0
0
0
0
0
0
0
0
0
0
0
0
0
0
0
0
0
0
0
0
0
0
0
0
0
0
0
0
0
0
0
0
0
0
0
0
0
0
0
0
0
0
0
0
0
0
0
0
0
0
0
0
0
0
0
0
0
0
0
0
0
0
0
0
0
0
0
0
0
0
0
0
0
0
0
0
0
0
0
0
0
0
0
0
0
0
0
0
0
0
0
0
0
0
0
0
0
0
0
0
0
0
0
0
0
0
0
0
0
0
0
0
0
0
0
0
0
0
0
0
0
0
0
0
0
0
0
0
0
0
0
0
0
0
0
0
0
0
0
0
0
0
0
0
0
0
0
0
0
0
0
0
0
0
0
0
0
0
0
0
0
0
0
0
0
0
0
0
0
0
0
0
0
0
0
0
0
0
0
0
0
0
0
0
0
0
0
0
0
0
0
0
0
0
0
0
0
0
0
0
0
0
0
0
0
0
0
0
0
0
0
0
0
0
0
0
0
0
0
0
0
0
0
0
0
0
0
0
0
0
0
0
0
0
0
0
0
0
0
0
0
0
0
0
0
0
0
0
0
0
0
0
0
0
0
0
0
0
0
0
0
0
0
0
0
0
0
0
0
0
0
0
0
0
0
0
0
0
0
0
0
0
0
0
0
0
0
0
0
0
0
0
0
0
0
0
0
0
0
0
0
0
0
0
0
0
0
0
0
0
0
0
0
0
0
0
0
0
0
0
0
0
0
0
0
0
0
0
0
0
0
0
0
0
0
0
0
0
0
0
0
0
0
0
0
0
0
0
0
0
0
0
0
0
0
0
0
0
0
0
0
0
0
0
0
0
0
0
0
0
0
0
0
0
0
0
0
0
0
0
0
0
0
0
0
0
0
0
0
0
0
0
0
0
0
0
0
0
0
0
0
0
0
0
0
0
0
0
0
0
0
0
0
0
0
0
0
0
0
0
0
0
0
0
0
0
0
0
0
0
0
0
0
0
0
0
0
0
0
0
0
0
0
0
0
0
0
0
0
0
0
0
0
0
0
0
0
0
0
0
0
0
0
0
0
0
0
0
0
0
0
0
0
0
0
0
0
0
0
0
0
0
0
0
0
0
0
0
0
0
0
0
0
0
0
0
0
0
0
0
0
0
0
0
0
0
0
0
0
0
0
0
0
0
0
0
0
0
0
0
0
0
0
0
0
0
0
0
0
0
0
0
0
0
0
0
0
0
0
0
0
0
0
0
0
0
0
0
0
0
0
0
0
0
0
0
0
0
0
0
0
0
0
0
0
0
0
0
0
0
0
0
0
0
0
0
0
0
0
0
0
0
0
0
0
0
0
0
0
0
0
0
0
0
0
0
0
0
0
0
0
0
0
0
0
0
0
0
0
0
0
0
0
0
0
0
0
0
0
0
0
0
0
0
0
0
0
0
0
0
0
0
0
0
0
0
0
0
0
0
0
0
0
0
0
0
0
0
0
0
0
0
0
0
0
0
0
0
0
0
0
0
0
0
0
0
0
0
0
0
0
0
0
0
0
0
0
0
0
0
0
0
0
0
0
0
0
0
0
0
0
0
0
0
0
0
0
0
0
0
0
0
0
0
0
0
0
0
0
0
0
0
0
0
0
0
0
0
0
0
0
0
0
0
0
0
0
0
0
0
0
0
0
0
0
0
0
0
0
0
0
0
0
0
0
0
0
0
0
0
0
0
0
0
0
0
0
0
0
0
0
0
0
0
0
0
0
0
0
0
0
0
0
0
0
0
0
0
0
0
0
0
0
0
0
0
0
0
0
0
0
0
0
0
0
0
0
0
0
0
0
0
0
0
0
0
0
0
0
0
0
0
0
0
0
0
0
0
0
0
0
0
0
0
0
0
0
0
0
0
0
0
0
0
0
0
0
0
0
0
0
0
0
0
0
0
0
0
0
0
0
0
0
0
0
0
0
0
0
0
0
0
0
0
0
0
0
0
0
0
0
0
0
0
0
0
0
0
0
0
0
0
0
0
0
0
0
0
0
0
0
0
0
0
0
0
0
0
0
0
0
0
0
0
0
0
0
0
0
0
0
0
0
0
0
0
0
0
0
0
0
0
0
0
0
0
0
0
0
0
0
0
0
0
0
0
0
0
0
0
0
0
0
0
0
0
0
0
0
0
0
0
0
0
0
0
0
0
0
0
0
0
0
0
0
0
0
0
0
0
0
0
0
0
0
0
0
0
0
0
0
0
0
0
0
0
0
0
0
0
0
0
0
0
0
0
0
0
0
0
0
0
0
0
0
0
0
0
0
0
0
0
0
0
0
0
0
0
0
0
0
0
0
0
0
0
0
0
0
0
0
0
0
0
0
0
0
0
0
0
0
0
0
0
0
0
0
0
0
0
0
0
0
0
0
0
0
0
0
0
0
0
0
0
0
0
0
0
0
0
0
0
0
0
0
0
0
0
0
0
0
0
0
0
0
0
0
0
0
0
0
0
0
0
0
0
0
0
0
0
0
0
0
0
0
0
0
0
0
0
0
0
0
0
0
0
0
0
0
0
0
0
0
0
0
0
0
0
0
0
0
0
0
0
0
0
0
0
0
0
0
0
0
0
0
0
0
0
0
0
0
0
0
0
0
0
0
0
0
0
0
0
0
0
0
0
0
0
0
0
0
0
0
0
0
0
0
0
0
0
0
0
0
0
0
0
0
0
0
0
0
0
0
0
0
0
0
0
0
0
0
0
0
0
0
0
0
0
0
0
0
0
0
0
0
0
0
0
0
0
0
0
0
0
0
0
0
0
0
0
0
0
0
0
0
0
0
0
0
0
0
0
0
0
0
0
0
0
0
0
0
0
0
0
0
0
0
0
0
0
0
0
0
0
0
0
0
0
0
0
0
0
0
0
0
0
0
0
0
0
0
0
0
0
0
0
0
0
0
0
0
0
0
0
0
0
0
0
0
0
0
0
0
0
0
0
0
0
0
0
0
0
0
0
0
0
0
0
0
0
0
0
0
0
0
0
0
0
0
0
0
0
0
0
0
0
0
0
0
0
0
0
0
0
0
0
0
0
0
0
0
0
0
0
0
0
0
0
0
0
0
0
0
0
0
0
0
0
0
0
0
0
0
0
0
0
0
0
0
0
0
0
0
0
0
0
0
0
0
0
0
0
0
0
0
0
0
0
0
0
0
0
0
0
0
0
0
0
0
0
0
0
0
0
0
0
0
0
0
0
0
0
0
0
0
0
0
0
0
0
0
0
0
0
0
0
0
0
0
0
0
0
0
0
0
0
0
0
0
0
0
0
0
0
0
0
0
0
0
0
0
0
0
0
0
0
0
0
0
0
0
0
0
0
0
0
0
0
0
0
0
0
0
0
0
0
0
0
0
0
0
0
0
0
0
0
0
0
0
0
0
0
0
0
0
0
0
0
0
0
0
0
0
0
0
0
0
0
0
0
0
0
0
0
0
0
0
0
0
0
0
0
0
0
0
0
0
0
0
0
0
0
0
0
0
0
0
0
0
0
0
0
0
0
0
0
0
0
0
0
0
0
0
0
0
0
0
0
0
0
0
0
0
0
0
0
0
0
0
0
0
0
0
0
0
0
0
0
0
0
0
0
0
0
0
0
0
0
0
0
0
0
0
0
0
0
0
0
0
0
0
0
0
0
0
0
0
0
0
0
0
0
0
0
0
0
0
0
0
0
0
0
0
0
0
0
0
0
0
0
0
0
0
0
0
0
0
0
0
0
0
0
0
0
0
0
0
0
0
0
0
0
0
0
0
0
0
0
0
0
0
0
0
0
0
0
0
0
0
0
0
0
0
0
0
0
0
0
0
0
0
0
0
0
0
0
0
0
0
0
0
0
0
0
0
0
0
0
0
0
0
0
0
0
0
0
0
0
0
0
0
0
0
0
0
0
0
0
0
0
0
0
0
0
0
0
0
0
0
0
0
0
0
0
0
0
0
0
0
0
0
0
0
0
0
0
0
0
0
0
0
0
0
0
0
0
0
0
0
0
0
0
0
0
0
0
0
0
0
0
0
0
0
0
0
0
0
0
0
0
0
0
0
0
0
0
0
0
0
0
0
0
0
0
0
0
0
0
0
0
0
0
0
0
0
0
0
0
0
0
0
0
0
0
0
0
0
0
0
0
0
0
0
0
0
0
0
0
0
0
0
0
0
0
0
0
0
0
0
0
0
0
0
0
0
0
0
0
0
0
0
0
0
0
0
0
0
0
0
0
0
0
0
0
0
0
0
0
0
0
0
0
0
0
0
0
0
0
0
0
0
0
0
0
0
0
0
0
0
0
0
0
0
0
0
0
0
0
0
0
0
0
0
0
0
0
0
0
0
0
0
0
0
0
0
0
0
0
0
0
0
0
0
0
0
0
0
0
0
0
0
0
0
0
0
0
0
0
0
0
0
0
0
0
0
0
0
0
0
0
0
0
0
0
0
0
0
0
0
0
0
0
0
0
0
0
0
0
0
0
0
0
0
0
0
0
0
0
0
0
0
0
0
0
0
0
0
0
0
0
0
0
0
0
0
0
0
0
0
0
0
0
0
0
0
0
0
0
0
0
0
0
0
0
0
0
0
0
0
0
0
0
0
0
0
0
0
0
0
0
0
0
0
0
0
0
0
0
0
0
0
0
0
0
0
0
0
0
0
0
0
0
0
0
0
0
0
0
0
0
0
0
0
0
0
0
0
0
0
0
0
0
0
0
0
0
0
0
0
0
0
0
0
0
0
0
0
0
0
0
0
0
0
0
0
0
0
0
0
0
0
0
0
0
0
0
0
0
0
0
0
0
0
0
0
0
0
0
0
0
0
0
0
0
0
0
0
0
0
0
0
0
0
0
0
0
0
0
0
0
0
0
0
0
0
0
0
0
0
0
0
0
0
0
0
0
0
0
0
0
0
0
0
0
0
0
0
0
0
0
0
0
0
0
0
0
0
0
0
0
0
0
0
0
0
0
0
0
0
0
0
0
0
0
0
0
0
0
0
0
0
0
0
0
0
0
0
0
0
0
0
0
0
0
0
0
0
0
0
0
0
0
0
0
0
0
0
0
0
0
0
0
0
0
0
0
0
0
0
0
0
0
0
0
0
0
0
0
0
0
0
0
0
0
0
0
0
0
0
0
0
0
0
0
0
0
0
0
0
0
0
0
0
0
0
0
0
0
0
0
0
0
0
0
0
0
0
0
0
0
0
0
0
0
0
0
0
0
0
0
0
0
0
0
0
0
0
0
0
0
0
0
0
0
0
0
0
0
0
0
0
0
0
0
0
0
0
0
0
0
0
0
0
0
0
0
0
0
0
0
0
0
0
0
0
0
0
0
0
0
0
0
0
0
0
0
0
0
0
0
0
0
0
0
0
0
0
0
0
0
0
0
0
0
0
0
0
0
0
0
0
0
0
0
0
0
0
0
0
0
0
0
0
0
0
0
0
0
0
0
0
0
0
0
0
0
0
0
0
0
0
0
0
0
0
0
0
0
0
0
0
0
0
0
0
0
0
0
0
0
0
0
0
0
0
0
0
0
0
0
0
0
0
0
0
0
0
0
0
0
0
0
0
0
0
0
0
0
0
0
0
0
0
0
0
0
0
0
0
0
0
0
0
0
0
0
0
0
0
0
0
0
0
0
0
0
0
0
0
0
0
0
0
0
0
0
0
0
0
0
0
0
0
0
0
0
0
0
0
0
0
0
0
0
0
0
0
0
0
0
0
0
0
0
0
0
0
0
0
0
0
0
0
0
0
0
0
0
0
0
0
0
0
0
0
0
0
0
0
0
0
0
0
0
0
0
0
0
0
0
0
0
0
0
0
0
0
0
0
0
0
0
0
0
0
0
0
0
0
0
0
0
0
0
0
0
0
0
0
0
0
0
0
0
0
0
0
0
0
0
0
0
0
0
0
0
0
0
0
0
0
0
0
0
0
0
0
0
0
0
0
0
0
0
0
0
0
0
0
0
0
0
0
0
0
0
0
0
0
0
0
0
0
0
0
0
0
0
0
0
0
0
0
0
0
0
0
0
0
0
0
0
0
0
0
0
0
0
0
0
0
0
0
0
0
0
0
0
0
0
0
0
0
0
0
0
0
0
0
0
0
0
0
0
0
0
0
0
0
0
0
0
0
0
0
0
0
0
0
0
0
0
0
0
0
0
0
0
0
0
0
0
0
0
0
0
0
0
0
0
0
0
0
0
0
0
0
0
0
0
0
0
0
0
0
0
0
0
0
0
0
0
0
0
0
0
0
0
0
0
0
0
0
0
0
0
0
0
0
0
0
0
0
0
0
0
0
0
0
0
0
0
0
0
0
0
0
0
0
0
0
0
0
0
0
0
0
0
0
0
0
0
0
0
0
0
0
0
0
0
0
0
0
0
0
0
0
0
0
0
0
0
0
0
0
0
0
0
0
0
0
0
0
0
0
0
0
0
0
0
0
0
0
0
0
0
0
0
0
0
0
0
0
0
0
0
0
0
0
0
0
0
0
0
0
0
0
0
0
0
0
0
0
0
0
0
0
0
0
0
0
0
0
0
0
0
0
0
0
0
0
0
0
0
0
0
0
0
0
0
0
0
0
0
0
0
0
0
0
0
0
0
0
0
0
0
0
0
0
0
0
0
0
0
0
0
0
0
0
0
0
0
0
0
0
0
0
0
0
0
0
0
0
0
0
0
0
0
0
0
0
0
0
0
0
0
0
0
0
0
0
0
0
0
0
0
0
0
0
0
0
0
0
0
0
0
0
0
0
0
0
0
0
0
0
0
0
0
0
0
0
0
0
0
0
0
0
0
0
0
0
0
0
0
0
0
0
0
0
0
0
0
0
0
0
0
0
0
0
0
0
0
0
0
0
0
0
0
0
0
0
0
0
0
0
0
0
0
0
0
0
0
0
0
0
0
0
0
0
0
0
0
0
0
0
0
0
0
0
0
0
0
0
0
0
0
0
0
0
0
0
0
0
0
0
0
0
0
0
0
0
0
0
0
0
0
0
0
0
0
0
0
0
0
0
0
0
0
0
0
0
0
0
0
0
0
0
0
0
0
0
0
0
0
0
0
0
0
0
0
0
0
0
0
0
0
0
0
0
0
0
0
0
0
0
0
0
0
0
0
0
0
0
0
0
0
0
0
0
0
0
0
0
0
0
0
0
0
0
0
0
0
0
0
0
0
0
0
0
0
0
0
0
0
0
0
0
0
0
0
0
0
0
0
0
0
0
0
0
0
0
0
0
0
0
0
0
0
0
0
0
0
0
0
0
0
0
0
0
0
0
0
0
0
0
0
0
0
0
0
0
0
0
0
0
0
0
0
0
0
0
0
0
0
0
0
0
0
0
0
0
0
0
0
0
0
0
0
0
0
0
0
0
0
0
0
0
0
0
0
0
0
0
0
0
0
0
0
0
0
0
0
0
0
0
0
0
0
0
0
0
0
0
0
0
0
0
0
0
0
0
0
0
0
0
0
0
0
0
0
0
0
0
0
0
0
0
0
0
0
0
0
0
0
0
0
0
0
0
0
0
0
0
0
0
0
0
0
0
0
0
0
0
0
0
0
0
0
0
0
0
0
0
0
0
0
0
0
0
0
0
0
0
0
0
0
0
0
0
0
0
0
0
0
0
0
0
0
0
0
0
0
0
0
0
0
0
0
0
0
0
0
0
0
0
0
0
0
0
0
0
0
0
0
0
0
0
0
0
0
0
0
0
0
0
0
0
0
0
0
0
0
0
0
0
0
0
0
0
0
0
0
0
0
0
0
0
0
0
0
0
0
0
0
0
0
0
0
0
0
0
0
0
0
0
0
0
0
0
0
0
0
0
0
0
0
0
0
0
0
0
0
0
0
0
0
0
0
0
0
0
0
0
0
0
0
0
0
0
0
0
0
0
0
0
0
0
0
0
0
0
0
0
0
0
0
0
0
0
0
0
0
0
0
0
0
0
0
0
0
0
0
0
0
0
0
0
0
0
0
0
0
0
0
0
0
0
0
0
0
0
0
0
0
0
0
0
0
0
0
0
0
0
0
0
0
0
0
0
0
0
0
0
0
0
0
0
0
0
0
0
0
0
0
0
0
0
0
0
0
0
0
0
0
0
0
0
0
0
0
0
0
0
0
0
0
0
0
0
0
0
0
0
0
0
0
0
0
0
0
0
0
0
0
0
0
0
0
0
0
0
0
0
0
0
0
0
0
0
0
0
0
0
0
0
0
0
0
0
0
0
0
0
0
0
0
0
0
0
0
0
0
0
0
0
0
0
0
0
0
0
0
0
0
0
0
0
0
0
0
0
0
0
0
0
0
0
0
0
0
0
0
0
0
0
0
0
0
0
0
0
0
0
0
0
0
0
0
0
0
0
0
0
0
0
0
0
0
0
0
0
0
0
0
0
0
0
0
0
0
0
0
0
0
0
0
0
0
0
0
0
0
0
0
0
0
0
0
0
0
0
0
0
0
0
0
0
0
0
0
0
0
0
0
0
0
0
0
0
0
0
0
0
0
0
0
0
0
0
0
0
0
0
0
0
0
0
0
0
0
0
0
0
0
0
0
0
0
0
0
0
0
0
0
0
0
0
0
0
0
0
0
0
0
0
0
0
0
0
0
0
0
0
0
0
0
0
0
0
0
0
0
0
0
0
0
0
0
0
0
0
0
0
0
0
0
0
0
0
0
0
0
0
0
0
0
0
0
0
0
0
0
0
0
0
0
0
0
0
0
0
0
0
0
0
0
0
0
0
0
0
0
0
0
0
0
0
0
0
0
0
0
0
0
0
0
0
0
0
0
0
0
0
0
0
0
0
0
0
0
0
0
0
0
0
0
0
0
0
0
0
0
0
0
0
0
0
0
0
0
0
0
0
0
0
0
0
0
0
0
0
0
0
0
0
0
0
0
0
0
0
0
0
0
0
0
0
0
0
0
0
0
0
0
0
0
0
0
0
0
0
0
0
0
0
0
0
0
0
0
0
0
0
0
0
0
0
0
0
0
0
0
0
0
0
0
0
0
0
0
0
0
0
0
0
0
0
0
0
0
0
0
0
0
0
0
0
0
0
0
0
0
0
0
0
0
0
0
0
0
0
0
0
0
0
0
0
0
0
0
0
0
0
0
0
0
0
0
0
0
0
0
0
0
0
0
0
0
0
0
0
0
0
0
0
0
0
0
0
0
0
0
0
0
0
0
0
0
0
0
0
0
0
0
0
0
0
0
0
0
0
0
0
0
0
0
0
0
0
0
0
0
0
0
0
0
0
0
0
0
0
0
0
0
0
0
0
0
0
0
0
0
0
0
0
0
0
0
0
0
0
0
0
0
0
0
0
0
0
0
0
0
0
0
0
0
0
0
0
0
0
0
0
0
0
0
0
0
0
0
0
0
0
0
0
0
0
0
0
0
0
0
0
0
0
0
0
0
0
0
0
0
0
0
0
0
0
0
0
0
0
0
0
0
0
0
0
0
0
0
0
0
0
0
0
0
0
0
0
0
0
0
0
0
0
0
0
0
0
0
0
0
0
0
0
0
0
0
0
0
0
0
0
0
0
0
0
0
0
0
0
0
0
0
0
0
0
0
0
0
0
0
0
0
0
0
0
0
0
0
0
0
0
0
0
0
0
0
0
0
0
0
0
0
0
0
0
0
0
0
0
0
0
0
0
0
0
0
0
0
0
0
0
0
0
0
0
0
0
0
0
0
0
0
0
0
0
0
0
0
0
0
0
0
0
0
0
0
0
0
0
0
0
0
0
0
0
0
0
0
0
0
0
0
0
0
0
0
0
0
0
0
0
0
0
0
0
0
0
0
0
0
0
0
0
0
0
0
0
0
0
0
0
0
0
0
0
0
0
0
0
0
0
0
0
0
0
0
0
0
0
0
0
0
0
0
0
0
0
0
0
0
0
0
0
0
0
0
0
0
0
0
0
0
0
0
0
0
0
0
0
0
0
0
0
0
0
0
0
0
0
0
0
0
0
0
0
0
0
0
0
0
0
0
0
0
0
0
0
0
0
0
0
0
0
0
0
0
0
0
0
0
0
0
0
0
0
0
0
0
0
0
0
0
0
0
0
0
0
0
0
0
0
0
0
0
0
0
0
0
0
0
0
0
0
0
0
0
0
0
0
0
0
0
0
0
0
0
0
0
0
0
0
0
0
0
0
0
0
0
0
0
0
0
0
0
0
0
0
0
0
0
0
0
0
0
0
0
0
0
0
0
0
0
0
0
0
0
0
0
0
0
0
0
0
0
0
0
0
0
0
0
0
0
0
0
0
0
0
0
0
0
0
0
0
0
0
0
0
0
0
0
0
0
0
0
0
0
0
0
0
0
0
0
0
0
0
0
0
0
0
0
0
0
0
0
0
0
0
0
0
0
0
0
0
0
0
0
0
0
0
0
0
0
0
0
0
0
0
0
0
0
0
0
0
0
0
0
0
0
0
0
0
0
0
0
0
0
0
0
0
0
0
0
0
0
0
0
0
0
0
0
0
0
0
0
0
0
0
0
0
0
0
0
0
0
0
0
0
0
0
0
0
0
0
0
0
0
0
0
0
0
0
0
0
0
0
0
0
0
0
0
0
0
0
0
0
0
0
0
0
0
0
0
0
0
0
0
0
0
0
0
0
0
0
0
0
0
0
0
0
0
0
0
0
0
0
0
0
0
0
0
0
0
0
0
0
0
0
0
0
0
0
0
0
0
0
0
0
0
0
0
0
0
0
0
0
0
0
0
0
0
0
0
0
0
0
0
0
0
0
0
0
0
0
0
0
0
0
0
0
0
0
0
0
0
0
0
0
0
0
0
0
0
0
0
0
0
0
0
0
0
0
0
0
0
0
0
0
0
0
0
0
0
0
0
0
0
0
0
0
0
0
0
0
0
0
0
0
0
0
0
0
0
0
0
0
0
0
0
0
0
0
0
0
0
0
0
0
0
0
0
0
0
0
0
0
0
0
0
0
0
0
0
0
0
0
0
0
0
0
0
0
0
0
0
0
0
0
0
0
0
0
0
0
0
0
0
0
0
0
0
0
0
0
0
0
0
0
0
0
0
0
0
0
0
0
0
0
0
0
0
0
0
0
0
0
0
0
0
0
0
0
0
0
0
0
0
0
0
0
0
0
0
0
0
0
0
0
0
0
0
0
0
0
0
0
0
0
0
0
0
0
0
0
0
0
0
0
0
0
0
0
0
0
0
0
0
0
0
0
0
0
0
0
0
0
0
0
0
0
0
0
0
0
0
0
0
0
0
0
0
0
0
0
0
0
0
0
0
0
0
0
0
0
0
0
0
0
0
0
0
0
0
0
0
0
0
0
0
0
0
0
0
0
0
0
0
0
0
0
0
0
0
0
0
0
0
0
0
0
0
0
0
0
0
0
0
0
0
0
0
0
0
0
0
0
0
0
0
0
0
0
0
0
0
0
0
0
0
0
0
0
0
0
0
0
0
0
0
0
0
0
0
0
0
0
0
0
0
0
0
0
0
0
0
0
0
0
0
0
0
0
0
0
0
0
0
0
0
0
0
0
0
0
0
0
0
0
0
0
0
0
0
0
0
0
0
0
0
0
0
0
0
0
0
0
0
0
0
0
0
0
0
0
0
0
0
0
0
0
0
0
0
0
0
0
0
0
0
0
0
0
0
0
0
0
0
0
0
0
0
0
0
0
0
0
0
0
0
0
0
0
0
0
0
0
0
0
0
0
0
0
0
0
0
0
0
0
0
0
0
0
0
0
0
0
0
0
0
0
0
0
0
0
0
0
0
0
0
0
0
0
0
0
0
0
0
0
0
0
0
0
0
0
0
0
0
0
0
0
0
0
0
0
0
0
0
0
0
0
0
0
0
0
0
0
0
0
0
0
0
0
0
0
0
0
0
0
0
0
0
0
0
0
0
0
0
0
0
0
0
0
0
0
0
0
0
0
0
0
0
0
0
0
0
0
0
0
0
0
0
0
0
0
0
0
0
0
0
0
0
0
0
0
0
0
0
0
0
0
0
0
0
0
0
0
0
0
0
0
0
0
0
0
0
0
0
0
0
0
0
0
0
0
0
0
0
0
0
0
0
0
0
0
0
0
0
0
0
0
0
0
0
0
0
0
0
0
0
0
0
0
0
0
0
0
0
0
0
0
0
0
0
0
0
0
0
0
0
0
0
0
0
0
0
0
0
0
0
0
0
0
0
0
0
0
0
0
0
0
0
0
0
0
0
0
0
0
0
0
0
0
0
0
0
0
0
0
0
0
0
0
0
0
0
0
0
0
0
0
0
0
0
0
0
0
0
0
0
0
0
0
0
0
0
0
0
0
0
0
0
0
0
0
0
0
0
0
0
0
0
0
0
0
0
0
0
0
0
0
0
0
0
0
0
0
0
0
0
0
0
0
0
0
0
0
0
0
0
0
0
0
0
0
0
0
0
0
0
0
0
0
0
0
0
0
0
0
0
0
0
0
0
0
0
0
0
0
0
0
0
0
0
0
0
0
0
0
0
0
0
0
0
0
0
0
0
0
0
0
0
0
0
0
0
0
0
0
0
0
0
0
0
0
0
0
0
0
0
0
0
0
0
0
0
0
0
0
0
0
0
0
0
0
0
0
0
0
0
0
0
0
0
0
0
0
0
0
0
0
0
0
0
0
0
0
0
0
0
0
0
0
0
0
0
0
0
0
0
0
0
0
0
0
0
0
0
0
0
0
0
0
0
0
0
0
0
0
0
0
0
0
0
0
0
0
0
0
0
0
0
0
0
0
0
0
0
0
0
0
0
0
0
0
0
0
0
0
0
0
0
0
0
0
0
0
0
0
0
0
0
0
0
0
0
0
0
0
0
0
0
0
0
0
0
0
0
0
0
0
0
0
0
0
0
0
0
0
0
0
0
0
0
0
0
0
0
0
0
0
0
0
0
0
0
0
0
0
0
0
0
0
0
0
0
0
0
0
0
0
0
0
0
0
0
0
0
0
0
0
0
0
0
0
0
0
0
0
0
0
0
0
0
0
0
0
0
0
0
0
0
0
0
0
0
0
0
0
0
0
0
0
0
0
0
0
0
0
0
0
0
0
0
0
0
0
0
0
0
0
0
0
0
0
0
0
0
0
0
0
0
0
0
0
0
0
0
0
0
0
0
0
0
0
0
0
0
0
0
0
0
0
0
0
0
0
0
0
0
0
0
0
0
0
0
0
0
0
0
0
0
0
0
0
0
0
0
0
0
0
0
0
0
0
0
0
0
0
0
0
0
0
0
0
0
0
0
0
0
0
0
0
0
0
0
0
0
0
0
0
0
0
0
0
0
0
0
0
0
0
0
0
0
0
0
0
0
0
0
0
0
0
0
0
0
0
0
0
0
0
0
0
0
0
0
0
0
0
0
0
0
0
0
0
0
0
0
0
0
0
0
0
0
0
0
0
0
0
0
0
0
0
0
0
0
0
0
0
0
0
0
0
0
0
0
0
0
0
0
0
0
0
0
0
0
0
0
0
0
0
0
0
0
0
0
0
0
0
0
0
0
0
0
0
0
0
0
0
0
0
0
0
0
0
0
0
0
0
0
0
0
0
0
0
0
0
0
0
0
0
0
0
0
0
0
0
0
0
0
0
0
0
0
0
0
0
0
0
0
0
0
0
0
0
0
0
0
0
0
0
0
0
0
0
0
0
0
0
0
0
0
0
0
0
0
0
0
0
0
0
0
0
0
0
0
0
0
0
0
0
0
0
0
0
0
0
0
0
0
0
0
0
0
0
0
0
0
0
0
0
0
0
0
0
0
0
0
0
0
0
0
0
0
0
0
0
0
0
0
0
0
0
0
0
0
0
0
0
0
0
0
0
0
0
0
0
0
0
0
0
0
0
0
0
0
0
0
0
0
0
0
0
0
0
0
0
0
0
0
0
0
0
0
0
0
0
0
0
0
0
0
0
0
0
0
0
0
0
0
0
0
0
0
0
0
0
0
0
0
0
0
0
0
0
0
0
0
0
0
0
0
0
0
0
0
0
0
0
0
0
0
0
0
0
0
0
0
0
0
0
0
0
0
0
0
0
0
0
0
0
0
0
0
0
0
0
0
0
0
0
0
0
0
0
0
0
0
0
0
0
0
0
0
0
0
0
0
0
0
0
0
0
0
0
0
0
0
0
0
0
0
0
0
0
0
0
0
0
0
0
0
0
0
0
0
0
0
0
0
0
0
0
0
0
0
0
0
0
0
0
0
0
0
0
0
0
0
0
0
0
0
0
0
0
0
0
0
0
0
0
0
0
0
0
0
0
0
0
0
0
0
0
0
0
0
0
0
0
0
0
0
0
0
0
0
0
0
0
0
0
0
0
0
0
0
0
0
0
0
0
0
0
0
0
0
0
0
0
0
0
0
0
0
0
0
0
0
0
0
0
0
0
0
0
0
0
0
0
0
0
0
0
0
0
0
0
0
0
0
0
0
0
0
0
0
0
0
0
0
0
0
0
0
0
0
0
0
0
0
0
0
0
0
0
0
0
0
0
0
0
0
0
0
0
0
0
0
0
0
0
0
0
0
0
0
0
0
0
0
0
0
0
0
0
0
0
0
0
0
0
0
0
0
0
0
0
0
0
0
0
0
0
0
0
0
0
0
0
0
0
0
0
0
0
0
0
0
0
0
0
0
0
0
0
0
0
0
0
0
0
0
0
0
0
0
0
0
0
0
0
0
0
0
0
0
0
0
0
0
0
0
0
0
0
0
0
0
0
0
0
0
0
0
0
0
0
0
0
0
0
0
0
0
0
0
0
0
0
0
0
0
0
0
0
0
0
0
0
0
0
0
0
0
0
0
0
0
0
0
0
0
0
0
0
0
0
0
0
0
0
0
0
0
0
0
0
0
0
0
0
0
0
0
0
0
0
0
0
0
0
0
0
0
0
0
0
0
0
0
0
0
0
0
0
0
0
0
0
0
0
0
0
0
0
0
0
0
0
0
0
0
0
0
0
0
0
0
0
0
0
0
0
0
0
0
0
0
0
0
0
0
0
0
0
0
0
0
0
0
0
0
0
0
0
0
0
0
0
0
0
0
0
0
0
0
0
0
0
0
0
0
0
0
0
0
0
0
0
0
0
0
0
0
0
0
0
0
0
0
0
0
0
0
0
0
0
0
0
0
0
0
0
0
0
0
0
0
0
0
0
0
0
0
0
0
0
0
0
0
0
0
0
0
0
0
0
0
0
0
0
0
0
0
0
0
0
0
0
0
0
0
0
0
0
0
0
0
0
0
0
0
0
0
0
0
0
0
0
0
0
0
0
0
0
0
0
0
0
0
0
0
0
0
0
0
0
0
0
0
0
0
0
0
0
0
0
0
0
0
0
0
0
0
0
0
0
0
0
0
0
0
0
0
0
0
0
0
0
0
0
0
0
0
0
0
0
0
0
0
0
0
0
0
0
0
0
0
0
0
0
0
0
0
0
0
0
0
0
0
0
0
0
0
0
0
0
0
0
0
0
0
0
0
0
0
0
0
0
0
0
0
0
0
0
0
0
0
0
0
0
0
0
0
0
0
0
0
0
0
0
0
0
0
0
0
0
0
0
0
0
0
0
0
0
0
0
0
0
0
0
0
0
0
0
0
0
0
0
0
0
0
0
0
0
0
0
0
0
0
0
0
0
0
0
0
0
0
0
0
0
0
0
0
0
0
0
0
0
0
0
0
0
0
0
0
0
0
0
0
0
0
0
0
0
0
0
0
0
0
0
0
0
0
0
0
0
0
0
0
0
0
0
0
0
0
0
0
0
0
0
0
0
0
0
0
0
0
0
0
0
0
0
0
0
0
0
0
0
0
0
0
0
0
0
0
0
0
0
0
0
0
0
0
0
0
0
0
0
0
0
0
0
0
0
0
0
0
0
0
0
0
0
0
0
0
0
0
0
0
0
0
0
0
0
0
0
0
0
0
0
0
0
0
0
0
0
0
0
0
0
0
0
0
0
0
0
0
0
0
0
0
0
0
0
0
0
0
0
0
0
0
0
0
0
0
0
0
0
0
0
0
0
0
0
0
0
0
0
0
0
0
0
0
0
0
0
0
0
0
0
0
0
0
0
0
0
0
0
0
0
0
0
0
0
0
0
0
0
0
0
0
0
0
0
0
0
0
0
0
0
0
0
0
0
0
0
0
0
0
0
0
0
0
0
0
0
0
0
0
0
0
0
0
0
0
0
0
0
0
0
0
0
0
0
0
0
0
0
0
0
0
0
0
0
0
0
0
0
0
0
0
0
0
0
0
0
0
0
0
0
0
0
0
0
0
0
0
0
0
0
0
0
0
0
0
0
0
0
0
0
0
0
0
0
0
0
0
0
0
0
0
0
0
0
0
0
0
0
0
0
0
0
0
0
0
0
0
0
0
0
0
0
0
0
0
0
0
0
0
0
0
0
0
0
0
0
0
0
0
0
0
0
0
0
0
0
0
0
0
0
0
0
0
0
0
0
0
0
0
0
0
0
0
0
0
0
0
0
0
0
0
0
0
0
0
0
0
0
0
0
0
0
0
0
0
0
0
0
0
0
0
0
0
0
0
0
0
0
0
0
0
0
0
0
0
0
0
0
0
0
0
0
0
0
0
0
0
0
0
0
0
0
0
0
0
0
0
0
0
0
0
0
0
0
0
0
0
0
0
0
0
0
0
0
0
0
0
0
0
0
0
0
0
0
0
0
0
0
0
0
0
0
0
0
0
0
0
0
0
0
0
0
0
0
0
0
0
0
0
0
0
0
0
0
0
0
0
0
0
0
0
0
0
0
0
0
0
0
0
0
0
0
0
0
0
0
0
0
0
0
0
0
0
0
0
0
0
0
0
0
0
0
0
0
0
0
0
0
0
0
0
0
0
0
0
0
0
0
0
0
0
0
0
0
0
0
0
0
0
0
0
0
0
0
0
0
0
0
0
0
0
0
0
0
0
0
0
0
0
0
0
0
0
0
0
0
0
0
0
0
0
0
0
0
0
0
0
0
0
0
0
0
0
0
0
0
0
0
0
0
0
0
0
0
0
0
0
0
0
0
0
0
0
0
0
0
0
0
0
0
0
0
0
0
0
0
0
0
0
0
0
0
0
0
0
0
0
0
0
0
0
0
0
0
0
0
0
0
0
0
0
0
0
0
0
0
0
0
0
0
0
0
0
0
0
0
0
0
0
0
0
0
0
0
0
0
0
0
0
0
0
0
0
0
0
0
0
0
0
0
0
0
0
0
0
0
0
0
0
0
0
0
0
0
0
0
0
0
0
0
0
0
0
0
0
0
0
0
0
0
0
0
0
0
0
0
0
0
0
0
0
0
0
0
0
0
0
0
0
0
0
0
0
0
0
0
0
0
0
0
0
0
0
0
0
0
0
0
0
0
0
0
0
0
0
0
0
0
0
0
0
0
0
0
0
0
0
0
0
0
0
0
0
0
0
0
0
0
0
0
0
0
0
0
0
0
0
0
0
0
0
0
0
0
0
0
0
0
0
0
0
0
0
0
0
0
0
0
0
0
0
0
0
0
0
0
0
0
0
0
0
0
0
0
0
0
0
0
0
0
0
0
0
0
0
0
0
0
0
0
0
0
0
0
0
0
0
0
0
0
0
0
0
0
0
0
0
0
0
0
0
0
0
0
0
0
0
0
0
0
0
0
0
0
0
0
0
0
0
0
0
0
0
0
0
0
0
0
0
0
0
0
0
0
0
0
0
0
0
0
0
0
0
0
0
0
0
0
0
0
0
0
0
0
0
0
0
0
0
0
0
0
0
0
0
0
0
0
0
0
0
0
0
0
0
0
0
0
0
0
0
0
0
0
0
0
0
0
0
0
0
0
0
0
0
0
0
0
0
0
0
0
0
0
0
0
0
0
0
0
0
0
0
0
0
0
0
0
0
0
0
0
0
0
0
0
0
0
0
0
0
0
0
0
0
0
0
0
0
0
0
0
0
0
0
0
0
0
0
0
0
0
0
0
0
0
0
0
0
0
0
0
0
0
0
0
0
0
0
0
0
0
0
0
0
0
0
0
0
0
0
0
0
0
0
0
0
0
0
0
0
0
0
0
0
0
0
0
0
0
0
0
0
0
0
0
0
0
0
0
0
0
0
0
0
0
0
0
0
0
0
0
0
0
0
0
0
0
0
0
0
0
0
0
0
0
0
0
0
0
0
0
0
0
0
0
0
0
0
0
0
0
0
0
0
0
0
0
0
0
0
0
0
0
0
0
0
0
0
0
0
0
0
0
0
0
0
0
0
0
0
0
0
0
0
0
0
0
0
0
0
0
0
0
0
0
0
0
0
0
0
0
0
0
0
0
0
0
0
0
0
0
0
0
0
0
0
0
0
0
0
0
0
0
0
0
0
0
0
0
0
0
0
0
0
0
0
0
0
0
0
0
0
0
0
0
0
0
0
0
0
0
0
0
0
0
0
0
0
0
0
0
0
0
0
0
0
0
0
0
0
0
0
0
0
0
0
0
0
0
0
0
0
0
0
0
0
0
0
0
0
0
0
0
0
0
0
0
0
0
0
0
0
0
0
0
0
0
0
0
0
0
0
0
0
0
0
0
0
0
0
0
0
0
0
0
0
0
0
0
0
0
0
0
0
0
0
0
0
0
0
0
0
0
0
0
0
0
0
0
0
0
0
0
0
0
0
0
0
0
0
0
0
0
0
0
0
0
0
0
0
0
0
0
0
0
0
0
0
0
0
0
0
0
0
0
0
0
0
0
0
0
0
0
0
0
0
0
0
0
0
0
0
0
0
0
0
0
0
0
0
0
0
0
0
0
0
0
0
0
0
0
0
0
0
0
0
0
0
0
0
0
0
0
0
0
0
0
0
0
0
0
0
0
0
0
0
0
0
0
0
0
0
0
0
0
0
0
0
0
0
0
0
0
0
0
0
0
0
0
0
0
0
0
0
0
0
0
0
0
0
0
0
0
0
0
0
0
0
0
0
0
0
0
0
0
0
0
0
0
0
0
0
0
0
0
0
0
0
0
0
0
0
0
0
0
0
0
0
0
0
0
0
0
0
0
0
0
0
0
0
0
0
0
0
0
0
0
0
0
0
0
0
0
0
0
0
0
0
0
0
0
0
0
0
0
0
0
0
0
0
0
0
0
0
0
0
0
0
0
0
0
0
0
0
0
0
0
0
0
0
0
0
0
0
0
0
0
0
0
0
0
0
0
0
0
0
0
0
0
0
0
0
0
0
0
0
0
0
0
0
0
0
0
0
0
0
0
0
0
0
0
0
0
0
0
0
0
0
0
0
0
0
0
0
0
0
0
0
0
0
0
0
0
0
0
0
0
0
0
0
0
0
0
0
0
0
0
0
0
0
0
0
0
0
0
0
0
0
0
0
0
0
0
0
0
0
0
0
0
0
0
0
0
0
0
0
0
0
0
0
0
0
0
0
0
0
0
0
0
0
0
0
0
0
0
0
0
0
0
0
0
0
0
0
0
0
0
0
0
0
0
0
0
0
0
0
0
0
0
0
0
0
0
0
0
0
0
0
0
0
0
0
0
0
0
0
0
0
0
0
0
0
0
0
0
0
0
0
0
0
0
0
0
0
0
0
0
0
0
0
0
0
0
0
0
0
0
0
0
0
0
0
0
0
0
0
0
0
0
0
0
0
0
0
0
0
0
0
0
0
0
0
0
0
0
0
0
0
0
0
0
0
0
0
0
0
0
0
0
0
0
0
0
0
0
0
0
0
0
0
0
0
0
0
0
0
0
0
0
0
0
0
0
0
0
0
0
0
0
0
0
0
0
0
0
0
0
0
0
0
0
0
0
0
0
0
0
0
0
0
0
0
0
0
0
0
0
0
0
0
0
0
0
0
0
0
0
0
0
0
0
0
0
0
0
0
0
0
0
0
0
0
0
0
0
0
0
0
0
0
0
0
0
0
0
0
0
0
0
0
0
0
0
0
0
0
0
0
0
0
0
0
0
0
0
0
0
0
0
0
0
0
0
0
0
0
0
0
0
0
0
0
0
0
0
0
0
0
0
0
0
0
0
0
0
0
0
0
0
0
0
0
0
0
0
0
0
0
0
0
0
0
0
0
0
0
0
0
0
0
0
0
0
0
0
0
0
0
0
0
0
0
0
0
0
0
0
0
0
0
0
0
0
0
0
0
0
0
0
0
0
0
0
0
0
0
0
0
0
0
0
0
0
0
0
0
0
0
0
0
0
0
0
0
0
0
0
0
0
0
0
0
0
0
0
0
0
0
0
0
0
0
0
0
0
0
0
0
0
0
0
0
0
0
0
0
0
0
0
0
0
0
0
0
0
0
0
0
0
0
0
0
0
0
0
0
0
0
0
0
0
0
0
0
0
0
0
0
0
0
0
0
0
0
0
0
0
0
0
0
0
0
0
0
0
0
0
0
0
0
0
0
0
0
0
0
0
0
0
0
0
0
0
0
0
0
0
0
0
0
0
0
0
0
0
0
0
0
0
0
0
0
0
0
0
0
0
0
0
0
0
0
0
0
0
0
0
0
0
0
0
0
0
0
0
0
0
0
0
0
0
0
0
0
0
0
0
0
0
0
0
0
0
0
0
0
0
0
0
0
0
0
0
0
0
0
0
0
0
0
0
0
0
0
0
0
0
0
0
0
0
0
0
0
0
0
0
0
0
0
0
0
0
0
0
0
0
0
0
0
0
0
0
0
0
0
0
0
0
0
0
0
0
0
0
0
0
0
0
0
0
0
0
0
0
0
0
0
0
0
0
0
0
0
0
0
0
0
0
0
0
0
0
0
0
0
0
0
0
0
0
0
0
0
0
0
0
0
0
0
0
0
0
0
0
0
0
0
0
0
0
0
0
0
0
0
0
0
0
0
0
0
0
0
0
0
0
0
0
0
0
0
0
0
0
0
0
0
0
0
0
0
0
0
0
0
0
0
0
0
0
0
0
0
0
0
0
0
0
0
0
0
0
0
0
0
0
0
0
0
0
0
0
0
0
0
0
0
0
0
0
0
0
0
0
0
0
0
0
0
0
0
0
0
0
0
0
0
0
0
0
0
0
0
0
0
0
0
0
0
0
0
0
0
0
0
0
0
0
0
0
0
0
0
0
0
0
0
0
0
0
0
0
0
0
0
0
0
0
0
0
0
0
0
0
0
0
0
0
0
0
0
0
0
0
0
0
0
0
0
0
0
0
0
0
0
0
0
0
0
0
0
0
0
0
0
0
0
0
0
0
0
0
0
0
0
0
0
0
0
0
0
0
0
0
0
0
0
0
0
0
0
0
0
0
0
0
0
0
0
0
0
0
0
0
0
0
0
0
0
0
0
0
0
0
0
0
0
0
0
0
0
0
0
0
0
0
0
0
0
0
0
0
0
0
0
0
0
0
0
0
0
0
0
0
0
0
0
0
0
0
0
0
0
0
0
0
0
0
0
0
0
0
0
0
0
0
0
0
0
0
0
0
0
0
0
0
0
0
0
0
0
0
0
0
0
0
0
0
0
0
0
0
0
0
0
0
0
0
0
0
0
0
0
0
0
0
0
0
0
0
0
0
0
0
0
0
0
0
0
0
0
0
0
0
0
0
0
0
0
0
0
0
0
0
0
0
0
0
0
0
0
0
0
0
0
0
0
0
0
0
0
0
0
0
0
0
0
0
0
0
0
0
0
0
0
0
0
0
0
0
0
0
0
0
0
0
0
0
0
0
0
0
0
0
0
0
0
0
0
0
0
0
0
0
0
0
0
0
0
0
0
0
0
0
0
0
0
0
0
0
0
0
0
0
0
0
0
0
0
0
0
0
0
0
0
0
0
0
0
0
0
0
0
0
0
0
0
0
0
0
0
0
0
0
0
0
0
0
0
0
0
0
0
0
0
0
0
0
0
0
0
0
0
0
0
0
0
0
0
0
0
0
0
0
0
0
0
0
0
0
0
0
0
0
0
0
0
0
0
0
0
0
0
0
0
0
0
0
0
0
0
0
0
0
0
0
0
0
0
0
0
0
0
0
0
0
0
0
0
0
0
0
0
0
0
0
0
0
0
0
0
0
0
0
0
0
0
0
0
0
0
0
0
0
0
0
0
0
0
0
0
0
0
0
0
0
0
0
0
0
0
0
0
0
0
0
0
0
0
0
0
0
0
0
0
0
0
0
0
0
0
0
0
0
0
0
0
0
0
0
0
0
0
0
0
0
0
0
0
0
0
0
0
0
0
0
0
0
0
0
0
0
0
0
0
0
0
0
0
0
0
0
0
0
0
0
0
0
0
0
0
0
0
0
0
0
0
0
0
0
0
0
0
0
0
0
0
0
0
0
0
0
0
0
0
0
0
0
0
0
0
0
0
0
0
0
0
0
0
0
0
0
0
0
0
0
0
0
0
0
0
0
0
0
0
0
0
0
0
0
0
0
0
0
0
0
0
0
0
0
0
0
0
0
0
0
0
0
0
0
0
0
0
0
0
0
0
0
0
0
0
0
0
0
0
0
0
0
0
0
0
0
0
0
0
0
0
0
0
0
0
0
0
0
0
0
0
0
0
0
0
0
0
0
0
0
0
0
0
0
0
0
0
0
0
0
0
0
0
0
0
0
0
0
0
0
0
0
0
0
0
0
0
0
0
0
0
0
0
0
0
0
0
0
0
0
0
0
0
0
0
0
0
0
0
0
0
0
0
0
0
0
0
0
0
0
0
0
0
0
0
0
0
0
0
0
0
0
0
0
0
0
0
0
0
0
0
0
0
0
0
0
0
0
0
0
0
0
0
0
0
0
0
0
0
0
0
0
0
0
0
0
0
0
0
0
0
0
0
0
0
0
0
0
0
0
0
0
0
0
0
0
0
0
0
0
0
0
0
0
0
0
0
0
0
0
0
0
0
0
0
0
0
0
0
0
0
0
0
0
0
0
0
0
0
0
0
0
0
0
0
0
0
0
0
0
0
0
0
0
0
0
0
0
0
0
0
0
0
0
0
0
0
0
0
0
0
0
0
0
0
0
0
0
0
0
0
0
0
0
0
0
0
0
0
0
0
0
0
0
0
0
0
0
0
0
0
0
0
0
0
0
0
0
0
0
0
0
0
0
0
0
0
0
0
0
0
0
0
0
0
0
0
0
0
0
0
0
0
0
0
0
0
0
0
0
0
0
0
0
0
0
0
0
0
0
0
0
0
0
0
0
0
0
0
0
0
0
0
0
0
0
0
0
0
0
0
0
0
0
0
0
0
0
0
0
0
0
0
0
0
0
0
0
0
0
0
0
0
0
0
0
0
0
0
0
0
0
0
0
0
0
0
0
0
0
0
0
0
0
0
0
0
0
0
0
0
0
0
0
0
0
0
0
0
0
0
0
0
0
0
0
0
0
0
0
0
0
0
0
0
0
0
0
0
0
0
0
0
0
0
0
0
0
0
0
0
0
0
0
0
0
0
0
0
0
0
0
0
0
0
0
0
0
0
0
0
0
0
0
0
0
0
0
0
0
0
0
0
0
0
0
0
0
0
0
0
0
0
0
0
0
0
0
0
0
0
0
0
0
0
0
0
0
0
0
0
0
0
0
0
0
0
0
0
0
0
0
0
0
0
0
0
0
0
0
0
0
0
0
0
0
0
0
0
0
0
0
0
0
0
0
0
0
0
0
0
0
0
0
0
0
0
0
0
0
0
0
0
0
0
0
0
0
0
0
0
0
0
0
0
0
0
0
0
0
0
0
0
0
0
0
0
0
0
0
0
0
0
0
0
0
0
0
0
0
0
0
0
0
0
0
0
0
0
0
0
0
0
0
0
0
0
0
0
0
0
0
0
0
0
0
0
0
0
0
0
0
0
0
0
0
0
0
0
0
0
0
0
0
0
0
0
0
0
0
0
0
0
0
0
0
0
0
0
0
0
0
0
0
0
0
0
0
0
0
0
0
0
0
0
0
0
0
0
0
0
0
0
0
0
0
0
0
0
0
0
0
0
0
0
0
0
0
0
0
0
0
0
0
0
0
0
0
0
0
0
0
0
0
0
0
0
0
0
0
0
0
0
0
0
0
0
0
0
0
0
0
0
0
0
0
0
0
0
0
0
0
0
0
0
0
0
0
0
0
0
0
0
0
0
0
0
0
0
0
0
0
0
0
0
0
0
0
0
0
0
0
0
0
0
0
0
0
0
0
0
0
0
0
0
0
0
0
0
0
0
0
0
0
0
0
0
0
0
0
0
0
0
0
0
0
0
0
0
0
0
0
0
0
0
0
0
0
0
0
0
0
0
0
0
0
0
0
0
0
0
0
0
0
0
0
0
0
0
0
0
0
0
0
0
0
0
0
0
0
0
0
0
0
0
0
0
0
0
0
0
0
0
0
0
0
0
0
0
0
0
0
0
0
0
0
0
0
0
0
0
0
0
0
0
0
0
0
0
0
0
0
0
0
0
0
0
0
0
0
0
0
0
0
0
0
0
0
0
0
0
0
0
0
0
0
0
0
0
0
0
0
0
0
0
0
0
0
0
0
0
0
0
0
0
0
0
0
0
0
0
0
0
0
0
0
0
0
0
0
0
0
0
0
0
0
0
0
0
0
0
0
0
0
0
0
0
0
0
0
0
0
0
0
0
0
0
0
0
0
0
0
0
0
0
0
0
0
0
0
0
0
0
0
0
0
0
0
0
0
0
0
0
0
0
0
0
0
0
0
0
0
0
0
0
0
0
0
0
0
0
0
0
0
0
0
0
0
0
0
0
0
0
0
0
0
0
0
0
0
0
0
0
0
0
0
0
0
0
0
0
0
0
0
0
0
0
0
0
0
0
0
0
0
0
0
0
0
0
0
0
0
0
0
0
0
0
0
0
0
0
0
0
0
0
0
0
0
0
0
0
0
0
0
0
0
0
0
0
0
0
0
0
0
0
0
0
0
0
0
0
0
0
0
0
0
0
0
0
0
0
0
0
0
0
0
0
0
0
0
0
0
0
0
0
0
0
0
0
0
0
0
0
0
0
0
0
0
0
0
0
0
0
0
0
0
0
0
0
0
0
0
0
0
0
0
0
0
0
0
0
0
0
0
0
0
0
0
0
0
0
0
0
0
0
0
0
0
0
0
0
0
0
0
0
0
0
0
0
0
0
0
0
0
0
0
0
0
0
0
0
0
0
0
0
0
0
0
0
0
0
0
0
0
0
0
0
0
0
0
0
0
0
0
0
0
0
0
0
0
0
0
0
0
0
0
0
0
0
0
0
0
0
0
0
0
0
0
0
0
0
0
0
0
0
0
0
0
0
0
0
0
0
0
0
0
0
0
0
0
0
0
0
0
0
0
0
0
0
0
0
0
0
0
0
0
0
0
0
0
0
0
0
0
0
0
0
0
0
0
0
0
0
0
0
0
0
0
0
0
0
0
0
0
0
0
0
0
0
0
0
0
0
0
0
0
0
0
0
0
0
0
0
0
0
0
0
0
0
0
0
0
0
0
0
0
0
0
0
0
0
0
0
0
0
0
0
0
0
0
0
0
0
0
0
0
0
0
0
0
0
0
0
0
0
0
0
0
0
0
0
0
0
0
0
0
0
0
0
0
0
0
0
0
0
0
0
0
0
0
0
0
0
0
0
0
0
0
0
0
0
0
0
0
0
0
0
0
0
0
0
0
0
0
0
0
0
0
0
0
0
0
0
0
0
0
0
0
0
0
0
0
0
0
0
0
0
0
0
0
0
0
0
0
0
0
0
0
0
0
0
0
0
0
0
0
0
0
0
0
0
0
0
0
0
0
0
0
0
0
0
0
0
0
0
0
0
0
0
0
0
0
0
0
0
0
0
0
0
0
0
0
0
0
0
0
0
0
0
0
0
0
0
0
0
0
0
0
0
0
0
0
0
0
0
0
0
0
0
0
0
0
0
0
0
0
0
0
0
0
0
0
0
0
0
0
0
0
0
0
0
0
0
0
0
0
0
0
0
0
0
0
0
0
0
0
0
0
0
0
0
0
0
0
0
0
0
0
0
0
0
0
0
0
0
0
0
0
0
0
0
0
0
0
0
0
0
0
0
0
0
0
0
0
0
0
0
0
0
0
0
0
0
0
0
0
0
0
0
0
0
0
0
0
0
0
0
0
0
0
0
0
0
0
0
0
0
0
0
0
0
0
0
0
0
0
0
0
0
0
0
0
0
0
0
0
0
0
0
0
0
0
0
0
0
0
0
0
0
0
0
0
0
0
0
0
0
0
0
0
0
0
0
0
0
0
0
0
0
0
0
0
0
0
0
0
0
0
0
0
0
0
0
0
0
0
0
0
0
0
0
0
0
0
0
0
0
0
0
0
0
0
0
0
0
0
0
0
0
0
0
0
0
0
0
0
0
0
0
0
0
0
0
0
0
0
0
0
0
0
0
0
0
0
0
0
0
0
0
0
0
0
0
0
0
0
0
0
0
0
0
0
0
0
0
0
0
0
0
0
0
0
0
0
0
0
0
0
0
0
0
0
0
0
0
0
0
0
0
0
0
0
0
0
0
0
0
0
0
0
0
0
0
0
0
0
0
0
0
0
0
0
0
0
0
0
0
0
0
0
0
0
0
0
0
0
0
0
0
0
0
0
0
0
0
0
0
0
0
0
0
0
0
0
0
0
0
0
0
0
0
0
0
0
0
0
0
0
0
0
0
0
0
0
0
0
0
0
0
0
0
0
0
0
0
0
0
0
0
0
0
0
0
0
0
0
0
0
0
0
0
0
0
0
0
0
0
0
0
0
0
0
0
0
0
0
0
0
0
0
0
0
0
0
0
0
0
0
0
0
0
0
0
0
0
0
0
0
0
0
0
0
0
0
0
0
0
0
0
0
0
0
0
0
0
0
0
0
0
0
0
0
0
0
0
0
0
0
0
0
0
0
0
0
0
0
0
0
0
0
0
0
0
0
0
0
0
0
0
0
0
0
0
0
0
0
0
0
0
0
0
0
0
0
0
0
0
0
0
0
0
0
0
0
0
0
0
0
0
0
0
0
0
0
0
0
0
0
0
0
0
0
0
0
0
0
0
0
0
0
0
0
0
0
0
0
0
0
0
0
0
0
0
0
0
0
0
0
0
0
0
0
0
0
0
0
0
0
0
0
0
0
0
0
0
0
0
0
0
0
0
0
0
0
0
0
0
0
0
0
0
0
0
0
0
0
0
0
0
0
0
0
0
0
0
0
0
0
0
0
0
0
0
0
0
0
0
0
0
0
0
0
0
0
0
0
0
0
0
0
0
0
0
0
0
0
0
0
0
0
0
0
0
0
0
0
0
0
0
0
0
0
0
0
0
0
0
0
0
0
0
0
0
0
0
0
0
0
0
0
0
0
0
0
0
0
0
0
0
0
0
0
0
0
0
0
0
0
0
0
0
0
0
0
0
0
0
0
0
0
0
0
0
0
0
0
0
0
0
0
0
0
0
0
0
0
0
0
0
0
0
0
0
0
0
0
0
0
0
0
0
0
0
0
0
0
0
0
0
0
0
0
0
0
0
0
0
0
0
0
0
0
0
0
0
0
0
0
0
0
0
0
0
0
0
0
0
0
0
0
0
0
0
0
0
0
0
0
0
0
0
0
0
0
0
0
0
0
0
0
0
0
0
0
0
0
0
0
0
0
0
0
0
0
0
0
0
0
0
0
0
0
0
0
0
0
0
0
0
0
0
0
0
0
0
0
0
0
0
0
0
0
0
0
0
0
0
0
0
0
0
0
0
0
0
0
0
0
0
0
0
0
0
0
0
0
0
0
0
0
0
0
0
0
0
0
0
0
0
0
0
0
0
0
0
0
0
0
0
0
0
0
0
0
0
0
0
0
0
0
0
0
0
0
0
0
0
0
0
0
0
0
0
0
0
0
0
0
0
0
0
0
0
0
0
0
0
0
0
0
0
0
0
0
0
0
0
0
0
0
0
0
0
0
0
0
0
0
0
0
0
0
0
0
0
0
0
0
0
0
0
0
0
0
0
0
0
0
0
0
0
0
0
0
0
0
0
0
0
0
0
0
0
0
0
0
0
0
0
0
0
0
0
0
0
0
0
0
0
0
0
0
0
0
0
0
0
0
0
0
0
0
0
0
0
0
0
0
0
0
0
0
0
0
0
0
0
0
0
0
0
0
0
0
0
0
0
0
0
0
0
0
0
0
0
0
0
0
0
0
0
0
0
0
0
0
0
0
0
0
0
0
0
0
0
0
0
0
0
0
0
0
0
0
0
0
0
0
0
0
0
0
0
0
0
0
0
0
0
0
0
0
0
0
0
0
0
0
0
0
0
0
0
0
0
0
0
0
0
0
0
0
0
0
0
0
0
0
0
0
0
0
0
0
0
0
0
0
0
0
0
0
0
0
0
0
0
0
0
0
0
0
0
0
0
0
0
0
0
0
0
0
0
0
0
0
0
0
0
0
0
0
0
0
0
0
0
0
0
0
0
0
0
0
0
0
0
0
0
0
0
0
0
0
0
0
0
0
0
0
0
0
0
0
0
0
0
0
0
0
0
0
0
0
0
0
0
0
0
0
0
0
0
0
0
0
0
0
0
0
0
0
0
0
0
0
0
0
0
0
0
0
0
0
0
0
0
0
0
0
0
0
0
0
0
0
0
0
0
0
0
0
0
0
0
0
0
0
0
0
0
0
0
0
0
0
0
0
0
0
0
0
0
0
0
0
0
0
0
0
0
0
0
0
0
0
0
0
0
0
0
0
0
0
0
0
0
0
0
0
0
0
0
0
0
0
0
0
0
0
0
0
0
0
0
0
0
0
0
0
0
0
0
0
0
0
0
0
0
0
0
0
0
0
0
0
0
0
0
0
0
0
0
0
0
0
0
0
0
0
0
0
0
0
0
0
0
0
0
0
0
0
0
0
0
0
0
0
0
0
0
0
0
0
0
0
0
0
0
0
0
0
0
0
0
0
0
0
0
0
0
0
0
0
0
0
0
0
0
0
0
0
0
0
0
0
0
0
0
0
0
0
0
0
0
0
0
0
0
0
0
0
0
0
0
0
0
0
0
0
0
0
0
0
0
0
0
0
0
0
0
0
0
0
0
0
0
0
0
0
0
0
0
0
0
0
0
0
0
0
0
0
0
0
0
0
0
0
0
0
0
0
0
0
0
0
0
0
0
0
0
0
0
0
0
0
0
0
0
0
0
0
0
0
0
0
0
0
0
0
0
0
0
0
0
0
0
0
0
0
0
0
0
0
0
0
0
0
0
0
0
0
0
0
0
0
0
0
0
0
0
0
0
0
0
0
0
0
0
0
0
0
0
0
0
0
0
0
0
0
0
0
0
0
0
0
0
0
0
0
0
0
0
0
0
0
0
0
0
0
0
0
0
0
0
0
0
0
0
0
0
0
0
0
0
0
0
0
0
0
0
0
0
0
0
0
0
0
0
0
0
0
0
0
0
0
0
0
0
0
0
0
0
0
0
0
0
0
0
0
0
0
0
0
0
0
0
0
0
0
0
0
0
0
0
0
0
0
0
0
0
0
0
0
0
0
0
0
0
0
0
0
0
0
0
0
0
0
0
0
0
0
0
0
0
0
0
0
0
0
0
0
0
0
0
0
0
0
0
0
0
0
0
0
0
0
0
0
0
0
0
0
0
0
0
0
0
0
0
0
0
0
0
0
0
0
0
0
0
0
0
0
0
0
0
0
0
0
0
0
0
0
0
0
0
0
0
0
0
0
0
0
0
0
0
0
0
0
0
0
0
0
0
0
0
0
0
0
0
0
0
0
0
0
0
0
0
0
0
0
0
0
0
0
0
0
0
0
0
0
0
0
0
0
0
0
0
0
0
0
0
0
0
0
0
0
0
0
0
0
0
0
0
0
0
0
0
0
0
0
0
0
0
0
0
0
0
0
0
0
0
0
0
0
0
0
0
0
0
0
0
0
0
0
0
0
0
0
0
0
0
0
0
0
0
0
0
0
0
0
0
0
0
0
0
0
0
0
0
0
0
0
0
0
0
0
0
0
0
0
0
0
0
0
0
0
0
0
0
0
0
0
0
0
0
0
0
0
0
0
0
0
0
0
0
0
0
0
0
0
0
0
0
0
0
0
0
0
0
0
0
0
0
0
0
0
0
0
0
0
0
0
0
0
0
0
0
0
0
0
0
0
0
0
0
0
0
0
0
0
0
0
0
0
0
0
0
0
0
0
0
0
0
0
0
0
0
0
0
0
0
0
0
0
0
0
0
0
0
0
0
0
0
0
0
0
0
0
0
0
0
0
0
0
0
0
0
0
0
0
0
0
0
0
0
0
0
0
0
0
0
0
0
0
0
0
0
0
0
0
0
0
0
0
0
0
0
0
0
0
0
0
0
0
0
0
0
0
0
0
0
0
0
0
0
0
0
0
0
0
0
0
0
0
0
0
0
0
0
0
0
0
0
0
0
0
0
0
0
0
0
0
0
0
0
0
0
0
0
0
0
0
0
0
0
0
0
0
0
0
0
0
0
0
0
0
0
0
0
0
0
0
0
0
0
0
0
0
0
0
0
0
0
0
0
0
0
0
0
0
0
0
0
0
0
0
0
0
0
0
0
0
0
0
0
0
0
0
0
0
0
0
0
0
0
0
0
0
0
0
0
0
0
0
0
0
0
0
0
0
0
0
0
0
0
0
0
0
0
0
0
0
0
0
0
0
0
0
0
0
0
0
0
0
0
0
0
0
0
0
0
0
0
0
0
0
0
0
0
0
0
0
0
0
0
0
0
0
0
0
0
0
0
0
0
0
0
0
0
0
0
0
0
0
0
0
0
0
0
0
0
0
0
0
0
0
0
0
0
0
0
0
0
0
0
0
0
0
0
0
0
0
0
0
0
0
0
0
0
0
0
0
0
0
0
0
0
0
0
0
0
0
0
0
0
0
0
0
0
0
0
0
0
0
0
0
0
0
0
0
0
0
0
0
0
0
0
0
0
0
0
0
0
0
0
0
0
0
0
0
0
0
0
0
0
0
0
0
0
0
0
0
0
0
0
0
0
0
0
0
0
0
0
0
0
0
0
0
0
0
0
0
0
0
0
0
0
0
0
0
0
0
0
0
0
0
0
0
0
0
0
0
0
0
0
0
0
0
0
0
0
0
0
0
0
0
0
0
0
0
0
0
0
0
0
0
0
0
0
0
0
0
0
0
0
0
0
0
0
0
0
0
0
0
0
0
0
0
0
0
0
0
0
0
0
0
0
0
0
0
0
0
0
0
0
0
0
0
0
0
0
0
0
0
0
0
0
0
0
0
0
0
0
0
0
0
0
0
0
0
0
0
0
0
0
0
0
0
0
0
0
0
0
0
0
0
0
0
0
0
0
0
0
0
0
0
0
0
0
0
0
0
0
0
0
0
0
0
0
0
0
0
0
0
0
0
0
0
0
0
0
0
0
0
0
0
0
0
0
0
0
0
0
0
0
0
0
0
0
0
0
0
0
0
0
0
0
0
0
0
0
0
0
0
0
0
0
0
0
0
0
0
0
0
0
0
0
0
0
0
0
0
0
0
0
0
0
0
0
0
0
0
0
0
0
0
0
0
0
0
0
0
0
0
0
0
0
0
0
0
0
0
0
0
0
0
0
0
0
0
0
0
0
0
0
0
0
0
0
0
0
0
0
0
0
0
0
0
0
0
0
0
0
0
0
0
0
0
0
0
0
0
0
0
0
0
0
0
0
0
0
0
0
0
0
0
0
0
0
0
0
0
0
0
0
0
0
0
0
0
0
0
0
0
0
0
0
0
0
0
0
0
0
0
0
0
0
0
0
0
0
0
0
0
0
0
0
0
0
0
0
0
0
0
0
0
0
0
0
0
0
0
0
0
0
0
0
0
0
0
0
0
0
0
0
0
0
0
0
0
0
0
0
0
0
0
0
0
0
0
0
0
0
0
0
0
0
0
0
0
0
0
0
0
0
0
0
0
0
0
0
0
0
0
0
0
0
0
0
0
0
0
0
0
0
0
0
0
0
0
0
0
0
0
0
0
0
0
0
0
0
0
0
0
0
0
0
0
0
0
0
0
0
0
0
0
0
0
0
0
0
0
0
0
0
0
0
0
0
0
0
0
0
0
0
0
0
0
0
0
0
0
0
0
0
0
0
0
0
0
0
0
0
0
0
0
0
0
0
0
0
0
0
0
0
0
0
0
0
0
0
0
0
0
0
0
0
0
0
0
0
0
0
0
0
0
0
0
0
0
0
0
0
0
0
0
0
0
0
0
0
0
0
0
0
0
0
0
0
0
0
0
0
0
0
0
0
0
0
0
0
0
0
0
0
0
0
0
0
0
0
0
0
0
0
0
0
0
0
0
0
0
0
0
0
0
0
0
0
0
0
0
0
0
0
0
0
0
0
0
0
0
0
0
0
0
0
0
0
0
0
0
0
0
0
0
0
0
0
0
0
0
0
0
0
0
0
0
0
0
0
0
0
0
0
0
0
0
0
0
0
0
0
0
0
0
0
0
0
0
0
0
0
0
0
0
0
0
0
0
0
0
0
0
0
0
0
0
0
0
0
0
0
0
0
0
0
0
0
0
0
0
0
0
0
0
0
0
0
0
0
0
0
0
0
0
0
0
0
0
0
0
0
0
0
0
0
0
0
0
0
0
0
0
0
0
0
0
0
0
0
0
0
0
0
0
0
0
0
0
0
0
0
0
0
0
0
0
0
0
0
0
0
0
0
0
0
0
0
0
0
0
0
0
0
0
0
0
0
0
0
0
0
0
0
0
0
0
0
0
0
0
0
0
0
0
0
0
0
0
0
0
0
0
0
0
0
0
0
0
0
0
0
0
0
0
0
0
0
0
0
0
0
0
0
0
0
0
0
0
0
0
0
0
0
0
0
0
0
0
0
0
0
0
0
0
0
0
0
0
0
0
0
0
0
0
0
0
0
0
0
0
0
0
0
0
0
0
0
0
0
0
0
0
0
0
0
0
0
0
0
0
0
0
0
0
0
0
0
0
0
0
0
0
0
0
0
0
0
0
0
0
0
0
0
0
0
0
0
0
0
0
0
0
0
0
0
0
0
0
0
0
0
0
0
0
0
0
0
0
0
0
0
0
0
0
0
0
0
0
0
0
0
0
0
0
0
0
0
0
0
0
0
0
0
0
0
0
0
0
0
0
0
0
0
0
0
0
0
0
0
0
0
0
0
0
0
0
0
0
0
0
0
0
0
0
0
0
0
0
0
0
0
0
0
0
0
0
0
0
0
0
0
0
0
0
0
0
0
0
0
0
0
0
0
0
0
0
0
0
0
0
0
0
0
0
0
0
0
0
0
0
0
0
0
0
0
0
0
0
0
0
0
0
0
0
0
0
0
0
0
0
0
0
0
0
0
0
0
0
0
0
0
0
0
0
0
0
0
0
0
0
0
0
0
0
0
0
0
0
0
0
0
0
0
0
0
0
0
0
0
0
0
0
0
0
0
0
0
0
0
0
0
0
0
0
0
0
0
0
0
0
0
0
0
0
0
0
0
0
0
0
0
0
0
0
0
0
0
0
0
0
0
0
0
0
0
0
0
0
0
0
0
0
0
0
0
0
0
0
0
0
0
0
0
0
0
0
0
0
0
0
0
0
0
0
0
0
0
0
0
0
0
0
0
0
0
0
0
0
0
0
0
0
0
0
0
0
0
0
0
0
0
0
0
0
0
0
0
0
0
0
0
0
0
0
0
0
0
0
0
0
0
0
0
0
0
0
0
0
0
0
0
0
0
0
0
0
0
0
0
0
0
0
0
0
0
0
0
0
0
0
0
0
0
0
0
0
0
0
0
0
0
0
0
0
0
0
0
0
0
0
0
0
0
0
0
0
0
0
0
0
0
0
0
0
0
0
0
0
0
0
0
0
0
0
0
0
0
0
0
0
0
0
0
0
0
0
0
0
0
0
0
0
0
0
0
0
0
0
0
0
0
0
0
0
0
0
0
0
0
0
0
0
0
0
0
0
0
0
0
0
0
0
0
0
0
0
0
0
0
0
0
0
0
0
0
0
0
0
0
0
0
0
0
0
0
0
0
0
0
0
0
0
0
0
0
0
0
0
0
0
0
0
0
0
0
0
0
0
0
0
0
0
0
0
0
0
0
0
0
0
0
0
0
0
0
0
0
0
0
0
0
0
0
0
0
0
0
0
0
0
0
0
0
0
0
0
0
0
0
0
0
0
0
0
0
0
0
0
0
0
0
0
0
0
0
0
0
0
0
0
0
0
0
0
0
0
0
0
0
0
0
0
0
0
0
0
0
0
0
0
0
0
0
0
0
0
0
0
0
0
0
0
0
0
0
0
0
0
0
0
0
0
0
0
0
0
0
0
0
0
0
0
0
0
0
0
0
0
0
0
0
0
0
0
0
0
0
0
0
0
0
0
0
0
0
0
0
0
0
0
0
0
0
0
0
0
0
0
0
0
0
0
0
0
0
0
0
0
0
0
0
0
0
0
0
0
0
0
0
0
0
0
0
0
0
0
0
0
0
0
0
0
0
0
0
0
0
0
0
0
0
0
0
0
0
0
0
0
0
0
0
0
0
0
0
0
0
0
0
0
0
0
0
0
0
0
0
0
0
0
0
0
0
0
0
0
0
0
0
0
0
0
0
0
0
0
0
0
0
0
0
0
0
0
0
0
0
0
0
0
0
0
0
0
0
0
0
0
0
0
0
0
0
0
0
0
0
0
0
0
0
0
0
0
0
0
0
0
0
0
0
0
0
0
0
0
0
0
0
0
0
0
0
0
0
0
0
0
0
0
0
0
0
0
0
0
0
0
0
0
0
0
0
0
0
0
0
0
0
0
0
0
0
0
0
0
0
0
0
0
0
0
0
0
0
0
0
0
0
0
0
0
0
0
0
0
0
0
0
0
0
0
0
0
0
0
0
0
0
0
0
0
0
0
0
0
0
0
0
0
0
0
0
0
0
0
0
0
0
0
0
0
0
0
0
0
0
0
0
0
0
0
0
0
0
0
0
0
0
0
0
0
0
0
0
0
0
0
0
0
0
0
0
0
0
0
0
0
0
0
0
0
0
0
0
0
0
0
0
0
0
0
0
0
0
0
0
0
0
0
0
0
0
0
0
0
0
0
0
0
0
0
0
0
0
0
0
0
0
0
0
0
0
0
0
0
0
0
0
0
0
0
0
0
0
0
0
0
0
0
0
0
0
0
0
0
0
0
0
0
0
0
0
0
0
0
0
0
0
0
0
0
0
0
0
0
0
0
0
0
0
0
0
0
0
0
0
0
0
0
0
0
0
0
0
0
0
0
0
0
0
0
0
0
0
0
0
0
0
0
0
0
0
0
0
0
0
0
0
0
0
0
0
0
0
0
0
0
0
0
0
0
0
0
0
0
0
0
0
0
0
0
0
0
0
0
0
0
0
0
0
0
0
0
0
0
0
0
0
0
0
0
0
0
0
0
0
0
0
0
0
0
0
0
0
0
0
0
0
0
0
0
0
0
0
0
0
0
0
0
0
0
0
0
0
0
0
0
0
0
0
0
0
0
0
0
0
0
0
0
0
0
0
0
0
0
0
0
0
0
0
0
0
0
0
0
0
0
0
0
0
0
0
0
0
0
0
0
0
0
0
0
0
0
0
0
0
0
0
0
0
0
0
0
0
0
0
0
0
0
0
0
0
0
0
0
0
0
0
0
0
0
0
0
0
0
0
0
0
0
0
0
0
0
0
0
0
0
0
0
0
0
0
0
0
0
0
0
0
0
0
0
0
0
0
0
0
0
0
0
0
0
0
0
0
0
0
0
0
0
0
0
0
0
0
0
0
0
0
0
0
0
0
0
0
0
0
0
0
0
0
0
0
0
0
0
0
0
0
0
0
0
0
0
0
0
0
0
0
0
0
0
0
0
0
0
0
0
0
0
0
0
0
0
0
0
0
0
0
0
0
0
0
0
0
0
0
0
0
0
0
0
0
0
0
0
0
0
0
0
0
0
0
0
0
0
0
0
0
0
0
0
0
0
0
0
0
0
0
0
0
0
0
0
0
0
0
0
0
0
0
0
0
0
0
0
0
0
0
0
0
0
0
0
0
0
0
0
0
0
0
0
0
0
0
0
0
0
0
0
0
0
0
0
0
0
0
0
0
0
0
0
0
0
0
0
0
0
0
0
0
0
0
0
0
0
0
0
0
0
0
0
0
0
0
0
0
0
0
0
0
0
0
0
0
0
0
0
0
0
0
0
0
0
0
0
0
0
0
0
0
0
0
0
0
0
0
0
0
0
0
0
0
0
0
0
0
0
0
0
0
0
0
0
0
0
0
0
0
0
0
0
0
0
0
0
0
0
0
0
0
0
0
0
0
0
0
0
0
0
0
0
0
0
0
0
0
0
0
0
0
0
0
0
0
0
0
0
0
0
0
0
0
0
0
0
0
0
0
0
0
0
0
0
0
0
0
0
0
0
0
0
0
0
0
0
0
0
0
0
0
0
0
0
0
0
0
0
0
0
0
0
0
0
0
0
0
0
0
0
0
0
0
0
0
0
0
0
0
0
0
0
0
0
0
0
0
0
0
0
0
0
0
0
0
0
0
0
0
0
0
0
0
0
0
0
0
0
0
0
0
0
0
0
0
0
0
0
0
0
0
0
0
0
0
0
0
0
0
0
0
0
0
0
0
0
0
0
0
0
0
0
0
0
0
0
0
0
0
0
0
0
0
0
0
0
0
0
0
0
0
0
0
0
0
0
0
0
0
0
0
0
0
0
0
0
0
0
0
0
0
0
0
0
0
0
0
0
0
0
0
0
0
0
0
0
0
0
0
0
0
0
0
0
0
0
0
0
0
0
0
0
0
0
0
0
0
0
0
0
0
0
0
0
0
0
0
0
0
0
0
0
0
0
0
0
0
0
0
0
0
0
0
0
0
0
0
0
0
0
0
0
0
0
0
0
0
0
0
0
0
0
0
0
0
0
0
0
0
0
0
0
0
0
0
0
0
0
0
0
0
0
0
0
0
0
0
0
0
0
0
0
0
0
0
0
0
0
0
0
0
0
0
0
0
0
0
0
0
0
0
0
0
0
0
0
0
0
0
0
0
0
0
0
0
0
0
0
0
0
0
0
0
0
0
0
0
0
0
0
0
0
0
0
0
0
0
0
0
0
0
0
0
0
0
0
0
0
0
0
0
0
0
0
0
0
0
0
0
0
0
0
0
0
0
0
0
0
0
0
0
0
0
0
0
0
0
0
0
0
0
0
0
0
0
0
0
0
0
0
0
0
0
0
0
0
0
0
0
0
0
0
0
0
0
0
0
0
0
0
0
0
0
0
0
0
0
0
0
0
0
0
0
0
0
0
0
0
0
0
0
0
0
0
0
0
0
0
0
0
0
0
0
0
0
0
0
0
0
0
0
0
0
0
0
0
0
0
0
0
0
0
0
0
0
0
0
0
0
0
0
0
0
0
0
0
0
0
0
0
0
0
0
0
0
0
0
0
0
0
0
0
0
0
0
0
0
0
0
0
0
0
0
0
0
0
0
0
0
0
0
0
0
0
0
0
0
0
0
0
0
0
0
0
0
0
0
0
0
0
0
0
0
0
0
0
0
0
0
0
0
0
0
0
0
0
0
0
0
0
0
0
0
0
0
0
0
0
0
0
0
0
0
0
0
0
0
0
0
0
0
0
0
0
0
0
0
0
0
0
0
0
0
0
0
0
0
0
0
0
0
0
0
0
0
0
0
0
0
0
0
0
0
0
0
0
0
0
0
0
0
0
0
0
0
0
0
0
0
0
0
0
0
0
0
0
0
0
0
0
0
0
0
0
0
0
0
0
0
0
0
0
0
0
0
0
0
0
0
0
0
0
0
0
0
0
0
0
0
0
0
0
0
0
0
0
0
0
0
0
0
0
0
0
0
0
0
0
0
0
0
0
0
0
0
0
0
0
0
0
0
0
0
0
0
0
0
0
0
0
0
0
0
0
0
0
0
0
0
0
0
0
0
0
0
0
0
0
0
0
0
0
0
0
0
0
0
0
0
0
0
0
0
0
0
0
0
0
0
0
0
0
0
0
0
0
0
0
0
0
0
0
0
0
0
0
0
0
0
0
0
0
0
0
0
0
0
0
0
0
0
0
0
0
0
0
0
0
0
0
0
0
0
0
0
0
0
0
0
0
0
0
0
0
0
0
0
0
0
0
0
0
0
0
0
0
0
0
0
0
0
0
0
0
0
0
0
0
0
0
0
0
0
0
0
0
0
0
0
0
0
0
0
0
0
0
0
0
0
0
0
0
0
0
0
0
0
0
0
0
0
0
0
0
0
0
0
0
0
0
0
0
0
0
0
0
0
0
0
0
0
0
0
0
0
0
0
0
0
0
0
0
0
0
0
0
0
0
0
0
0
0
0
0
0
0
0
0
0
0
0
0
0
0
0
0
0
0
0
0
0
0
0
0
0
0
0
0
0
0
0
0
0
0
0
0
0
0
0
0
0
0
0
0
0
0
0
0
0
0
0
0
0
0
0
0
0
0
0
0
0
0
0
0
0
0
0
0
0
0
0
0
0
0
0
0
0
0
0
0
0
0
0
0
0
0
0
0
0
0
0
0
0
0
0
0
0
0
0
0
0
0
0
0
0
0
0
0
0
0
0
0
0
0
0
0
0
0
0
0
0
0
0
0
0
0
0
0
0
0
0
0
0
0
0
0
0
0
0
0
0
0
0
0
0
0
0
0
0
0
0
0
0
0
0
0
0
0
0
0
0
0
0
0
0
0
0
0
0
0
0
0
0
0
0
0
0
0
0
0
0
0
0
0
0
0
0
0
0
0
0
0
0
0
0
0
0
0
0
0
0
0
0
0
0
0
0
0
0
0
0
0
0
0
0
0
0
0
0
0
0
0
0
0
0
0
0
0
0
0
0
0
0
0
0
0
0
0
0
0
0
0
0
0
0
0
0
0
0
0
0
0
0
0
0
0
0
0
0
0
0
0
0
0
0
0
0
0
0
0
0
0
0
0
0
0
0
0
0
0
0
0
0
0
0
0
0
0
0
0
0
0
0
0
0
0
0
0
0
0
0
0
0
0
0
0
0
0
0
0
0
0
0
0
0
0
0
0
0
0
0
0
0
0
0
0
0
0
0
0
0
0
0
0
0
0
0
0
0
0
0
0
0
0
0
0
0
0
0
0
0
0
0
0
0
0
0
0
0
0
0
0
0
0
0
0
0
0
0
0
0
0
0
0
0
0
0
0
0
0
0
0
0
0
0
0
0
0
0
0
0
0
0
0
0
0
0
0
0
0
0
0
0
0
0
0
0
0
0
0
0
0
0
0
0
0
0
0
0
0
0
0
0
0
0
0
0
0
0
0
0
0
0
0
0
0
0
0
0
0
0
0
0
0
0
0
0
0
0
0
0
0
0
0
0
0
0
0
0
0
0
0
0
0
0
0
0
0
0
0
0
0
0
0
0
0
0
0
0
0
0
0
0
0
0
0
0
0
0
0
0
0
0
0
0
0
0
0
0
0
0
0
0
0
0
0
0
0
0
0
0
0
0
0
0
0
0
0
0
0
0
0
0
0
0
0
0
0
0
0
0
0
0
0
0
0
0
0
0
0
0
0
0
0
0
0
0
0
0
0
0
0
0
0
0
0
0
0
0
0
0
0
0
0
0
0
0
0
0
0
0
0
0
0
0
0
0
0
0
0
0
0
0
0
0
0
0
0
0
0
0
0
0
0
0
0
0
0
0
0
0
0
0
0
0
0
0
0
0
0
0
0
0
0
0
0
0
0
0
0
0
0
0
0
0
0
0
0
0
0
0
0
0
0
0
0
0
0
0
0
0
0
0
0
0
0
0
0
0
0
0
0
0
0
0
0
0
0
0
0
0
0
0
0
0
0
0
0
0
0
0
0
0
0
0
0
0
0
0
0
0
0
0
0
0
0
0
0
0
0
0
0
0
0
0
0
0
0
0
0
0
0
0
0
0
0
0
0
0
0
0
0
0
0
0
0
0
0
0
0
0
0
0
0
0
0
0
0
0
0
0
0
0
0
0
0
0
0
0
0
0
0
0
0
0
0
0
0
0
0
0
0
0
0
0
0
0
0
0
0
0
0
0
0
0
0
0
0
0
0
0
0
0
0
0
0
0
0
0
0
0
0
0
0
0
0
0
0
0
0
0
0
0
0
0
0
0
0
0
0
0
0
0
0
0
0
0
0
0
0
0
0
0
0
0
0
0
0
0
0
0
0
0
0
0
0
0
0
0
0
0
0
0
0
0
0
0
0
0
0
0
0
0
0
0
0
0
0
0
0
0
0
0
0
0
0
0
0
0
0
0
0
0
0
0
0
0
0
0
0
0
0
0
0
0
0
0
0
0
0
0
0
0
0
0
0
0
0
0
0
0
0
0
0
0
0
0
0
0
0
0
0
0
0
0
0
0
0
0
0
0
0
0
0
0
0
0
0
0
0
0
0
0
0
0
0
0
0
0
0
0
0
0
0
0
0
0
0
0
0
0
0
0
0
0
0
0
0
0
0
0
0
0
0
0
0
0
0
0
0
0
0
0
0
0
0
0
0
0
0
0
0
0
0
0
0
0
0
0
0
0
0
0
0
0
0
0
0
0
0
0
0
0
0
0
0
0
0
0
0
0
0
0
0
0
0
0
0
0
0
0
0
0
0
0
0
0
0
0
0
0
0
0
0
0
0
0
0
0
0
0
0
0
0
0
0
0
0
0
0
0
0
0
0
0
0
0
0
0
0
0
0
0
0
0
0
0
0
0
0
0
0
0
0
0
0
0
0
0
0
0
0
0
0
0
0
0
0
0
0
0
0
0
0
0
0
0
0
0
0
0
0
0
0
0
0
0
0
0
0
0
0
0
0
0
0
0
0
0
0
0
0
0
0
0
0
0
0
0
0
0
0
0
0
0
0
0
0
0
0
0
0
0
0
0
0
0
0
0
0
0
0
0
0
0
0
0
0
0
0
0
0
0
0
0
0
0
0
0
0
0
0
0
0
0
0
0
0
0
0
0
0
0
0
0
0
0
0
0
0
0
0
0
0
0
0
0
0
0
0
0
0
0
0
0
0
0
0
0
0
0
0
0
0
0
0
0
0
0
0
0
0
0
0
0
0
0
0
0
0
0
0
0
0
0
0
0
0
0
0
0
0
0
0
0
0
0
0
0
0
0
0
0
0
0
0
0
0
0
0
0
0
0
0
0
0
0
0
0
0
0
0
0
0
0
0
0
0
0
0
0
0
0
0
0
0
0
0
0
0
0
0
0
0
0
0
0
0
0
0
0
0
0
0
0
0
0
0
0
0
0
0
0
0
0
0
0
0
0
0
0
0
0
0
0
0
0
0
0
0
0
0
0
0
0
0
0
0
0
0
0
0
0
0
0
0
0
0
0
0
0
0
0
0
0
0
0
0
0
0
0
0
0
0
0
0
0
0
0
0
0
0
0
0
0
0
0
0
0
0
0
0
0
0
0
0
0
0
0
0
0
0
0
0
0
0
0
0
0
0
0
0
0
0
0
0
0
0
0
0
0
0
0
0
0
0
0
0
0
0
0
0
0
0
0
0
0
0
0
0
0
0
0
0
0
0
0
0
0
0
0
0
0
0
0
0
0
0
0
0
0
0
0
0
0
0
0
0
0
0
0
0
0
0
0
0
0
0
0
0
0
0
0
0
0
0
0
0
0
0
0
0
0
0
0
0
0
0
0
0
0
0
0
0
0
0
0
0
0
0
0
0
0
0
0
0
0
0
0
0
0
0
0
0
0
0
0
0
0
0
0
0
0
0
0
0
0
0
0
0
0
0
0
0
0
0
0
0
0
0
0
0
0
0
0
0
0
0
0
0
0
0
0
0
0
0
0
0
0
0
0
0
0
0
0
0
0
0
0
0
0
0
0
0
0
0
0
0
0
0
0
0
0
0
0
0
0
0
0
0
0
0
0
0
0
0
0
0
0
0
0
0
0
0
0
0
0
0
0
0
0
0
0
0
0
0
0
0
0
0
0
0
0
0
0
0
0
0
0
0
0
0
0
0
0
0
0
0
0
0
0
0
0
0
0
0
0
0
0
0
0
0
0
0
0
0
0
0
0
0
0
0
0
0
0
0
0
0
0
0
0
0
0
0
0
0
0
0
0
0
0
0
0
0
0
0
0
0
0
0
0
0
0
0
0
0
0
0
0
0
0
0
0
0
0
0
0
0
0
0
0
0
0
0
0
0
0
0
0
0
0
0
0
0
0
0
0
0
0
0
0
0
0
0
0
0
0
0
0
0
0
0
0
0
0
0
0
0
0
0
0
0
0
0
0
0
0
0
0
0
0
0
0
0
0
0
0
0
0
0
0
0
0
0
0
0
0
0
0
0
0
0
0
0
0
0
0
0
0
0
0
0
0
0
0
0
0
0
0
0
0
0
0
0
0
0
0
0
0
0
0
0
0
0
0
0
0
0
0
0
0
0
0
0
0
0
0
0
0
0
0
0
0
0
0
0
0
0
0
0
0
0
0
0
0
0
0
0
0
0
0
0
0
0
0
0
0
0
0
0
0
0
0
0
0
0
0
0
0
0
0
0
0
0
0
0
0
0
0
0
0
0
0
0
0
0
0
0
0
0
0
0
0
0
0
0
0
0
0
0
0
0
0
0
0
0
0
0
0
0
0
0
0
0
0
0
0
0
0
0
0
0
0
0
0
0
0
0
0
0
0
0
0
0
0
0
0
0
0
0
0
0
0
0
0
0
0
0
0
0
0
0
0
0
0
0
0
0
0
0
0
0
0
0
0
0
0
0
0
0
0
0
0
0
0
0
0
0
0
0
0
0
0
0
0
0
0
0
0
0
0
0
0
0
0
0
0
0
0
0
0
0
0
0
0
0
0
0
0
0
0
0
0
0
0
0
0
0
0
0
0
0
0
0
0
0
0
0
0
0
0
0
0
0
0
0
0
0
0
0
0
0
0
0
0
0
0
0
0
0
0
0
0
0
0
0
0
0
0
0
0
0
0
0
0
0
0
0
0
0
0
0
0
0
0
0
0
0
0
0
0
0
0
0
0
0
0
0
0
0
0
0
0
0
0
0
0
0
0
0
0
0
0
0
0
0
0
0
0
0
0
0
0
0
0
0
0
0
0
0
0
0
0
0
0
0
0
0
0
0
0
0
0
0
0
0
0
0
0
0
0
0
0
0
0
0
0
0
0
0
0
0
0
0
0
0
0
0
0
0
0
0
0
0
0
0
0
0
0
0
0
0
0
0
0
0
0
0
0
0
0
0
0
0
0
0
0
0
0
0
0
0
0
0
0
0
0
0
0
0
0
0
0
0
0
0
0
0
0
0
0
0
0
0
0
0
0
0
0
0
0
0
0
0
0
0
0
0
0
0
0
0
0
0
0
0
0
0
0
0
0
0
0
0
0
0
0
0
0
0
0
0
0
0
0
0
0
0
0
0
0
0
0
0
0
0
0
0
0
0
0
0
0
0
0
0
0
0
0
0
0
0
0
0
0
0
0
0
0
0
0
0
0
0
0
0
0
0
0
0
0
0
0
0
0
0
0
0
0
0
0
0
0
0
0
0
0
0
0
0
0
0
0
0
0
0
0
0
0
0
0
0
0
0
0
0
0
0
0
0
0
0
0
0
0
0
0
0
0
0
0
0
0
0
0
0
0
0
0
0
0
0
0
0
0
0
0
0
0
0
0
0
0
0
0
0
0
0
0
0
0
0
0
0
0
0
0
0
0
0
0
0
0
0
0
0
0
0
0
0
0
0
0
0
0
0
0
0
0
0
0
0
0
0
0
0
0
0
0
0
0
0
0
0
0
0
0
0
0
0
0
0
0
0
0
0
0
0
0
0
0
0
0
0
0
0
0
0
0
0
0
0
0
0
0
0
0
0
0
0
0
0
0
0
0
0
0
0
0
0
0
0
0
0
0
0
0
0
0
0
0
0
0
0
0
0
0
0
0
0
0
0
0
0
0
0
0
0
0
0
0
0
0
0
0
0
0
0
0
0
0
0
0
0
0
0
0
0
0
0
0
0
0
0
0
0
0
0
0
0
0
0
0
0
0
0
0
0
0
0
0
0
0
0
0
0
0
0
0
0
0
0
0
0
0
0
0
0
0
0
0
0
0
0
0
0
0
0
0
0
0
0
0
0
0
0
0
0
0
0
0
0
0
0
0
0
0
0
0
0
0
0
0
0
0
0
0
0
0
0
0
0
0
0
0
0
0
0
0
0
0
0
0
0
0
0
0
0
0
0
0
0
0
0
0
0
0
0
0
0
0
0
0
0
0
0
0
0
0
0
0
0
0
0
0
0
0
0
0
0
0
0
0
0
0
0
0
0
0
0
0
0
0
0
0
0
0
0
0
0
0
0
0
0
0
0
0
0
0
0
0
0
0
0
0
0
0
0
0
0
0
0
0
0
0
0
0
0
0
0
0
0
0
0
0
0
0
0
0
0
0
0
0
0
0
0
0
0
0
0
0
0
0
0
0
0
0
0
0
0
0
0
0
0
0
0
0
0
0
0
0
0
0
0
0
0
0
0
0
0
0
0
0
0
0
0
0
0
0
0
0
0
0
0
0
0
0
0
0
0
0
0
0
0
0
0
0
0
0
0
0
0
0
0
0
0
0
0
0
0
0
0
0
0
0
0
0
0
0
0
0
0
0
0
0
0
0
0
0
0
0
0
0
0
0
0
0
0
0
0
0
0
0
0
0
0
0
0
0
0
0
0
0
0
0
0
0
0
0
0
0
0
0
0
0
0
0
0
0
0
0
0
0
0
0
0
0
0
0
0
0
0
0
0
0
0
0
0
0
0
0
0
0
0
0
0
0
0
0
0
0
0
0
0
0
0
0
0
0
0
0
0
0
0
0
0
0
0
0
0
0
0
0
0
0
0
0
0
0
0
0
0
0
0
0
0
0
0
0
0
0
0
0
0
0
0
0
0
0
0
0
0
0
0
0
0
0
0
0
0
0
0
0
0
0
0
0
0
0
0
0
0
0
0
0
0
0
0
0
0
0
0
0
0
0
0
0
0
0
0
0
0
0
0
0
0
0
0
0
0
0
0
0
0
0
0
0
0
0
0
0
0
0
0
0
0
0
0
0
0
0
0
0
0
0
0
0
0
0
0
0
0
0
0
0
0
0
0
0
0
0
0
0
0
0
0
0
0
0
0
0
0
0
0
0
0
0
0
0
0
0
0
0
0
0
0
0
0
0
0
0
0
0
0
0
0
0
0
0
0
0
0
0
0
0
0
0
0
0
0
0
0
0
0
0
0
0
0
0
0
0
0
0
0
0
0
0
0
0
0
0
0
0
0
0
0
0
0
0
0
0
0
0
0
0
0
0
0
0
0
0
0
0
0
0
0
0
0
0
0
0
0
0
0
0
0
0
0
0
0
0
0
0
0
0
0
0
0
0
0
0
0
0
0
0
0
0
0
0
0
0
0
0
0
0
0
0
0
0
0
0
0
0
0
0
0
0
0
0
0
0
0
0
0
0
0
0
0
0
0
0
0
0
0
0
0
0
0
0
0
0
0
0
0
0
0
0
0
0
0
0
0
0
0
0
0
0
0
0
0
0
0
0
0
0
0
0
0
0
0
0
0
0
0
0
0
0
0
0
0
0
0
0
0
0
0
0
0
0
0
0
0
0
0
0
0
0
0
0
0
0
0
0
0
0
0
0
0
0
0
0
0
0
0
0
0
0
0
0
0
0
0
0
0
0
0
0
0
0
0
0
0
0
0
0
0
0
0
0
0
0
0
0
0
0
0
0
0
0
0
0
0
0
0
0
0
0
0
0
0
0
0
0
0
0
0
0
0
0
0
0
0
0
0
0
0
0
0
0
0
0
0
0
0
0
0
0
0
0
0
0
0
0
0
0
0
0
0
0
0
0
0
0
0
0
0
0
0
0
0
0
0
0
0
0
0
0
0
0
0
0
0
0
0
0
0
0
0
0
0
0
0
0
0
0
0
0
0
0
0
0
0
0
0
0
0
0
0
0
0
0
0
0
0
0
0
0
0
0
0
0
0
0
0
0
0
0
0
0
0
0
0
0
0
0
0
0
0
0
0
0
0
0
0
0
0
0
0
0
0
0
0
0
0
0
0
0
0
0
0
0
0
0
0
0
0
0
0
0
0
0
0
0
0
0
0
0
0
0
0
0
0
0
0
0
0
0
0
0
0
0
0
0
0
0
0
0
0
0
0
0
0
0
0
0
0
0
0
0
0
0
0
0
0
0
0
0
0
0
0
0
0
0
0
0
0
0
0
0
0
0
0
0
0
0
0
0
0
0
0
0
0
0
0
0
0
0
0
0
0
0
0
0
0
0
0
0
0
0
0
0
0
0
0
0
0
0
0
0
0
0
0
0
0
0
0
0
0
0
0
0
0
0
0
0
0
0
0
0
0
0
0
0
0
0
0
0
0
0
0
0
0
0
0
0
0
0
0
0
0
0
0
0
0
0
0
0
0
0
0
0
0
0
0
0
0
0
0
0
0
0
0
0
0
0
0
0
0
0
0
0
0
0
0
0
0
0
0
0
0
0
0
0
0
0
0
0
0
0
0
0
0
0
0
0
0
0
0
0
0
0
0
0
0
0
0
0
0
0
0
0
0
0
0
0
0
0
0
0
0
0
0
0
0
0
0
0
0
0
0
0
0
0
0
0
0
0
0
0
0
0
0
0
0
0
0
0
0
0
0
0
0
0
0
0
0
0
0
0
0
0
0
0
0
0
0
0
0
0
0
0
0
0
0
0
0
0
0
0
0
0
0
0
0
0
0
0
0
0
0
0
0
0
0
0
0
0
0
0
0
0
0
0
0
0
0
0
0
0
0
0
0
0
0
0
0
0
0
0
0
0
0
0
0
0
0
0
0
0
0
0
0
0
0
0
0
0
0
0
0
0
0
0
0
0
0
0
0
0
0
0
0
0
0
0
0
0
0
0
0
0
0
0
0
0
0
0
0
0
0
0
0
0
0
0
0
0
0
0
0
0
0
0
0
0
0
0
0
0
0
0
0
0
0
0
0
0
0
0
0
0
0
0
0
0
0
0
0
0
0
0
0
0
0
0
0
0
0
0
0
0
0
0
0
0
0
0
0
0
0
0
0
0
0
0
0
0
0
0
0
0
0
0
0
0
0
0
0
0
0
0
0
0
0
0
0
0
0
0
0
0
0
0
0
0
0
0
0
0
0
0
0
0
0
0
0
0
0
0
0
0
0
0
0
0
0
0
0
0
0
0
0
0
0
0
0
0
0
0
0
0
0
0
0
0
0
0
0
0
0
0
0
0
0
0
0
0
0
0
0
0
0
0
0
0
0
0
0
0
0
0
0
0
0
0
0
0
0
0
0
0
0
0
0
0
0
0
0
0
0
0
0
0
0
0
0
0
0
0
0
0
0
0
0
0
0
0
0
0
0
0
0
0
0
0
0
0
0
0
0
0
0
0
0
0
0
0
0
0
0
0
0
0
0
0
0
0
0
0
0
0
0
0
0
0
0
0
0
0
0
0
0
0
0
0
0
0
0
0
0
0
0
0
0
0
0
0
0
0
0
0
0
0
0
0
0
0
0
0
0
0
0
0
0
0
0
0
0
0
0
0
0
0
0
0
0
0
0
0
0
0
0
0
0
0
0
0
0
0
0
0
0
0
0
0
0
0
0
0
0
0
0
0
0
0
0
0
0
0
0
0
0
0
0
0
0
0
0
0
0
0
0
0
0
0
0
0
0
0
0
0
0
0
0
0
0
0
0
0
0
0
0
0
0
0
0
0
0
0
0
0
0
0
0
0
0
0
0
0
0
0
0
0
0
0
0
0
0
0
0
0
0
0
0
0
0
0
0
0
0
0
0
0
0
0
0
0
0
0
0
0
0
0
0
0
0
0
0
0
0
0
0
0
0
0
0
0
0
0
0
0
0
0
0
0
0
0
0
0
0
0
0
0
0
0
0
0
0
0
0
0
0
0
0
0
0
0
0
0
0
0
0
0
0
0
0
0
0
0
0
0
0
0
0
0
0
0
0
0
0
0
0
0
0
0
0
0
0
0
0
0
0
0
0
0
0
0
0
0
0
0
0
0
0
0
0
0
0
0
0
0
0
0
0
0
0
0
0
0
0
0
0
0
0
0
0
0
0
0
0
0
0
0
0
0
0
0
0
0
0
0
0
0
0
0
0
0
0
0
0
0
0
0
0
0
0
0
0
0
0
0
0
0
0
0
0
0
0
0
0
0
0
0
0
0
0
0
0
0
0
0
0
0
0
0
0
0
0
0
0
0
0
0
0
0
0
0
0
0
0
0
0
0
0
0
0
0
0
0
0
0
0
0
0
0
0
0
0
0
0
0
0
0
0
0
0
0
0
0
0
0
0
0
0
0
0
0
0
0
0
0
0
0
0
0
0
0
0
0
0
0
0
0
0
0
0
0
0
0
0
0
0
0
0
0
0
0
0
0
0
0
0
0
0
0
0
0
0
0
0
0
0
0
0
0
0
0
0
0
0
0
0
0
0
0
0
0
0
0
0
0
0
0
0
0
0
0
0
0
0
0
0
0
0
0
0
0
0
0
0
0
0
0
0
0
0
0
0
0
0
0
0
0
0
0
0
0
0
0
0
0
0
0
0
0
0
0
0
0
0
0
0
0
0
0
0
0
0
0
0
0
0
0
0
0
0
0
0
0
0
0
0
0
0
0
0
0
0
0
0
0
0
0
0
0
0
0
0
0
0
0
0
0
0
0
0
0
0
0
0
0
0
0
0
0
0
0
0
0
0
0
0
0
0
0
0
0
0
0
0
0
0
0
0
0
0
0
0
0
0
0
0
0
0
0
0
0
0
0
0
0
0
0
0
0
0
0
0
0
0
0
0
0
0
0
0
0
0
0
0
0
0
0
0
0
0
0
0
0
0
0
0
0
0
0
0
0
0
0
0
0
0
0
0
0
0
0
0
0
0
0
0
0
0
0
0
0
0
0
0
0
0
0
0
0
0
0
0
0
0
0
0
0
0
0
0
0
0
0
0
0
0
0
0
0
0
0
0
0
0
0
0
0
0
0
0
0
0
0
0
0
0
0
0
0
0
0
0
0
0
0
0
0
0
0
0
0
0
0
0
0
0
0
0
0
0
0
0
0
0
0
0
0
0
0
0
0
0
0
0
0
0
0
0
0
0
0
0
0
0
0
0
0
0
0
0
0
0
0
0
0
0
0
0
0
0
0
0
0
0
0
0
0
0
0
0
0
0
0
0
0
0
0
0
0
0
0
0
0
0
0
0
0
0
0
0
0
0
0
0
0
0
0
0
0
0
0
0
0
0
0
0
0
0
0
0
0
0
0
0
0
0
0
0
0
0
0
0
0
0
0
0
0
0
0
0
0
0
0
0
0
0
0
0
0
0
0
0
0
0
0
0
0
0
0
0
0
0
0
0
0
0
0
0
0
0
0
0
0
0
0
0
0
0
0
0
0
0
0
0
0
0
0
0
0
0
0
0
0
0
0
0
0
0
0
0
0
0
0
0
0
0
0
0
0
0
0
0
0
0
0
0
0
0
0
0
0
0
0
0
0
0
0
0
0
0
0
0
0
0
0
0
0
0
0
0
0
0
0
0
0
0
0
0
0
0
0
0
0
0
0
0
0
0
0
0
0
0
0
0
0
0
0
0
0
0
0
0
0
0
0
0
0
0
0
0
0
0
0
0
0
0
0
0
0
0
0
0
0
0
0
0
0
0
0
0
0
0
0
0
0
0
0
0
0
0
0
0
0
0
0
0
0
0
0
0
0
0
0
0
0
0
0
0
0
0
0
0
0
0
0
0
0
0
0
0
0
0
0
0
0
0
0
0
0
0
0
0
0
0
0
0
0
0
0
0
0
0
0
0
0
0
0
0
0
0
0
0
0
0
0
0
0
0
0
0
0
0
0
0
0
0
0
0
0
0
0
0
0
0
0
0
0
0
0
0
0
0
0
0
0
0
0
0
0
0
0
0
0
0
0
0
0
0
0
0
0
0
0
0
0
0
0
0
0
0
0
0
0
0
0
0
0
0
0
0
0
0
0
0
0
0
0
0
0
0
0
0
0
0
0
0
0
0
0
0
0
0
0
0
0
0
0
0
0
0
0
0
0
0
0
0
0
0
0
0
0
0
0
0
0
0
0
0
0
0
0
0
0
0
0
0
0
0
0
0
0
0
0
0
0
0
0
0
0
0
0
0
0
0
0
0
0
0
0
0
0
0
0
0
0
0
0
0
0
0
0
0
0
0
0
0
0
0
0
0
0
0
0
0
0
0
0
0
0
0
0
0
0
0
0
0
0
0
0
0
0
0
0
0
0
0
0
0
0
0
0
0
0
0
0
0
0
0
0
0
0
0
0
0
0
0
0
0
0
0
0
0
0
0
0
0
0
0
0
0
0
0
0
0
0
0
0
0
0
0
0
0
0
0
0
0
0
0
0
0
0
0
0
0
0
0
0
0
0
0
0
0
0
0
0
0
0
0
0
0
0
0
0
0
0
0
0
0
0
0
0
0
0
0
0
0
0
0
0
0
0
0
0
0
0
0
0
0
0
0
0
0
0
0
0
0
0
0
0
0
0
0
0
0
0
0
0
0
0
0
0
0
0
0
0
0
0
0
0
0
0
0
0
0
0
0
0
0
0
0
0
0
0
0
0
0
0
0
0
0
0
0
0
0
0
0
0
0
0
0
0
0
0
0
0
0
0
0
0
0
0
0
0
0
0
0
0
0
0
0
0
0
0
0
0
0
0
0
0
0
0
0
0
0
0
0
0
0
0
0
0
0
0
0
0
0
0
0
0
0
0
0
0
0
0
0
0
0
0
0
0
0
0
0
0
0
0
0
0
0
0
0
0
0
0
0
0
0
0
0
0
0
0
0
0
0
0
0
0
0
0
0
0
0
0
0
0
0
0
0
0
0
0
0
0
0
0
0
0
0
0
0
0
0
0
0
0
0
0
0
0
0
0
0
0
0
0
0
0
0
0
0
0
0
0
0
0
0
0
0
0
0
0
0
0
0
0
0
0
0
0
0
0
0
0
0
0
0
0
0
0
0
0
0
0
0
0
0
0
0
0
0
0
0
0
0
0
0
0
0
0
0
0
0
0
0
0
0
0
0
0
0
0
0
0
0
0
0
0
0
0
0
0
0
0
0
0
0
0
0
0
0
0
0
0
0
0
0
0
0
0
0
0
0
0
0
0
0
0
0
0
0
0
0
0
0
0
0
0
0
0
0
0
0
0
0
0
0
0
0
0
0
0
0
0
0
0
0
0
0
0
0
0
0
0
0
0
0
0
0
0
0
0
0
0
0
0
0
0
0
0
0
0
0
0
0
0
0
0
0
0
0
0
0
0
0
0
0
0
0
0
0
0
0
0
0
0
0
0
0
0
0
0
0
0
0
0
0
0
0
0
0
0
0
0
0
0
0
0
0
0
0
0
0
0
0
0
0
0
0
0
0
0
0
0
0
0
0
0
0
0
0
0
0
0
0
0
0
0
0
0
0
0
0
0
0
0
0
0
0
0
0
0
0
0
0
0
0
0
0
0
0
0
0
0
0
0
0
0
0
0
0
0
0
0
0
0
0
0
0
0
0
0
0
0
0
0
0
0
0
0
0
0
0
0
0
0
0
0
0
0
0
0
0
0
0
0
0
0
0
0
0
0
0
0
0
0
0
0
0
0
0
0
0
0
0
0
0
0
0
0
0
0
0
0
0
0
0
0
0
0
0
0
0
0
0
0
0
0
0
0
0
0
0
0
0
0
0
0
0
0
0
0
0
0
0
0
0
0
0
0
0
0
0
0
0
0
0
0
0
0
0
0
0
0
0
0
0
0
0
0
0
0
0
0
0
0
0
0
0
0
0
0
0
0
0
0
0
0
0
0
0
0
0
0
0
0
0
0
0
0
0
0
0
0
0
0
0
0
0
0
0
0
0
0
0
0
0
0
0
0
0
0
0
0
0
0
0
0
0
0
0
0
0
0
0
0
0
0
0
0
0
0
0
0
0
0
0
0
0
0
0
0
0
0
0
0
0
0
0
0
0
0
0
0
0
0
0
0
0
0
0
0
0
0
0
0
0
0
0
0
0
0
0
0
0
0
0
0
0
0
0
0
0
0
0
0
0
0
0
0
0
0
0
0
0
0
0
0
0
0
0
0
0
0
0
0
0
0
0
0
0
0
0
0
0
0
0
0
0
0
0
0
0
0
0
0
0
0
0
0
0
0
0
0
0
0
0
0
0
0
0
0
0
0
0
0
0
0
0
0
0
0
0
0
0
0
0
0
0
0
0
0
0
0
0
0
0
0
0
0
0
0
0
0
0
0
0
0
0
0
0
0
0
0
0
0
0
0
0
0
0
0
0
0
0
0
0
0
0
0
0
0
0
0
0
0
0
0
0
0
0
0
0
0
0
0
0
0
0
0
0
0
0
0
0
0
0
0
0
0
0
0
0
0
0
0
0
0
0
0
0
0
0
0
0
0
0
0
0
0
0
0
0
0
0
0
0
0
0
0
0
0
0
0
0
0
0
0
0
0
0
0
0
0
0
0
0
0
0
0
0
0
0
0
0
0
0
0
0
0
0
0
0
0
0
0
0
0
0
0
0
0
0
0
0
0
0
0
0
0
0
0
0
0
0
0
0
0
0
0
0
0
0
0
0
0
0
0
0
0
0
0
0
0
0
0
0
0
0
0
0
0
0
0
0
0
0
0
0
0
0
0
0
0
0
0
0
0
0
0
0
0
0
0
0
0
0
0
0
0
0
0
0
0
0
0
0
0
0
0
0
0
0
0
0
0
0
0
0
0
0
0
0
0
0
0
0
0
0
0
0
0
0
0
0
0
0
0
0
0
0
0
0
0
0
0
0
0
0
0
0
0
0
0
0
0
0
0
0
0
0
0
0
0
0
0
0
0
0
0
0
0
0
0
0
0
0
0
0
0
0
0
0
0
0
0
0
0
0
0
0
0
0
0
0
0
0
0
0
0
0
0
0
0
0
0
0
0
0
0
0
0
0
0
0
0
0
0
0
0
0
0
0
0
0
0
0
0
0
0
0
0
0
0
0
0
0
0
0
0
0
0
0
0
0
0
0
0
0
0
0
0
0
0
0
0
0
0
0
0
0
0
0
0
0
0
0
0
0
0
0
0
0
0
0
0
0
0
0
0
0
0
0
0
0
0
0
0
0
0
0
0
0
0
0
0
0
0
0
0
0
0
0
0
0
0
0
0
0
0
0
0
0
0
0
0
0
0
0
0
0
0
0
0
0
0
0
0
0
0
0
0
0
0
0
0
0
0
0
0
0
0
0
0
0
0
0
0
0
0
0
0
0
0
0
0
0
0
0
0
0
0
0
0
0
0
0
0
0
0
0
0
0
0
0
0
0
0
0
0
0
0
0
0
0
0
0
0
0
0
0
0
0
0
0
0
0
0
0
0
0
0
0
0
0
0
0
0
0
0
0
0
0
0
0
0
0
0
0
0
0
0
0
0
0
0
0
0
0
0
0
0
0
0
0
0
0
0
0
0
0
0
0
0
0
0
0
0
0
0
0
0
0
0
0
0
0
0
0
0
0
0
0
0
0
0
0
0
0
0
0
0
0
0
0
0
0
0
0
0
0
0
0
0
0
0
0
0
0
0
0
0
0
0
0
0
0
0
0
0
0
0
0
0
0
0
0
0
0
0
0
0
0
0
0
0
0
0
0
0
0
0
0
0
0
0
0
0
0
0
0
0
0
0
0
0
0
0
0
0
0
0
0
0
0
0
0
0
0
0
0
0
0
0
0
0
0
0
0
0
0
0
0
0
0
0
0
0
0
0
0
0
0
0
0
0
0
0
0
0
0
0
0
0
0
0
0
0
0
0
0
0
0
0
0
0
0
0
0
0
0
0
0
0
0
0
0
0
0
0
0
0
0
0
0
0
0
0
0
0
0
0
0
0
0
0
0
0
0
0
0
0
0
0
0
0
0
0
0
0
0
0
0
0
0
0
0
0
0
0
0
0
0
0
0
0
0
0
0
0
0
0
0
0
0
0
0
0
0
0
0
0
0
0
0
0
0
0
0
0
0
0
0
0
0
0
0
0
0
0
0
0
0
0
0
0
0
0
0
0
0
0
0
0
0
0
0
0
0
0
0
0
0
0
0
0
0
0
0
0
0
0
0
0
0
0
0
0
0
0
0
0
0
0
0
0
0
0
0
0
0
0
0
0
0
0
0
0
0
0
0
0
0
0
0
0
0
0
0
0
0
0
0
0
0
0
0
0
0
0
0
0
0
0
0
0
0
0
0
0
0
0
0
0
0
0
0
0
0
0
0
0
0
0
0
0
0
0
0
0
0
0
0
0
0
0
0
0
0
0
0
0
0
0
0
0
0
0
0
0
0
0
0
0
0
0
0
0
0
0
0
0
0
0
0
0
0
0
0
0
0
0
0
0
0
0
0
0
0
0
0
0
0
0
0
0
0
0
0
0
0
0
0
0
0
0
0
0
0
0
0
0
0
0
0
0
0
0
0
0
0
0
0
0
0
0
0
0
0
0
0
0
0
0
0
0
0
0
0
0
0
0
0
0
0
0
0
0
0
0
0
0
0
0
0
0
0
0
0
0
0
0
0
0
0
0
0
0
0
0
0
0
0
0
0
0
0
0
0
0
0
0
0
0
0
0
0
0
0
0
0
0
0
0
0
0
0
0
0
0
0
0
0
0
0
0
0
0
0
0
0
0
0
0
0
0
0
0
0
0
0
0
0
0
0
0
0
0
0
0
0
0
0
0
0
0
0
0
0
0
0
0
0
0
0
0
0
0
0
0
0
0
0
0
0
0
0
0
0
0
0
0
0
0
0
0
0
0
0
0
0
0
0
0
0
0
0
0
0
0
0
0
0
0
0
0
0
0
0
0
0
0
0
0
0
0
0
0
0
0
0
0
0
0
0
0
0
0
0
0
0
0
0
0
0
0
0
0
0
0
0
0
0
0
0
0
0
0
0
0
0
0
0
0
0
0
0
0
0
0
0
0
0
0
0
0
0
0
0
0
0
0
0
0
0
0
0
0
0
0
0
0
0
0
0
0
0
0
0
0
0
0
0
0
0
0
0
0
0
0
0
0
0
0
0
0
0
0
0
0
0
0
0
0
0
0
0
0
0
0
0
0
0
0
0
0
0
0
0
0
0
0
0
0
0
0
0
0
0
0
0
0
0
0
0
0
0
0
0
0
0
0
0
0
0
0
0
0
0
0
0
0
0
0
0
0
0
0
0
0
0
0
0
0
0
0
0
0
0
0
0
0
0
0
0
0
0
0
0
0
0
0
0
0
0
0
0
0
0
0
0
0
0
0
0
0
0
0
0
0
0
0
0
0
0
0
0
0
0
0
0
0
0
0
0
0
0
0
0
0
0
0
0
0
0
0
0
0
0
0
0
0
0
0
0
0
0
0
0
0
0
0
0
0
0
0
0
0
0
0
0
0
0
0
0
0
0
0
0
0
0
0
0
0
0
0
0
0
0
0
0
0
0
0
0
0
0
0
0
0
0
0
0
0
0
0
0
0
0
0
0
0
0
0
0
0
0
0
0
0
0
0
0
0
0
0
0
0
0
0
0
0
0
0
0
0
0
0
0
0
0
0
0
0
0
0
0
0
0
0
0
0
0
0
0
0
0
0
0
0
0
0
0
0
0
0
0
0
0
0
0
0
0
0
0
0
0
0
0
0
0
0
0
0
0
0
0
0
0
0
0
0
0
0
0
0
0
0
0
0
0
0
0
0
0
0
0
0
0
0
0
0
0
0
0
0
0
0
0
0
0
0
0
0
0
0
0
0
0
0
0
0
0
0
0
0
0
0
0
0
0
0
0
0
0
0
0
0
0
0
0
0
0
0
0
0
0
0
0
0
0
0
0
0
0
0
0
0
0
0
0
0
0
0
0
0
0
0
0
0
0
0
0
0
0
0
0
0
0
0
0
0
0
0
0
0
0
0
0
0
0
0
0
0
0
0
0
0
0
0
0
0
0
0
0
0
0
0
0
0
0
0
0
0
0
0
0
0
0
0
0
0
0
0
0
0
0
0
0
0
0
0
0
0
0
0
0
0
0
0
0
0
0
0
0
0
0
0
0
0
0
0
0
0
0
0
0
0
0
0
0
0
0
0
0
0
0
0
0
0
0
0
0
0
0
0
0
0
0
0
0
0
0
0
0
0
0
0
0
0
0
0
0
0
0
0
0
0
0
0
0
0
0
0
0
0
0
0
0
0
0
0
0
0
0
0
0
0
0
0
0
0
0
0
0
0
0
0
0
0
0
0
0
0
0
0
0
0
0
0
0
0
0
0
0
0
0
0
0
0
0
0
0
0
0
0
0
0
0
0
0
0
0
0
0
0
0
0
0
0
0
0
0
0
0
0
0
0
0
0
0
0
0
0
0
0
0
0
0
0
0
0
0
0
0
0
0
0
0
0
0
0
0
0
0
0
0
0
0
0
0
0
0
0
0
0
0
0
0
0
0
0
0
0
0
0
0
0
0
0
0
0
0
0
0
0
0
0
0
0
0
0
0
0
0
0
0
0
0
0
0
0
0
0
0
0
0
0
0
0
0
0
0
0
0
0
0
0
0
0
0
0
0
0
0
0
0
0
0
0
0
0
0
0
0
0
0
0
0
0
0
0
0
0
0
0
0
0
0
0
0
0
0
0
0
0
0
0
0
0
0
0
0
0
0
0
0
0
0
0
0
0
0
0
0
0
0
0
0
0
0
0
0
0
0
0
0
0
0
0
0
0
0
0
0
0
0
0
0
0
0
0
0
0
0
0
0
0
0
0
0
0
0
0
0
0
0
0
0
0
0
0
0
0
0
0
0
0
0
0
0
0
0
0
0
0
0
0
0
0
0
0
0
0
0
0
0
0
0
0
0
0
0
0
0
0
0
0
0
0
0
0
0
0
0
0
0
0
0
0
0
0
0
0
0
0
0
0
0
0
0
0
0
0
0
0
0
0
0
0
0
0
0
0
0
0
0
0
0
0
0
0
0
0
0
0
0
0
0
0
0
0
0
0
0
0
0
0
0
0
0
0
0
0
0
0
0
0
0
0
0
0
0
0
0
0
0
0
0
0
0
0
0
0
0
0
0
0
0
0
0
0
0
0
0
0
0
0
0
0
0
0
0
0
0
0
0
0
0
0
0
0
0
0
0
0
0
0
0
0
0
0
0
0
0
0
0
0
0
0
0
0
0
0
0
0
0
0
0
0
0
0
0
0
0
0
0
0
0
0
0
0
0
0
0
0
0
0
0
0
0
0
0
0
0
0
0
0
0
0
0
0
0
0
0
0
0
0
0
0
0
0
0
0
0
0
0
0
0
0
0
0
0
0
0
0
0
0
0
0
0
0
0
0
0
0
0
0
0
0
0
0
0
0
0
0
0
0
0
0
0
0
0
0
0
0
0
0
0
0
0
0
0
0
0
0
0
0
0
0
0
0
0
0
0
0
0
0
0
0
0
0
0
0
0
0
0
0
0
0
0
0
0
0
0
0
0
0
0
0
0
0
0
0
0
0
0
0
0
0
0
0
0
0
0
0
0
0
0
0
0
0
0
0
0
0
0
0
0
0
0
0
0
0
0
0
0
0
0
0
0
0
0
0
0
0
0
0
0
0
0
0
0
0
0
0
0
0
0
0
0
0
0
0
0
0
0
0
0
0
0
0
0
0
0
0
0
0
0
0
0
0
0
0
0
0
0
0
0
0
0
0
0
0
0
0
0
0
0
0
0
0
0
0
0
0
0
0
0
0
0
0
0
0
0
0
0
0
0
0
0
0
0
0
0
0
0
0
0
0
0
0
0
0
0
0
0
0
0
0
0
0
0
0
0
0
0
0
0
0
0
0
0
0
0
0
0
0
0
0
0
0
0
0
0
0
0
0
0
0
0
0
0
0
0
0
0
0
0
0
0
0
0
0
0
0
0
0
0
0
0
0
0
0
0
0
0
0
0
0
0
0
0
0
0
0
0
0
0
0
0
0
0
0
0
0
0
0
0
0
0
0
0
0
0
0
0
0
0
0
0
0
0
0
0
0
0
0
0
0
0
0
0
0
0
0
0
0
0
0
0
0
0
0
0
0
0
0
0
0
0
0
0
0
0
0
0
0
0
0
0
0
0
0
0
0
0
0
0
0
0
0
0
0
0
0
0
0
0
0
0
0
0
0
0
0
0
0
0
0
0
0
0
0
0
0
0
0
0
0
0
0
0
0
0
0
0
0
0
0
0
0
0
0
0
0
0
0
0
0
0
0
0
0
0
0
0
0
0
0
0
0
0
0
0
0
0
0
0
0
0
0
0
0
0
0
0
0
0
0
0
0
0
0
0
0
0
0
0
0
0
0
0
0
0
0
0
0
0
0
0
0
0
0
0
0
0
0
0
0
0
0
0
0
0
0
0
0
0
0
0
0
0
0
0
0
0
0
0
0
0
0
0
0
0
0
0
0
0
0
0
0
0
0
0
0
0
0
0
0
0
0
0
0
0
0
0
0
0
0
0
0
0
0
0
0
0
0
0
0
0
0
0
0
0
0
0
0
0
0
0
0
0
0
0
0
0
0
0
0
0
0
0
0
0
0
0
0
0
0
0
0
0
0
0
0
0
0
0
0
0
0
0
0
0
0
0
0
0
0
0
0
0
0
0
0
0
0
0
0
0
0
0
0
0
0
0
0
0
0
0
0
0
0
0
0
0
0
0
0
0
0
0
0
0
0
0
0
0
0
0
0
0
0
0
0
0
0
0
0
0
0
0
0
0
0
0
0
0
0
0
0
0
0
0
0
0
0
0
0
0
0
0
0
0
0
0
0
0
0
0
0
0
0
0
0
0
0
0
0
0
0
0
0
0
0
0
0
0
0
0
0
0
0
0
0
0
0
0
0
0
0
0
0
0
0
0
0
0
0
0
0
0
0
0
0
0
0
0
0
0
0
0
0
0
0
0
0
0
0
0
0
0
0
0
0
0
0
0
0
0
0
0
0
0
0
0
0
0
0
0
0
0
0
0
0
0
0
0
0
0
0
0
0
0
0
0
0
0
0
0
0
0
0
0
0
0
0
0
0
0
0
0
0
0
0
0
0
0
0
0
0
0
0
0
0
0
0
0
0
0
0
0
0
0
0
0
0
0
0
0
0
0
0
0
0
0
0
0
0
0
0
0
0
0
0
0
0
0
0
0
0
0
0
0
0
0
0
0
0
0
0
0
0
0
0
0
0
0
0
0
0
0
0
0
0
0
0
0
0
0
0
0
0
0
0
0
0
0
0
0
0
0
0
0
0
0
0
0
0
0
0
0
0
0
0
0
0
0
0
0
0
0
0
0
0
0
0
0
0
0
0
0
0
0
0
0
0
0
0
0
0
0
0
0
0
0
0
0
0
0
0
0
0
0
0
0
0
0
0
0
0
0
0
0
0
0
0
0
0
0
0
0
0
0
0
0
0
0
0
0
0
0
0
0
0
0
0
0
0
0
0
0
0
0
0
0
0
0
0
0
0
0
0
0
0
0
0
0
0
0
0
0
0
0
0
0
0
0
0
0
0
0
0
0
0
0
0
0
0
0
0
0
0
0
0
0
0
0
0
0
0
0
0
0
0
0
0
0
0
0
0
0
0
0
0
0
0
0
0
0
0
0
0
0
0
0
0
0
0
0
0
0
0
0
0
0
0
0
0
0
0
0
0
0
0
0
0
0
0
0
0
0
0
0
0
0
0
0
0
0
0
0
0
0
0
0
0
0
0
0
0
0
0
0
0
0
0
0
0
0
0
0
0
0
0
0
0
0
0
0
0
0
0
0
0
0
0
0
0
0
0
0
0
0
0
0
0
0
0
0
0
0
0
0
0
0
0
0
0
0
0
0
0
0
0
0
0
0
0
0
0
0
0
0
0
0
0
0
0
0
0
0
0
0
0
0
0
0
0
0
0
0
0
0
0
0
0
0
0
0
0
0
0
0
0
0
0
0
0
0
0
0
0
0
0
0
0
0
0
0
0
0
0
0
0
0
0
0
0
0
0
0
0
0
0
0
0
0
0
0
0
0
0
0
0
0
0
0
0
0
0
0
0
0
0
0
0
0
0
0
0
0
0
0
0
0
0
0
0
0
0
0
0
0
0
0
0
0
0
0
0
0
0
0
0
0
0
0
0
0
0
0
0
0
0
0
0
0
0
0
0
0
0
0
0
0
0
0
0
0
0
0
0
0
0
0
0
0
0
0
0
0
0
0
0
0
0
0
0
0
0
0
0
0
0
0
0
0
0
0
0
0
0
0
0
0
0
0
0
0
0
0
0
0
0
0
0
0
0
0
0
0
0
0
0
0
0
0
0
0
0
0
0
0
0
0
0
0
0
0
0
0
0
0
0
0
0
0
0
0
0
0
0
0
0
0
0
0
0
0
0
0
0
0
0
0
0
0
0
0
0
0
0
0
0
0
0
0
0
0
0
0
0
0
0
0
0
0
0
0
0
0
0
0
0
0
0
0
0
0
0
0
0
0
0
0
0
0
0
0
0
0
0
0
0
0
0
0
0
0
0
0
0
0
0
0
0
0
0
0
0
0
0
0
0
0
0
0
0
0
0
0
0
0
0
0
0
0
0
0
0
0
0
0
0
0
0
0
0
0
0
0
0
0
0
0
0
0
0
0
0
0
0
0
0
0
0
0
0
0
0
0
0
0
0
0
0
0
0
0
0
0
0
0
0
0
0
0
0
0
0
0
0
0
0
0
0
0
0
0
0
0
0
0
0
0
0
0
0
0
0
0
0
0
0
0
0
0
0
0
0
0
0
0
0
0
0
0
0
0
0
0
0
0
0
0
0
0
0
0
0
0
0
0
0
0
0
0
0
0
0
0
0
0
0
0
0
0
0
0
0
0
0
0
0
0
0
0
0
0
0
0
0
0
0
0
0
0
0
0
0
0
0
0
0
0
0
0
0
0
0
0
0
0
0
0
0
0
0
0
0
0
0
0
0
0
0
0
0
0
0
0
0
0
0
0
0
0
0
0
0
0
0
0
0
0
0
0
0
0
0
0
0
0
0
0
0
0
0
0
0
0
0
0
0
0
0
0
0
0
0
0
0
0
0
0
0
0
0
0
0
0
0
0
0
0
0
0
0
0
0
0
0
0
0
0
0
0
0
0
0
0
0
0
0
0
0
0
0
0
0
0
0
0
0
0
0
0
0
0
0
0
0
0
0
0
0
0
0
0
0
0
0
0
0
0
0
0
0
0
0
0
0
0
0
0
0
0
0
0
0
0
0
0
0
0
0
0
0
0
0
0
0
0
0
0
0
0
0
0
0
0
0
0
0
0
0
0
0
0
0
0
0
0
0
0
0
0
0
0
0
0
0
0
0
0
0
0
0
0
0
0
0
0
0
0
0
0
0
0
0
0
0
0
0
0
0
0
0
0
0
0
0
0
0
0
0
0
0
0
0
0
0
0
0
0
0
0
0
0
0
0
0
0
0
0
0
0
0
0
0
0
0
0
0
0
0
0
0
0
0
0
0
0
0
0
0
0
0
0
0
0
0
0
0
0
0
0
0
0
0
0
0
0
0
0
0
0
0
0
0
0
0
0
0
0
0
0
0
0
0
0
0
0
0
0
0
0
0
0
0
0
0
0
0
0
0
0
0
0
0
0
0
0
0
0
0
0
0
0
0
0
0
0
0
0
0
0
0
0
0
0
0
0
0
0
0
0
0
0
0
0
0
0
0
0
0
0
0
0
0
0
0
0
0
0
0
0
0
0
0
0
0
0
0
0
0
0
0
0
0
0
0
0
0
0
0
0
0
0
0
0
0
0
0
0
0
0
0
0
0
0
0
0
0
0
0
0
0
0
0
0
0
0
0
0
0
0
0
0
0
0
0
0
0
0
0
0
0
0
0
0
0
0
0
0
0
0
0
0
0
0
0
0
0
0
0
0
0
0
0
0
0
0
0
0
0
0
0
0
0
0
0
0
0
0
0
0
0
0
0
0
0
0
0
0
0
0
0
0
0
0
0
0
0
0
0
0
0
0
0
0
0
0
0
0
0
0
0
0
0
0
0
0
0
0
0
0
0
0
0
0
0
0
0
0
0
0
0
0
0
0
0
0
0
0
0
0
0
0
0
0
0
0
0
0
0
0
0
0
0
0
0
0
0
0
0
0
0
0
0
0
0
0
0
0
0
0
0
0
0
0
0
0
0
0
0
0
0
0
0
0
0
0
0
0
0
0
0
0
0
0
0
0
0
0
0
0
0
0
0
0
0
0
0
0
0
0
0
0
0
0
0
0
0
0
0
0
0
0
0
0
0
0
0
0
0
0
0
0
0
0
0
0
0
0
0
0
0
0
0
0
0
0
0
0
0
0
0
0
0
0
0
0
0
0
0
0
0
0
0
0
0
0
0
0
0
0
0
0
0
0
0
0
0
0
0
0
0
0
0
0
0
0
0
0
0
0
0
0
0
0
0
0
0
0
0
0
0
0
0
0
0
0
0
0
0
0
0
0
0
0
0
0
0
0
0
0
0
0
0
0
0
0
0
0
0
0
0
0
0
0
0
0
0
0
0
0
0
0
0
0
0
0
0
0
0
0
0
0
0
0
0
0
0
0
0
0
0
0
0
0
0
0
0
0
0
0
0
0
0
0
0
0
0
0
0
0
0
0
0
0
0
0
0
0
0
0
0
0
0
0
0
0
0
0
0
0
0
0
0
0
0
0
0
0
0
0
0
0
0
0
0
0
0
0
0
0
0
0
0
0
0
0
0
0
0
0
0
0
0
0
0
0
0
0
0
0
0
0
0
0
0
0
0
0
0
0
0
0
0
0
0
0
0
0
0
0
0
0
0
0
0
0
0
0
0
0
0
0
0
0
0
0
0
0
0
0
0
0
0
0
0
0
0
0
0
0
0
0
0
0
0
0
0
0
0
0
0
0
0
0
0
0
0
0
0
0
0
0
0
0
0
0
0
0
0
0
0
0
0
0
0
0
0
0
0
0
0
0
0
0
0
0
0
0
0
0
0
0
0
0
0
0
0
0
0
0
0
0
0
0
0
0
0
0
0
0
0
0
0
0
0
0
0
0
0
0
0
0
0
0
0
0
0
0
0
0
0
0
0
0
0
0
0
0
0
0
0
0
0
0
0
0
0
0
0
0
0
0
0
0
0
0
0
0
0
0
0
0
0
0
0
0
0
0
0
0
0
0
0
0
0
0
0
0
0
0
0
0
0
0
0
0
0
0
0
0
0
0
0
0
0
0
0
0
0
0
0
0
0
0
0
0
0
0
0
0
0
0
0
0
0
0
0
0
0
0
0
0
0
0
0
0
0
0
0
0
0
0
0
0
0
0
0
0
0
0
0
0
0
0
0
0
0
0
0
0
0
0
0
0
0
0
0
0
0
0
0
0
0
0
0
0
0
0
0
0
0
0
0
0
0
0
0
0
0
0
0
0
0
0
0
0
0
0
0
0
0
0
0
0
0
0
0
0
0
0
0
0
0
0
0
0
0
0
0
0
0
0
0
0
0
0
0
0
0
0
0
0
0
0
0
0
0
0
0
0
0
0
0
0
0
0
0
0
0
0
0
0
0
0
0
0
0
0
0
0
0
0
0
0
0
0
0
0
0
0
0
0
0
0
0
0
0
0
0
0
0
0
0
0
0
0
0
0
0
0
0
0
0
0
0
0
0
0
0
0
0
0
0
0
0
0
0
0
0
0
0
0
0
0
0
0
0
0
0
0
0
0
0
0
0
0
0
0
0
0
0
0
0
0
0
0
0
0
0
0
0
0
0
0
0
0
0
0
0
0
0
0
0
0
0
0
0
0
0
0
0
0
0
0
0
0
0
0
0
0
0
0
0
0
0
0
0
0
0
0
0
0
0
0
0
0
0
0
0
0
0
0
0
0
0
0
0
0
0
0
0
0
0
0
0
0
0
0
0
0
0
0
0
0
0
0
0
0
0
0
0
0
0
0
0
0
0
0
0
0
0
0
0
0
0
0
0
0
0
0
0
0
0
0
0
0
0
0
0
0
0
0
0
0
0
0
0
0
0
0
0
0
0
0
0
0
0
0
0
0
0
0
0
0
0
0
0
0
0
0
0
0
0
0
0
0
0
0
0
0
0
0
0
0
0
0
0
0
0
0
0
0
0
0
0
0
0
0
0
0
0
0
0
0
0
0
0
0
0
0
0
0
0
0
0
0
0
0
0
0
0
0
0
0
0
0
0
0
0
0
0
0
0
0
0
0
0
0
0
0
0
0
0
0
0
0
0
0
0
0
0
0
0
0
0
0
0
0
0
0
0
0
0
0
0
0
0
0
0
0
0
0
0
0
0
0
0
0
0
0
0
0
0
0
0
0
0
0
0
0
0
0
0
0
0
0
0
0
0
0
0
0
0
0
0
0
0
0
0
0
0
0
0
0
0
0
0
0
0
0
0
0
0
0
0
0
0
0
0
0
0
0
0
0
0
0
0
0
0
0
0
0
0
0
0
0
0
0
0
0
0
0
0
0
0
0
0
0
0
0
0
0
0
0
0
0
0
0
0
0
0
0
0
0
0
0
0
0
0
0
0
0
0
0
0
0
0
0
0
0
0
0
0
0
0
0
0
0
0
0
0
0
0
0
0
0
0
0
0
0
0
0
0
0
0
0
0
0
0
0
0
0
0
0
0
0
0
0
0
0
0
0
0
0
0
0
0
0
0
0
0
0
0
0
0
0
0
0
0
0
0
0
0
0
0
0
0
0
0
0
0
0
0
0
0
0
0
0
0
0
0
0
0
0
0
0
0
0
0
0
0
0
0
0
0
0
0
0
0
0
0
0
0
0
0
0
0
0
0
0
0
0
0
0
0
0
0
0
0
0
0
0
0
0
0
0
0
0
0
0
0
0
0
0
0
0
0
0
0
0
0
0
0
0
0
0
0
0
0
0
0
0
0
0
0
0
0
0
0
0
0
0
0
0
0
0
0
0
0
0
0
0
0
0
0
0
0
0
0
0
0
0
0
0
0
0
0
0
0
0
0
0
0
0
0
0
0
0
0
0
0
0
0
0
0
0
0
0
0
0
0
0
0
0
0
0
0
0
0
0
0
0
0
0
0
0
0
0
0
0
0
0
0
0
0
0
0
0
0
0
0
0
0
0
0
0
0
0
0
0
0
0
0
0
0
0
0
0
0
0
0
0
0
0
0
0
0
0
0
0
0
0
0
0
0
0
0
0
0
0
0
0
0
0
0
0
0
0
0
0
0
0
0
0
0
0
0
0
0
0
0
0
0
0
0
0
0
0
0
0
0
0
0
0
0
0
0
0
0
0
0
0
0
0
0
0
0
0
0
0
0
0
0
0
0
0
0
0
0
0
0
0
0
0
0
0
0
0
0
0
0
0
0
0
0
0
0
0
0
0
0
0
0
0
0
0
0
0
0
0
0
0
0
0
0
0
0
0
0
0
0
0
0
0
0
0
0
0
0
0
0
0
0
0
0
0
0
0
0
0
0
0
0
0
0
0
0
0
0
0
0
0
0
0
0
0
0
0
0
0
0
0
0
0
0
0
0
0
0
0
0
0
0
0
0
0
0
0
0
0
0
0
0
0
0
0
0
0
0
0
0
0
0
0
0
0
0
0
0
0
0
0
0
0
0
0
0
0
0
0
0
0
0
0
0
0
0
0
0
0
0
0
0
0
0
0
0
0
0
0
0
0
0
0
0
0
0
0
0
0
0
0
0
0
0
0
0
0
0
0
0
0
0
0
0
0
0
0
0
0
0
0
0
0
0
0
0
0
0
0
0
0
0
0
0
0
0
0
0
0
0
0
0
0
0
0
0
0
0
0
0
0
0
0
0
0
0
0
0
0
0
0
0
0
0
0
0
0
0
0
0
0
0
0
0
0
0
0
0
0
0
0
0
0
0
0
0
0
0
0
0
0
0
0
0
0
0
0
0
0
0
0
0
0
0
0
0
0
0
0
0
0
0
0
0
0
0
0
0
0
0
0
0
0
0
0
0
0
0
0
0
0
0
0
0
0
0
0
0
0
0
0
0
0
0
0
0
0
0
0
0
0
0
0
0
0
0
0
0
0
0
0
0
0
0
0
0
0
0
0
0
0
0
0
0
0
0
0
0
0
0
0
0
0
0
0
0
0
0
0
0
0
0
0
0
0
0
0
0
0
0
0
0
0
0
0
0
0
0
0
0
0
0
0
0
0
0
0
0
0
0
0
0
0
0
0
0
0
0
0
0
0
0
0
0
0
0
0
0
0
0
0
0
0
0
0
0
0
0
0
0
0
0
0
0
0
0
0
0
0
0
0
0
0
0
0
0
0
0
0
0
0
0
0
0
0
0
0
0
0
0
0
0
0
0
0
0
0
0
0
0
0
0
0
0
0
0
0
0
0
0
0
0
0
0
0
0
0
0
0
0
0
0
0
0
0
0
0
0
0
0
0
0
0
0
0
0
0
0
0
0
0
0
0
0
0
0
0
0
0
0
0
0
0
0
0
0
0
0
0
0
0
0
0
0
0
0
0
0
0
0
0
0
0
0
0
0
0
0
0
0
0
0
0
0
0
0
0
0
0
0
0
0
0
0
0
0
0
0
0
0
0
0
0
0
0
0
0
0
0
0
0
0
0
0
0
0
0
0
0
0
0
0
0
0
0
0
0
0
0
0
0
0
0
0
0
0
0
0
0
0
0
0
0
0
0
0
0
0
0
0
0
0
0
0
0
0
0
0
0
0
0
0
0
0
0
0
0
0
0
0
0
0
0
0
0
0
0
0
0
0
0
0
0
0
0
0
0
0
0
0
0
0
0
0
0
0
0
0
0
0
0
0
0
0
0
0
0
0
0
0
0
0
0
0
0
0
0
0
0
0
0
0
0
0
0
0
0
0
0
0
0
0
0
0
0
0
0
0
0
0
0
0
0
0
0
0
0
0
0
0
0
0
0
0
0
0
0
0
0
0
0
0
0
0
0
0
0
0
0
0
0
0
0
0
0
0
0
0
0
0
0
0
0
0
0
0
0
0
0
0
0
0
0
0
0
0
0
0
0
0
0
0
0
0
0
0
0
0
0
0
0
0
0
0
0
0
0
0
0
0
0
0
0
0
0
0
0
0
0
0
0
0
0
0
0
0
0
0
0
0
0
0
0
0
0
0
0
0
0
0
0
0
0
0
0
0
0
0
0
0
0
0
0
0
0
0
0
0
0
0
0
0
0
0
0
0
0
0
0
0
0
0
0
0
0
0
0
0
0
0
0
0
0
0
0
0
0
0
0
0
0
0
0
0
0
0
0
0
0
0
0
0
0
0
0
0
0
0
0
0
0
0
0
0
0
0
0
0
0
0
0
0
0
0
0
0
0
0
0
0
0
0
0
0
0
0
0
0
0
0
0
0
0
0
0
0
0
0
0
0
0
0
0
0
0
0
0
0
0
0
0
0
0
0
0
0
0
0
0
0
0
0
0
0
0
0
0
0
0
0
0
0
0
0
0
0
0
0
0
0
0
0
0
0
0
0
0
0
0
0
0
0
0
0
0
0
0
0
0
0
0
0
0
0
0
0
0
0
0
0
0
0
0
0
0
0
0
0
0
0
0
0
0
0
0
0
0
0
0
0
0
0
0
0
0
0
0
0
0
0
0
0
0
0
0
0
0
0
0
0
0
0
0
0
0
0
0
0
0
0
0
0
0
0
0
0
0
0
0
0
0
0
0
0
0
0
0
0
0
0
0
0
0
0
0
0
0
0
0
0
0
0
0
0
0
0
0
0
0
0
0
0
0
0
0
0
0
0
0
0
0
0
0
0
0
0
0
0
0
0
0
0
0
0
0
0
0
0
0
0
0
0
0
0
0
0
0
0
0
0
0
0
0
0
0
0
0
0
0
0
0
0
0
0
0
0
0
0
0
0
0
0
0
0
0
0
0
0
0
0
0
0
0
0
0
0
0
0
0
0
0
0
0
0
0
0
0
0
0
0
0
0
0
0
0
0
0
0
0
0
0
0
0
0
0
0
0
0
0
0
0
0
0
0
0
0
0
0
0
0
0
0
0
0
0
0
0
0
0
0
0
0
0
0
0
0
0
0
0
0
0
0
0
0
0
0
0
0
0
0
0
0
0
0
0
0
0
0
0
0
0
0
0
0
0
0
0
0
0
0
0
0
0
0
0
0
0
0
0
0
0
0
0
0
0
0
0
0
0
0
0
0
0
0
0
0
0
0
0
0
0
0
0
0
0
0
0
0
0
0
0
0
0
0
0
0
0
0
0
0
0
0
0
0
0
0
0
0
0
0
0
0
0
0
0
0
0
0
0
0
0
0
0
0
0
0
0
0
0
0
0
0
0
0
0
0
0
0
0
0
0
0
0
0
0
0
0
0
0
0
0
0
0
0
0
0
0
0
0
0
0
0
0
0
0
0
0
0
0
0
0
0
0
0
0
0
0
0
0
0
0
0
0
0
0
0
0
0
0
0
0
0
0
0
0
0
0
0
0
0
0
0
0
0
0
0
0
0
0
0
0
0
0
0
0
0
0
0
0
0
0
0
0
0
0
0
0
0
0
0
0
0
0
0
0
0
0
0
0
0
0
0
0
0
0
0
0
0
0
0
0
0
0
0
0
0
0
0
0
0
0
0
0
0
0
0
0
0
0
0
0
0
0
0
0
0
0
0
0
0
0
0
0
0
0
0
0
0
0
0
0
0
0
0
0
0
0
0
0
0
0
0
0
0
0
0
0
0
0
0
0
0
0
0
0
0
0
0
0
0
0
0
0
0
0
0
0
0
0
0
0
0
0
0
0
0
0
0
0
0
0
0
0
0
0
0
0
0
0
0
0
0
0
0
0
0
0
0
0
0
0
0
0
0
0
0
0
0
0
0
0
0
0
0
0
0
0
0
0
0
0
0
0
0
0
0
0
0
0
0
0
0
0
0
0
0
0
0
0
0
0
0
0
0
0
0
0
0
0
0
0
0
0
0
0
0
0
0
0
0
0
0
0
0
0
0
0
0
0
0
0
0
0
0
0
0
0
0
0
0
0
0
0
0
0
0
0
0
0
0
0
0
0
0
0
0
0
0
0
0
0
0
0
0
0
0
0
0
0
0
0
0
0
0
0
0
0
0
0
0
0
0
0
0
0
0
0
0
0
0
0
0
0
0
0
0
0
0
0
0
0
0
0
0
0
0
0
0
0
0
0
0
0
0
0
0
0
0
0
0
0
0
0
0
0
0
0
0
0
0
0
0
0
0
0
0
0
0
0
0
0
0
0
0
0
0
0
0
0
0
0
0
0
0
0
0
0
0
0
0
0
0
0
0
0
0
0
0
0
0
0
0
0
0
0
0
0
0
0
0
0
0
0
0
0
0
0
0
0
0
0
0
0
0
0
0
0
0
0
0
0
0
0
0
0
0
0
0
0
0
0
0
0
0
0
0
0
0
0
0
0
0
0
0
0
0
0
0
0
0
0
0
0
0
0
0
0
0
0
0
0
0
0
0
0
0
0
0
0
0
0
0
0
0
0
0
0
0
0
0
0
0
0
0
0
0
0
0
0
0
0
0
0
0
0
0
0
0
0
0
0
0
0
0
0
0
0
0
0
0
0
0
0
0
0
0
0
0
0
0
0
0
0
0
0
0
0
0
0
0
0
0
0
0
0
0
0
0
0
0
0
0
0
0
0
0
0
0
0
0
0
0
0
0
0
0
0
0
0
0
0
0
0
0
0
0
0
0
0
0
0
0
0
0
0
0
0
0
0
0
0
0
0
0
0
0
0
0
0
0
0
0
0
0
0
0
0
0
0
0
0
0
0
0
0
0
0
0
0
0
0
0
0
0
0
0
0
0
0
0
0
0
0
0
0
0
0
0
0
0
0
0
0
0
0
0
0
0
0
0
0
0
0
0
0
0
0
0
0
0
0
0
0
0
0
0
0
0
0
0
0
0
0
0
0
0
0
0
0
0
0
0
0
0
0
0
0
0
0
0
0
0
0
0
0
0
0
0
0
0
0
0
0
0
0
0
0
0
0
0
0
0
0
0
0
0
0
0
0
0
0
0
0
0
0
0
0
0
0
0
0
0
0
0
0
0
0
0
0
0
0
0
0
0
0
0
0
0
0
0
0
0
0
0
0
0
0
0
0
0
0
0
0
0
0
0
0
0
0
0
0
0
0
0
0
0
0
0
0
0
0
0
0
0
0
0
0
0
0
0
0
0
0
0
0
0
0
0
0
0
0
0
0
0
0
0
0
0
0
0
0
0
0
0
0
0
0
0
0
0
0
0
0
0
0
0
0
0
0
0
0
0
0
0
0
0
0
0
0
0
0
0
0
0
0
0
0
0
0
0
0
0
0
0
0
0
0
0
0
0
0
0
0
0
0
0
0
0
0
0
0
0
0
0
0
0
0
0
0
0
0
0
0
0
0
0
0
0
0
0
0
0
0
0
0
0
0
0
0
0
0
0
0
0
0
0
0
0
0
0
0
0
0
0
0
0
0
0
0
0
0
0
0
0
0
0
0
0
0
0
0
0
0
0
0
0
0
0
0
0
0
0
0
0
0
0
0
0
0
0
0
0
0
0
0
0
0
0
0
0
0
0
0
0
0
0
0
0
0
0
0
0
0
0
0
0
0
0
0
0
0
0
0
0
0
0
0
0
0
0
0
0
0
0
0
0
0
0
0
0
0
0
0
0
0
0
0
0
0
0
0
0
0
0
0
0
0
0
0
0
0
0
0
0
0
0
0
0
0
0
0
0
0
0
0
0
0
0
0
0
0
0
0
0
0
0
0
0
0
0
0
0
0
0
0
0
0
0
0
0
0
0
0
0
0
0
0
0
0
0
0
0
0
0
0
0
0
0
0
0
0
0
0
0
0
0
0
0
0
0
0
0
0
0
0
0
0
0
0
0
0
0
0
0
0
0
0
0
0
0
0
0
0
0
0
0
0
0
0
0
0
0
0
0
0
0
0
0
0
0
0
0
0
0
0
0
0
0
0
0
0
0
0
0
0
0
0
0
0
0
0
0
0
0
0
0
0
0
0
0
0
0
0
0
0
0
0
0
0
0
0
0
0
0
0
0
0
0
0
0
0
0
0
0
0
0
0
0
0
0
0
0
0
0
0
0
0
0
0
0
0
0
0
0
0
0
0
0
0
0
0
0
0
0
0
0
0
0
0
0
0
0
0
0
0
0
0
0
0
0
0
0
0
0
0
0
0
0
0
0
0
0
0
0
0
0
0
0
0
0
0
0
0
0
0
0
0
0
0
0
0
0
0
0
0
0
0
0
0
0
0
0
0
0
0
0
0
0
0
0
0
0
0
0
0
0
0
0
0
0
0
0
0
0
0
0
0
0
0
0
0
0
0
0
0
0
0
0
0
0
0
0
0
0
0
0
0
0
0
0
0
0
0
0
0
0
0
0
0
0
0
0
0
0
0
0
0
0
0
0
0
0
0
0
0
0
0
0
0
0
0
0
0
0
0
0
0
0
0
0
0
0
0
0
0
0
0
0
0
0
0
0
0
0
0
0
0
0
0
0
0
0
0
0
0
0
0
0
0
0
0
0
0
0
0
0
0
0
0
0
0
0
0
0
0
0
0
0
0
0
0
0
0
0
0
0
0
0
0
0
0
0
0
0
0
0
0
0
0
0
0
0
0
0
0
0
0
0
0
0
0
0
0
0
0
0
0
0
0
0
0
0
0
0
0
0
0
0
0
0
0
0
0
0
0
0
0
0
0
0
0
0
0
0
0
0
0
0
0
0
0
0
0
0
0
0
0
0
0
0
0
0
0
0
0
0
0
0
0
0
0
0
0
0
0
0
0
0
0
0
0
0
0
0
0
0
0
0
0
0
0
0
0
0
0
0
0
0
0
0
0
0
0
0
0
0
0
0
0
0
0
0
0
0
0
0
0
0
0
0
0
0
0
0
0
0
0
0
0
0
0
0
0
0
0
0
0
0
0
0
0
0
0
0
0
0
0
0
0
0
0
0
0
0
0
0
0
0
0
0
0
0
0
0
0
0
0
0
0
0
0
0
0
0
0
0
0
0
0
0
0
0
0
0
0
0
0
0
0
0
0
0
0
0
0
0
0
0
0
0
0
0
0
0
0
0
0
0
0
0
0
0
0
0
0
0
0
0
0
0
0
0
0
0
0
0
0
0
0
0
0
0
0
0
0
0
0
0
0
0
0
0
0
0
0
0
0
0
0
0
0
0
0
0
0
0
0
0
0
0
0
0
0
0
0
0
0
0
0
0
0
0
0
0
0
0
0
0
0
0
0
0
0
0
0
0
0
0
0
0
0
0
0
0
0
0
0
0
0
0
0
0
0
0
0
0
0
0
0
0
0
0
0
0
0
0
0
0
0
0
0
0
0
0
0
0
0
0
0
0
0
0
0
0
0
0
0
0
0
0
0
0
0
0
0
0
0
0
0
0
0
0
0
0
0
0
0
0
0
0
0
0
0
0
0
0
0
0
0
0
0
0
0
0
0
0
0
0
0
0
0
0
0
0
0
0
0
0
0
0
0
0
0
0
0
0
0
0
0
0
0
0
0
0
0
0
0
0
0
0
0
0
0
0
0
0
0
0
0
0
0
0
0
0
0
0
0
0
0
0
0
0
0
0
0
0
0
0
0
0
0
0
0
0
0
0
0
0
0
0
0
0
0
0
0
0
0
0
0
0
0
0
0
0
0
0
0
0
0
0
0
0
0
0
0
0
0
0
0
0
0
0
0
0
0
0
0
0
0
0
0
0
0
0
0
0
0
0
0
0
0
0
0
0
0
0
0
0
0
0
0
0
0
0
0
0
0
0
0
0
0
0
0
0
0
0
0
0
0
0
0
0
0
0
0
0
0
0
0
0
0
0
0
0
0
0
0
0
0
0
0
0
0
0
0
0
0
0
0
0
0
0
0
0
0
0
0
0
0
0
0
0
0
0
0
0
0
0
0
0
0
0
0
0
0
0
0
0
0
0
0
0
0
0
0
0
0
0
0
0
0
0
0
0
0
0
0
0
0
0
0
0
0
0
0
0
0
0
0
0
0
0
0
0
0
0
0
0
0
0
0
0
0
0
0
0
0
0
0
0
0
0
0
0
0
0
0
0
0
0
0
0
0
0
0
0
0
0
0
0
0
0
0
0
0
0
0
0
0
0
0
0
0
0
0
0
0
0
0
0
0
0
0
0
0
0
0
0
0
0
0
0
0
0
0
0
0
0
0
0
0
0
0
0
0
0
0
0
0
0
0
0
0
0
0
0
0
0
0
0
0
0
0
0
0
0
0
0
0
0
0
0
0
0
0
0
0
0
0
0
0
0
0
0
0
0
0
0
0
0
0
0
0
0
0
0
0
0
0
0
0
0
0
0
0
0
0
0
0
0
0
0
0
0
0
0
0
0
0
0
0
0
0
0
0
0
0
0
0
0
0
0
0
0
0
0
0
0
0
0
0
0
0
0
0
0
0
0
0
0
0
0
0
0
0
0
0
0
0
0
0
0
0
0
0
0
0
0
0
0
0
0
0
0
0
0
0
0
0
0
0
0
0
0
0
0
0
0
0
0
0
0
0
0
0
0
0
0
0
0
0
0
0
0
0
0
0
0
0
0
0
0
0
0
0
0
0
0
0
0
0
0
0
0
0
0
0
0
0
0
0
0
0
0
0
0
0
0
0
0
0
0
0
0
0
0
0
0
0
0
0
0
0
0
0
0
0
0
0
0
0
0
0
0
0
0
0
0
0
0
0
0
0
0
0
0
0
0
0
0
0
0
0
0
0
0
0
0
0
0
0
0
0
0
0
0
0
0
0
0
0
0
0
0
0
0
0
0
0
0
0
0
0
0
0
0
0
0
0
0
0
0
0
0
0
0
0
0
0
0
0
0
0
0
0
0
0
0
0
0
0
0
0
0
0
0
0
0
0
0
0
0
0
0
0
0
0
0
0
0
0
0
0
0
0
0
0
0
0
0
0
0
0
0
0
0
0
0
0
0
0
0
0
0
0
0
0
0
0
0
0
0
0
0
0
0
0
0
0
0
0
0
0
0
0
0
0
0
0
0
0
0
0
0
0
0
0
0
0
0
0
0
0
0
0
0
0
0
0
0
0
0
0
0
0
0
0
0
0
0
0
0
0
0
0
0
0
0
0
0
0
0
0
0
0
0
0
0
0
0
0
0
0
0
0
0
0
0
0
0
0
0
0
0
0
0
0
0
0
0
0
0
0
0
0
0
0
0
0
0
0
0
0
0
0
0
0
0
0
0
0
0
0
0
0
0
0
0
0
0
0
0
0
0
0
0
0
0
0
0
0
0
0
0
0
0
0
0
0
0
0
0
0
0
0
0
0
0
0
0
0
0
0
0
0
0
0
0
0
0
0
0
0
0
0
0
0
0
0
0
0
0
0
0
0
0
0
0
0
0
0
0
0
0
0
0
0
0
0
0
0
0
0
0
0
0
0
0
0
0
0
0
0
0
0
0
0
0
0
0
0
0
0
0
0
0
0
0
0
0
0
0
0
0
0
0
0
0
0
0
0
0
0
0
0
0
0
0
0
0
0
0
0
0
0
0
0
0
0
0
0
0
0
0
0
0
0
0
0
0
0
0
0
0
0
0
0
0
0
0
0
0
0
0
0
0
0
0
0
0
0
0
0
0
0
0
0
0
0
0
0
0
0
0
0
0
0
0
0
0
0
0
0
0
0
0
0
0
0
0
0
0
0
0
0
0
0
0
0
0
0
0
0
0
0
0
0
0
0
0
0
0
0
0
0
0
0
0
0
0
0
0
0
0
0
0
0
0
0
0
0
0
0
0
0
0
0
0
0
0
0
0
0
0
0
0
0
0
0
0
0
0
0
0
0
0
0
0
0
0
0
0
0
0
0
0
0
0
0
0
0
0
0
0
0
0
0
0
0
0
0
0
0
0
0
0
0
0
0
0
0
0
0
0
0
0
0
0
0
0
0
0
0
0
0
0
0
0
0
0
0
0
0
0
0
0
0
0
0
0
0
0
0
0
0
0
0
0
0
0
0
0
0
0
0
0
0
0
0
0
0
0
0
0
0
0
0
0
0
0
0
0
0
0
0
0
0
0
0
0
0
0
0
0
0
0
0
0
0
0
0
0
0
0
0
0
0
0
0
0
0
0
0
0
0
0
0
0
0
0
0
0
0
0
0
0
0
0
0
0
0
0
0
0
0
0
0
0
0
0
0
0
0
0
0
0
0
0
0
0
0
0
0
0
0
0
0
0
0
0
0
0
0
0
0
0
0
0
0
0
0
0
0
0
0
0
0
0
0
0
0
0
0
0
0
0
0
0
0
0
0
0
0
0
0
0
0
0
0
0
0
0
0
0
0
0
0
0
0
0
0
0
0
0
0
0
0
0
0
0
0
0
0
0
0
0
0
0
0
0
0
0
0
0
0
0
0
0
0
0
0
0
0
0
0
0
0
0
0
0
0
0
0
0
0
0
0
0
0
0
0
0
0
0
0
0
0
0
0
0
0
0
0
0
0
0
0
0
0
0
0
0
0
0
0
0
0
0
0
0
0
0
0
0
0
0
0
0
0
0
0
0
0
0
0
0
0
0
0
0
0
0
0
0
0
0
0
0
0
0
0
0
0
0
0
0
0
0
0
0
0
0
0
0
0
0
0
0
0
0
0
0
0
0
0
0
0
0
0
0
0
0
0
0
0
0
0
0
0
0
0
0
0
0
0
0
0
0
0
0
0
0
0
0
0
0
0
0
0
0
0
0
0
0
0
0
0
0
0
0
0
0
0
0
0
0
0
0
0
0
0
0
0
0
0
0
0
0
0
0
0
0
0
0
0
0
0
0
0
0
0
0
0
0
0
0
0
0
0
0
0
0
0
0
0
0
0
0
0
0
0
0
0
0
0
0
0
0
0
0
0
0
0
0
0
0
0
0
0
0
0
0
0
0
0
0
0
0
0
0
0
0
0
0
0
0
0
0
0
0
0
0
0
0
0
0
0
0
0
0
0
0
0
0
0
0
0
0
0
0
0
0
0
0
0
0
0
0
0
0
0
0
0
0
0
0
0
0
0
0
0
0
0
0
0
0
0
0
0
0
0
0
0
0
0
0
0
0
0
0
0
0
0
0
0
0
0
0
0
0
0
0
0
0
0
0
0
0
0
0
0
0
0
0
0
0
0
0
0
0
0
0
0
0
0
0
0
0
0
0
0
0
0
0
0
0
0
0
0
0
0
0
0
0
0
0
0
0
0
0
0
0
0
0
0
0
0
0
0
0
0
0
0
0
0
0
0
0
0
0
0
0
0
0
0
0
0
0
0
0
0
0
0
0
0
0
0
0
0
0
0
0
0
0
0
0
0
0
0
0
0
0
0
0
0
0
0
0
0
0
0
0
0
0
0
0
0
0
0
0
0
0
0
0
0
0
0
0
0
0
0
0
0
0
0
0
0
0
0
0
0
0
0
0
0
0
0
0
0
0
0
0
0
0
0
0
0
0
0
0
0
0
0
0
0
0
0
0
0
0
0
0
0
0
0
0
0
0
0
0
0
0
0
0
0
0
0
0
0
0
0
0
0
0
0
0
0
0
0
0
0
0
0
0
0
0
0
0
0
0
0
0
0
0
0
0
0
0
0
0
0
0
0
0
0
0
0
0
0
0
0
0
0
0
0
0
0
0
0
0
0
0
0
0
0
0
0
0
0
0
0
0
0
0
0
0
0
0
0
0
0
0
0
0
0
0
0
0
0
0
0
0
0
0
0
0
0
0
0
0
0
0
0
0
0
0
0
0
0
0
0
0
0
0
0
0
0
0
0
0
0
0
0
0
0
0
0
0
0
0
0
0
0
0
0
0
0
0
0
0
0
0
0
0
0
0
0
0
0
0
0
0
0
0
0
0
0
0
0
0
0
0
0
0
0
0
0
0
0
0
0
0
0
0
0
0
0
0
0
0
0
0
0
0
0
0
0
0
0
0
0
0
0
0
0
0
0
0
0
0
0
0
0
0
0
0
0
0
0
0
0
0
0
0
0
0
0
0
0
0
0
0
0
0
0
0
0
0
0
0
0
0
0
0
0
0
0
0
0
0
0
0
0
0
0
0
0
0
0
0
0
0
0
0
0
0
0
0
0
0
0
0
0
0
0
0
0
0
0
0
0
0
0
0
0
0
0
0
0
0
0
0
0
0
0
0
0
0
0
0
0
0
0
0
0
0
0
0
0
0
0
0
0
0
0
0
0
0
0
0
0
0
0
0
0
0
0
0
0
0
0
0
0
0
0
0
0
0
0
0
0
0
0
0
0
0
0
0
0
0
0
0
0
0
0
0
0
0
0
0
0
0
0
0
0
0
0
0
0
0
0
0
0
0
0
0
0
0
0
0
0
0
0
0
0
0
0
0
0
0
0
0
0
0
0
0
0
0
0
0
0
0
0
0
0
0
0
0
0
0
0
0
0
0
0
0
0
0
0
0
0
0
0
0
0
0
0
0
0
0
0
0
0
0
0
0
0
0
0
0
0
0
0
0
0
0
0
0
0
0
0
0
0
0
0
0
0
0
0
0
0
0
0
0
0
0
0
0
0
0
0
0
0
0
0
0
0
0
0
0
0
0
0
0
0
0
0
0
0
0
0
0
0
0
0
0
0
0
0
0
0
0
0
0
0
0
0
0
0
0
0
0
0
0
0
0
0
0
0
0
0
0
0
0
0
0
0
0
0
0
0
0
0
0
0
0
0
0
0
0
0
0
0
0
0
0
0
0
0
0
0
0
0
0
0
0
0
0
0
0
0
0
0
0
0
0
0
0
0
0
0
0
0
0
0
0
0
0
0
0
0
0
0
0
0
0
0
0
0
0
0
0
0
0
0
0
0
0
0
0
0
0
0
0
0
0
0
0
0
0
0
0
0
0
0
0
0
0
0
0
0
0
0
0
0
0
0
0
0
0
0
0
0
0
0
0
0
0
0
0
0
0
0
0
0
0
0
0
0
0
0
0
0
0
0
0
0
0
0
0
0
0
0
0
0
0
0
0
0
0
0
0
0
0
0
0
0
0
0
0
0
0
0
0
0
0
0
0
0
0
0
0
0
0
0
0
0
0
0
0
0
0
0
0
0
0
0
0
0
0
0
0
0
0
0
0
0
0
0
0
0
0
0
0
0
0
0
0
0
0
0
0
0
0
0
0
0
0
0
0
0
0
0
0
0
0
0
0
0
0
0
0
0
0
0
0
0
0
0
0
0
0
0
0
0
0
0
0
0
0
0
0
0
0
0
0
0
0
0
0
0
0
0
0
0
0
0
0
0
0
0
0
0
0
0
0
0
0
0
0
0
0
0
0
0
0
0
0
0
0
0
0
0
0
0
0
0
0
0
0
0
0
0
0
0
0
0
0
0
0
0
0
0
0
0
0
0
0
0
0
0
0
0
0
0
0
0
0
0
0
0
0
0
0
0
0
0
0
0
0
0
0
0
0
0
0
0
0
0
0
0
0
0
0
0
0
0
0
0
0
0
0
0
0
0
0
0
0
0
0
0
0
0
0
0
0
0
0
0
0
0
0
0
0
0
0
0
0
0
0
0
0
0
0
0
0
0
0
0
0
0
0
0
0
0
0
0
0
0
0
0
0
0
0
0
0
0
0
0
0
0
0
0
0
0
0
0
0
0
0
0
0
0
0
0
0
0
0
0
0
0
0
0
0
0
0
0
0
0
0
0
0
0
0
0
0
0
0
0
0
0
0
0
0
0
0
0
0
0
0
0
0
0
0
0
0
0
0
0
0
0
0
0
0
0
0
0
0
0
0
0
0
0
0
0
0
0
0
0
0
0
0
0
0
0
0
0
0
0
0
0
0
0
0
0
0
0
0
0
0
0
0
0
0
0
0
0
0
0
0
0
0
0
0
0
0
0
0
0
0
0
0
0
0
0
0
0
0
0
0
0
0
0
0
0
0
0
0
0
0
0
0
0
0
0
0
0
0
0
0
0
0
0
0
0
0
0
0
0
0
0
0
0
0
0
0
0
0
0
0
0
0
0
0
0
0
0
0
0
0
0
0
0
0
0
0
0
0
0
0
0
0
0
0
0
0
0
0
0
0
0
0
0
0
0
0
0
0
0
0
0
0
0
0
0
0
0
0
0
0
0
0
0
0
0
0
0
0
0
0
0
0
0
0
0
0
0
0
0
0
0
0
0
0
0
0
0
0
0
0
0
0
0
0
0
0
0
0
0
0
0
0
0
0
0
0
0
0
0
0
0
0
0
0
0
0
0
0
0
0
0
0
0
0
0
0
0
0
0
0
0
0
0
0
0
0
0
0
0
0
0
0
0
0
0
0
0
0
0
0
0
0
0
0
0
0
0
0
0
0
0
0
0
0
0
0
0
0
0
0
0
0
0
0
0
0
0
0
0
0
0
0
0
0
0
0
0
0
0
0
0
0
0
0
0
0
0
0
0
0
0
0
0
0
0
0
0
0
0
0
0
0
0
0
0
0
0
0
0
0
0
0
0
0
0
0
0
0
0
0
0
0
0
0
0
0
0
0
0
0
0
0
0
0
0
0
0
0
0
0
0
0
0
0
0
0
0
0
0
0
0
0
0
0
0
0
0
0
0
0
0
0
0
0
0
0
0
0
0
0
0
0
0
0
0
0
0
0
0
0
0
0
0
0
0
0
0
0
0
0
0
0
0
0
0
0
0
0
0
0
0
0
0
0
0
0
0
0
0
0
0
0
0
0
0
0
0
0
0
0
0
0
0
0
0
0
0
0
0
0
0
0
0
0
0
0
0
0
0
0
0
0
0
0
0
0
0
0
0
0
0
0
0
0
0
0
0
0
0
0
0
0
0
0
0
0
0
0
0
0
0
0
0
0
0
0
0
0
0
0
0
0
0
0
0
0
0
0
0
0
0
0
0
0
0
0
0
0
0
0
0
0
0
0
0
0
0
0
0
0
0
0
0
0
0
0
0
0
0
0
0
0
0
0
0
0
0
0
0
0
0
0
0
0
0
0
0
0
0
0
0
0
0
0
0
0
0
0
0
0
0
0
0
0
0
0
0
0
0
0
0
0
0
0
0
0
0
0
0
0
0
0
0
0
0
0
0
0
0
0
0
0
0
0
0
0
0
0
0
0
0
0
0
0
0
0
0
0
0
0
0
0
0
0
0
0
0
0
0
0
0
0
0
0
0
0
0
0
0
0
0
0
0
0
0
0
0
0
0
0
0
0
0
0
0
0
0
0
0
0
0
0
0
0
0
0
0
0
0
0
0
0
0
0
0
0
0
0
0
0
0
0
0
0
0
0
0
0
0
0
0
0
0
0
0
0
0
0
0
0
0
0
0
0
0
0
0
0
0
0
0
0
0
0
0
0
0
0
0
0
0
0
0
0
0
0
0
0
0
0
0
0
0
0
0
0
0
0
0
0
0
0
0
0
0
0
0
0
0
0
0
0
0
0
0
0
0
0
0
0
0
0
0
0
0
0
0
0
0
0
0
0
0
0
0
0
0
0
0
0
0
0
0
0
0
0
0
0
0
0
0
0
0
0
0
0
0
0
0
0
0
0
0
0
0
0
0
0
0
0
0
0
0
0
0
0
0
0
0
0
0
0
0
0
0
0
0
0
0
0
0
0
0
0
0
0
0
0
0
0
0
0
0
0
0
0
0
0
0
0
0
0
0
0
0
0
0
0
0
0
0
0
0
0
0
0
0
0
0
0
0
0
0
0
0
0
0
0
0
0
0
0
0
0
0
0
0
0
0
0
0
0
0
0
0
0
0
0
0
0
0
0
0
0
0
0
0
0
0
0
0
0
0
0
0
0
0
0
0
0
0
0
0
0
0
0
0
0
0
0
0
0
0
0
0
0
0
0
0
0
0
0
0
0
0
0
0
0
0
0
0
0
0
0
0
0
0
0
0
0
0
0
0
0
0
0
0
0
0
0
0
0
0
0
0
0
0
0
0
0
0
0
0
0
0
0
0
0
0
0
0
0
0
0
0
0
0
0
0
0
0
0
0
0
0
0
0
0
0
0
0
0
0
0
0
0
0
0
0
0
0
0
0
0
0
0
0
0
0
0
0
0
0
0
0
0
0
0
0
0
0
0
0
0
0
0
0
0
0
0
0
0
0
0
0
0
0
0
0
0
0
0
0
0
0
0
0
0
0
0
0
0
0
0
0
0
0
0
0
0
0
0
0
0
0
0
0
0
0
0
0
0
0
0
0
0
0
0
0
0
0
0
0
0
0
0
0
0
0
0
0
0
0
0
0
0
0
0
0
0
0
0
0
0
0
0
0
0
0
0
0
0
0
0
0
0
0
0
0
0
0
0
0
0
0
0
0
0
0
0
0
0
0
0
0
0
0
0
0
0
0
0
0
0
0
0
0
0
0
0
0
0
0
0
0
0
0
0
0
0
0
0
0
0
0
0
0
0
0
0
0
0
0
0
0
0
0
0
0
0
0
0
0
0
0
0
0
0
0
0
0
0
0
0
0
0
0
0
0
0
0
0
0
0
0
0
0
0
0
0
0
0
0
0
0
0
0
0
0
0
0
0
0
0
0
0
0
0
0
0
0
0
0
0
0
0
0
0
0
0
0
0
0
0
0
0
0
0
0
0
0
0
0
0
0
0
0
0
0
0
0
0
0
0
0
0
0
0
0
0
0
0
0
0
0
0
0
0
0
0
0
0
0
0
0
0
0
0
0
0
0
0
0
0
0
0
0
0
0
0
0
0
0
0
0
0
0
0
0
0
0
0
0
0
0
0
0
0
0
0
0
0
0
0
0
0
0
0
0
0
0
0
0
0
0
0
0
0
0
0
0
0
0
0
0
0
0
0
0
0
0
0
0
0
0
0
0
0
0
0
0
0
0
0
0
0
0
0
0
0
0
0
0
0
0
0
0
0
0
0
0
0
0
0
0
0
0
0
0
0
0
0
0
0
0
0
0
0
0
0
0
0
0
0
0
0
0
0
0
0
0
0
0
0
0
0
0
0
0
0
0
0
0
0
0
0
0
0
0
0
0
0
0
0
0
0
0
0
0
0
0
0
0
0
0
0
0
0
0
0
0
0
0
0
0
0
0
0
0
0
0
0
0
0
0
0
0
0
0
0
0
0
0
0
0
0
0
0
0
0
0
0
0
0
0
0
0
0
0
0
0
0
0
0
0
0
0
0
0
0
0
0
0
0
0
0
0
0
0
0
0
0
0
0
0
0
0
0
0
0
0
0
0
0
0
0
0
0
0
0
0
0
0
0
0
0
0
0
0
0
0
0
0
0
0
0
0
0
0
0
0
0
0
0
0
0
0
0
0
0
0
0
0
0
0
0
0
0
0
0
0
0
0
0
0
0
0
0
0
0
0
0
0
0
0
0
0
0
0
0
0
0
0
0
0
0
0
0
0
0
0
0
0
0
0
0
0
0
0
0
0
0
0
0
0
0
0
0
0
0
0
0
0
0
0
0
0
0
0
0
0
0
0
0
0
0
0
0
0
0
0
0
0
0
0
0
0
0
0
0
0
0
0
0
0
0
0
0
0
0
0
0
0
0
0
0
0
0
0
0
0
0
0
0
0
0
0
0
0
0
0
0
0
0
0
0
0
0
0
0
0
0
0
0
0
0
0
0
0
0
0
0
0
0
0
0
0
0
0
0
0
0
0
0
0
0
0
0
0
0
0
0
0
0
0
0
0
0
0
0
0
0
0
0
0
0
0
0
0
0
0
0
0
0
0
0
0
0
0
0
0
0
0
0
0
0
0
0
0
0
0
0
0
0
0
0
0
0
0
0
0
0
0
0
0
0
0
0
0
0
0
0
0
0
0
0
0
0
0
0
0
0
0
0
0
0
0
0
0
0
0
0
0
0
0
0
0
0
0
0
0
0
0
0
0
0
0
0
0
0
0
0
0
0
0
0
0
0
0
0
0
0
0
0
0
0
0
0
0
0
0
0
0
0
0
0
0
0
0
0
0
0
0
0
0
0
0
0
0
0
0
0
0
0
0
0
0
0
0
0
0
0
0
0
0
0
0
0
0
0
0
0
0
0
0
0
0
0
0
0
0
0
0
0
0
0
0
0
0
0
0
0
0
0
0
0
0
0
0
0
0
0
0
0
0
0
0
0
0
0
0
0
0
0
0
0
0
0
0
0
0
0
0
0
0
0
0
0
0
0
0
0
0
0
0
0
0
0
0
0
0
0
0
0
0
0
0
0
0
0
0
0
0
0
0
0
0
0
0
0
0
0
0
0
0
0
0
0
0
0
0
0
0
0
0
0
0
0
0
0
0
0
0
0
0
0
0
0
0
0
0
0
0
0
0
0
0
0
0
0
0
0
0
0
0
0
0
0
0
0
0
0
0
0
0
0
0
0
0
0
0
0
0
0
0
0
0
0
0
0
0
0
0
0
0
0
0
0
0
0
0
0
0
0
0
0
0
0
0
0
0
0
0
0
0
0
0
0
0
0
0
0
0
0
0
0
0
0
0
0
0
0
0
0
0
0
0
0
0
0
0
0
0
0
0
0
0
0
0
0
0
0
0
0
0
0
0
0
0
0
0
0
0
0
0
0
0
0
0
0
0
0
0
0
0
0
0
0
0
0
0
0
0
0
0
0
0
0
0
0
0
0
0
0
0
0
0
0
0
0
0
0
0
0
0
0
0
0
0
0
0
0
0
0
0
0
0
0
0
0
0
0
0
0
0
0
0
0
0
0
0
0
0
0
0
0
0
0
0
0
0
0
0
0
0
0
0
0
0
0
0
0
0
0
0
0
0
0
0
0
0
0
0
0
0
0
0
0
0
0
0
0
0
0
0
0
0
0
0
0
0
0
0
0
0
0
0
0
0
0
0
0
0
0
0
0
0
0
0
0
0
0
0
0
0
0
0
0
0
0
0
0
0
0
0
0
0
0
0
0
0
0
0
0
0
0
0
0
0
0
0
0
0
0
0
0
0
0
0
0
0
0
0
0
0
0
0
0
0
0
0
0
0
0
0
0
0
0
0
0
0
0
0
0
0
0
0
0
0
0
0
0
0
0
0
0
0
0
0
0
0
0
0
0
0
0
0
0
0
0
0
0
0
0
0
0
0
0
0
0
0
0
0
0
0
0
0
0
0
0
0
0
0
0
0
0
0
0
0
0
0
0
0
0
0
0
0
0
0
0
0
0
0
0
0
0
0
0
0
0
0
0
0
0
0
0
0
0
0
0
0
0
0
0
0
0
0
0
0
0
0
0
0
0
0
0
0
0
0
0
0
0
0
0
0
0
0
0
0
0
0
0
0
0
0
0
0
0
0
0
0
0
0
0
0
0
0
0
0
0
0
0
0
0
0
0
0
0
0
0
0
0
0
0
0
0
0
0
0
0
0
0
0
0
0
0
0
0
0
0
0
0
0
0
0
0
0
0
0
0
0
0
0
0
0
0
0
0
0
0
0
0
0
0
0
0
0
0
0
0
0
0
0
0
0
0
0
0
0
0
0
0
0
0
0
0
0
0
0
0
0
0
0
0
0
0
0
0
0
0
0
0
0
0
0
0
0
0
0
0
0
0
0
0
0
0
0
0
0
0
0
0
0
0
0
0
0
0
0
0
0
0
0
0
0
0
0
0
0
0
0
0
0
0
0
0
0
0
0
0
0
0
0
0
0
0
0
0
0
0
0
0
0
0
0
0
0
0
0
0
0
0
0
0
0
0
0
0
0
0
0
0
0
0
0
0
0
0
0
0
0
0
0
0
0
0
0
0
0
0
0
0
0
0
0
0
0
0
0
0
0
0
0
0
0
0
0
0
0
0
0
0
0
0
0
0
0
0
0
0
0
0
0
0
0
0
0
0
0
0
0
0
0
0
0
0
0
0
0
0
0
0
0
0
0
0
0
0
0
0
0
0
0
0
0
0
0
0
0
0
0
0
0
0
0
0
0
0
0
0
0
0
0
0
0
0
0
0
0
0
0
0
0
0
0
0
0
0
0
0
0
0
0
0
0
0
0
0
0
0
0
0
0
0
0
0
0
0
0
0
0
0
0
0
0
0
0
0
0
0
0
0
0
0
0
0
0
0
0
0
0
0
0
0
0
0
0
0
0
0
0
0
0
0
0
0
0
0
0
0
0
0
0
0
0
0
0
0
0
0
0
0
0
0
0
0
0
0
0
0
0
0
0
0
0
0
0
0
0
0
0
0
0
0
0
0
0
0
0
0
0
0
0
0
0
0
0
0
0
0
0
0
0
0
0
0
0
0
0
0
0
0
0
0
0
0
0
0
0
0
0
0
0
0
0
0
0
0
0
0
0
0
0
0
0
0
0
0
0
0
0
0
0
0
0
0
0
0
0
0
0
0
0
0
0
0
0
0
0
0
0
0
0
0
0
0
0
0
0
0
0
0
0
0
0
0
0
0
0
0
0
0
0
0
0
0
0
0
0
0
0
0
0
0
0
0
0
0
0
0
0
0
0
0
0
0
0
0
0
0
0
0
0
0
0
0
0
0
0
0
0
0
0
0
0
0
0
0
0
0
0
0
0
0
0
0
0
0
0
0
0
0
0
0
0
0
0
0
0
0
0
0
0
0
0
0
0
0
0
0
0
0
0
0
0
0
0
0
0
0
0
0
0
0
0
0
0
0
0
0
0
0
0
0
0
0
0
0
0
0
0
0
0
0
0
0
0
0
0
0
0
0
0
0
0
0
0
0
0
0
0
0
0
0
0
0
0
0
0
0
0
0
0
0
0
0
0
0
0
0
0
0
0
0
0
0
0
0
0
0
0
0
0
0
0
0
0
0
0
0
0
0
0
0
0
0
0
0
0
0
0
0
0
0
0
0
0
0
0
0
0
0
0
0
0
0
0
0
0
0
0
0
0
0
0
0
0
0
0
0
0
0
0
0
0
0
0
0
0
0
0
0
0
0
0
0
0
0
0
0
0
0
0
0
0
0
0
0
0
0
0
0
0
0
0
0
0
0
0
0
0
0
0
0
0
0
0
0
0
0
0
0
0
0
0
0
0
0
0
0
0
0
0
0
0
0
0
0
0
0
0
0
0
0
0
0
0
0
0
0
0
0
0
0
0
0
0
0
0
0
0
0
0
0
0
0
0
0
0
0
0
0
0
0
0
0
0
0
0
0
0
0
0
0
0
0
0
0
0
0
0
0
0
0
0
0
0
0
0
0
0
0
0
0
0
0
0
0
0
0
0
0
0
0
0
0
0
0
0
0
0
0
0
0
0
0
0
0
0
0
0
0
0
0
0
0
0
0
0
0
0
0
0
0
0
0
0
0
0
0
0
0
0
0
0
0
0
0
0
0
0
0
0
0
0
0
0
0
0
0
0
0
0
0
0
0
0
0
0
0
0
0
0
0
0
0
0
0
0
0
0
0
0
0
0
0
0
0
0
0
0
0
0
0
0
0
0
0
0
0
0
0
0
0
0
0
0
0
0
0
0
0
0
0
0
0
0
0
0
0
0
0
0
0
0
0
0
0
0
0
0
0
0
0
0
0
0
0
0
0
0
0
0
0
0
0
0
0
0
0
0
0
0
0
0
0
0
0
0
0
0
0
0
0
0
0
0
0
0
0
0
0
0
0
0
0
0
0
0
0
0
0
0
0
0
0
0
0
0
0
0
0
0
0
0
0
0
0
0
0
0
0
0
0
0
0
0
0
0
0
0
0
0
0
0
0
0
0
0
0
0
0
0
0
0
0
0
0
0
0
0
0
0
0
0
0
0
0
0
0
0
0
0
0
0
0
0
0
0
0
0
0
0
0
0
0
0
0
0
0
0
0
0
0
0
0
0
0
0
0
0
0
0
0
0
0
0
0
0
0
0
0
0
0
0
0
0
0
0
0
0
0
0
0
0
0
0
0
0
0
0
0
0
0
0
0
0
0
0
0
0
0
0
0
0
0
0
0
0
0
0
0
0
0
0
0
0
0
0
0
0
0
0
0
0
0
0
0
0
0
0
0
0
0
0
0
0
0
0
0
0
0
0
0
0
0
0
0
0
0
0
0
0
0
0
0
0
0
0
0
0
0
0
0
0
0
0
0
0
0
0
0
0
0
0
0
0
0
0
0
0
0
0
0
0
0
0
0
0
0
0
0
0
0
0
0
0
0
0
0
0
0
0
0
0
0
0
0
0
0
0
0
0
0
0
0
0
0
0
0
0
0
0
0
0
0
0
0
0
0
0
0
0
0
0
0
0
0
0
0
0
0
0
0
0
0
0
0
0
0
0
0
0
0
0
0
0
0
0
0
0
0
0
0
0
0
0
0
0
0
0
0
0
0
0
0
0
0
0
0
0
0
0
0
0
0
0
0
0
0
0
0
0
0
0
0
0
0
0
0
0
0
0
0
0
0
0
0
0
0
0
0
0
0
0
0
0
0
0
0
0
0
0
0
0
0
0
0
0
0
0
0
0
0
0
0
0
0
0
0
0
0
0
0
0
0
0
0
0
0
0
0
0
0
0
0
0
0
0
0
0
0
0
0
0
0
0
0
0
0
0
0
0
0
0
0
0
0
0
0
0
0
0
0
0
0
0
0
0
0
0
0
0
0
0
0
0
0
0
0
0
0
0
0
0
0
0
0
0
0
0
0
0
0
0
0
0
0
0
0
0
0
0
0
0
0
0
0
0
0
0
0
0
0
0
0
0
0
0
0
0
0
0
0
0
0
0
0
0
0
0
0
0
0
0
0
0
0
0
0
0
0
0
0
0
0
0
0
0
0
0
0
0
0
0
0
0
0
0
0
0
0
0
0
0
0
0
0
0
0
0
0
0
0
0
0
0
0
0
0
0
0
0
0
0
0
0
0
0
0
0
0
0
0
0
0
0
0
0
0
0
0
0
0
0
0
0
0
0
0
0
0
0
0
0
0
0
0
0
0
0
0
0
0
0
0
0
0
0
0
0
0
0
0
0
0
0
0
0
0
0
0
0
0
0
0
0
0
0
0
0
0
0
0
0
0
0
0
0
0
0
0
0
0
0
0
0
0
0
0
0
0
0
0
0
0
0
0
0
0
0
0
0
0
0
0
0
0
0
0
0
0
0
0
0
0
0
0
0
0
0
0
0
0
0
0
0
0
0
0
0
0
0
0
0
0
0
0
0
0
0
0
0
0
0
0
0
0
0
0
0
0
0
0
0
0
0
0
0
0
0
0
0
0
0
0
0
0
0
0
0
0
0
0
0
0
0
0
0
0
0
0
0
0
0
0
0
0
0
0
0
0
0
0
0
0
0
0
0
0
0
0
0
0
0
0
0
0
0
0
0
0
0
0
0
0
0
0
0
0
0
0
0
0
0
0
0
0
0
0
0
0
0
0
0
0
0
0
0
0
0
0
0
0
0
0
0
0
0
0
0
0
0
0
0
0
0
0
0
0
0
0
0
0
0
0
0
0
0
0
0
0
0
0
0
0
0
0
0
0
0
0
0
0
0
0
0
0
0
0
0
0
0
0
0
0
0
0
0
0
0
0
0
0
0
0
0
0
0
0
0
0
0
0
0
0
0
0
0
0
0
0
0
0
0
0
0
0
0
0
0
0
0
0
0
0
0
0
0
0
0
0
0
0
0
0
0
0
0
0
0
0
0
0
0
0
0
0
0
0
0
0
0
0
0
0
0
0
0
0
0
0
0
0
0
0
0
0
0
0
0
0
0
0
0
0
0
0
0
0
0
0
0
0
0
0
0
0
0
0
0
0
0
0
0
0
0
0
0
0
0
0
0
0
0
0
0
0
0
0
0
0
0
0
0
0
0
0
0
0
0
0
0
0
0
0
0
0
0
0
0
0
0
0
0
0
0
0
0
0
0
0
0
0
0
0
0
0
0
0
0
0
0
0
0
0
0
0
0
0
0
0
0
0
0
0
0
0
0
0
0
0
0
0
0
0
0
0
0
0
0
0
0
0
0
0
0
0
0
0
0
0
0
0
0
0
0
0
0
0
0
0
0
0
0
0
0
0
0
0
0
0
0
0
0
0
0
0
0
0
0
0
0
0
0
0
0
0
0
0
0
0
0
0
0
0
0
0
0
0
0
0
0
0
0
0
0
0
0
0
0
0
0
0
0
0
0
0
0
0
0
0
0
0
0
0
0
0
0
0
0
0
0
0
0
0
0
0
0
0
0
0
0
0
0
0
0
0
0
0
0
0
0
0
0
0
0
0
0
0
0
0
0
0
0
0
0
0
0
0
0
0
0
0
0
0
0
0
0
0
0
0
0
0
0
0
0
0
0
0
0
0
0
0
0
0
0
0
0
0
0
0
0
0
0
0
0
0
0
0
0
0
0
0
0
0
0
0
0
0
0
0
0
0
0
0
0
0
0
0
0
0
0
0
0
0
0
0
0
0
0
0
0
0
0
0
0
0
0
0
0
0
0
0
0
0
0
0
0
0
0
0
0
0
0
0
0
0
0
0
0
0
0
0
0
0
0
0
0
0
0
0
0
0
0
0
0
0
0
0
0
0
0
0
0
0
0
0
0
0
0
0
0
0
0
0
0
0
0
0
0
0
0
0
0
0
0
0
0
0
0
0
0
0
0
0
0
0
0
0
0
0
0
0
0
0
0
0
0
0
0
0
0
0
0
0
0
0
0
0
0
0
0
0
0
0
0
0
0
0
0
0
0
0
0
0
0
0
0
0
0
0
0
0
0
0
0
0
0
0
0
0
0
0
0
0
0
0
0
0
0
0
0
0
0
0
0
0
0
0
0
0
0
0
0
0
0
0
0
0
0
0
0
0
0
0
0
0
0
0
0
0
0
0
0
0
0
0
0
0
0
0
0
0
0
0
0
0
0
0
0
0
0
0
0
0
0
0
0
0
0
0
0
0
0
0
0
0
0
0
0
0
0
0
0
0
0
0
0
0
0
0
0
0
0
0
0
0
0
0
0
0
0
0
0
0
0
0
0
0
0
0
0
0
0
0
0
0
0
0
0
0
0
0
0
0
0
0
0
0
0
0
0
0
0
0
0
0
0
0
0
0
0
0
0
0
0
0
0
0
0
0
0
0
0
0
0
0
0
0
0
0
0
0
0
0
0
0
0
0
0
0
0
0
0
0
0
0
0
0
0
0
0
0
0
0
0
0
0
0
0
0
0
0
0
0
0
0
0
0
0
0
0
0
0
0
0
0
0
0
0
0
0
0
0
0
0
0
0
0
0
0
0
0
0
0
0
0
0
0
0
0
0
0
0
0
0
0
0
0
0
0
0
0
0
0
0
0
0
0
0
0
0
0
0
0
0
0
0
0
0
0
0
0
0
0
0
0
0
0
0
0
0
0
0
0
0
0
0
0
0
0
0
0
0
0
0
0
0
0
0
0
0
0
0
0
0
0
0
0
0
0
0
0
0
0
0
0
0
0
0
0
0
0
0
0
0
0
0
0
0
0
0
0
0
0
0
0
0
0
0
0
0
0
0
0
0
0
0
0
0
0
0
0
0
0
0
0
0
0
0
0
0
0
0
0
0
0
0
0
0
0
0
0
0
0
0
0
0
0
0
0
0
0
0
0
0
0
0
0
0
0
0
0
0
0
0
0
0
0
0
0
0
0
0
0
0
0
0
0
0
0
0
0
0
0
0
0
0
0
0
0
0
0
0
0
0
0
0
0
0
0
0
0
0
0
0
0
0
0
0
0
0
0
0
0
0
0
0
0
0
0
0
0
0
0
0
0
0
0
0
0
0
0
0
0
0
0
0
0
0
0
0
0
0
0
0
0
0
0
0
0
0
0
0
0
0
0
0
0
0
0
0
0
0
0
0
0
0
0
0
0
0
0
0
0
0
0
0
0
0
0
0
0
0
0
0
0
0
0
0
0
0
0
0
0
0
0
0
0
0
0
0
0
0
0
0
0
0
0
0
0
0
0
0
0
0
0
0
0
0
0
0
0
0
0
0
0
0
0
0
0
0
0
0
0
0
0
0
0
0
0
0
0
0
0
0
0
0
0
0
0
0
0
0
0
0
0
0
0
0
0
0
0
0
0
0
0
0
0
0
0
0
0
0
0
0
0
0
0
0
0
0
0
0
0
0
0
0
0
0
0
0
0
0
0
0
0
0
0
0
0
0
0
0
0
0
0
0
0
0
0
0
0
0
0
0
0
0
0
0
0
0
0
0
0
0
0
0
0
0
0
0
0
0
0
0
0
0
0
0
0
0
0
0
0
0
0
0
0
0
0
0
0
0
0
0
0
0
0
0
0
0
0
0
0
0
0
0
0
0
0
0
0
0
0
0
0
0
0
0
0
0
0
0
0
0
0
0
0
0
0
0
0
0
0
0
0
0
0
0
0
0
0
0
0
0
0
0
0
0
0
0
0
0
0
0
0
0
0
0
0
0
0
0
0
0
0
0
0
0
0
0
0
0
0
0
0
0
0
0
0
0
0
0
0
0
0
0
0
0
0
0
0
0
0
0
0
0
0
0
0
0
0
0
0
0
0
0
0
0
0
0
0
0
0
0
0
0
0
0
0
0
0
0
0
0
0
0
0
0
0
0
0
0
0
0
0
0
0
0
0
0
0
0
0
0
0
0
0
0
0
0
0
0
0
0
0
0
0
0
0
0
0
0
0
0
0
0
0
0
0
0
0
0
0
0
0
0
0
0
0
0
0
0
0
0
0
0
0
0
0
0
0
0
0
0
0
0
0
0
0
0
0
0
0
0
0
0
0
0
0
0
0
0
0
0
0
0
0
0
0
0
0
0
0
0
0
0
0
0
0
0
0
0
0
0
0
0
0
0
0
0
0
0
0
0
0
0
0
0
0
0
0
0
0
0
0
0
0
0
0
0
0
0
0
0
0
0
0
0
0
0
0
0
0
0
0
0
0
0
0
0
0
0
0
0
0
0
0
0
0
0
0
0
0
0
0
0
0
0
0
0
0
0
0
0
0
0
0
0
0
0
0
0
0
0
0
0
0
0
0
0
0
0
0
0
0
0
0
0
0
0
0
0
0
0
0
0
0
0
0
0
0
0
0
0
0
0
0
0
0
0
0
0
0
0
0
0
0
0
0
0
0
0
0
0
0
0
0
0
0
0
0
0
0
0
0
0
0
0
0
0
0
0
0
0
0
0
0
0
0
0
0
0
0
0
0
0
0
0
0
0
0
0
0
0
0
0
0
0
0
0
0
0
0
0
0
0
0
0
0
0
0
0
0
0
0
0
0
0
0
0
0
0
0
0
0
0
0
0
0
0
0
0
0
0
0
0
0
0
0
0
0
0
0
0
0
0
0
0
0
0
0
0
0
0
0
0
0
0
0
0
0
0
0
0
0
0
0
0
0
0
0
0
0
0
0
0
0
0
0
0
0
0
0
0
0
0
0
0
0
0
0
0
0
0
0
0
0
0
0
0
0
0
0
0
0
0
0
0
0
0
0
0
0
0
0
0
0
0
0
0
0
0
0
0
0
0
0
0
0
0
0
0
0
0
0
0
0
0
0
0
0
0
0
0
0
0
0
0
0
0
0
0
0
0
0
0
0
0
0
0
0
0
0
0
0
0
0
0
0
0
0
0
0
0
0
0
0
0
0
0
0
0
0
0
0
0
0
0
0
0
0
0
0
0
0
0
0
0
0
0
0
0
0
0
0
0
0
0
0
0
0
0
0
0
0
0
0
0
0
0
0
0
0
0
0
0
0
0
0
0
0
0
0
0
0
0
0
0
0
0
0
0
0
0
0
0
0
0
0
0
0
0
0
0
0
0
0
0
0
0
0
0
0
0
0
0
0
0
0
0
0
0
0
0
0
0
0
0
0
0
0
0
0
0
0
0
0
0
0
0
0
0
0
0
0
0
0
0
0
0
0
0
0
0
0
0
0
0
0
0
0
0
0
0
0
0
0
0
0
0
0
0
0
0
0
0
0
0
0
0
0
0
0
0
0
0
0
0
0
0
0
0
0
0
0
0
0
0
0
0
0
0
0
0
0
0
0
0
0
0
0
0
0
0
0
0
0
0
0
0
0
0
0
0
0
0
0
0
0
0
0
0
0
0
0
0
0
0
0
0
0
0
0
0
0
0
0
0
0
0
0
0
0
0
0
0
0
0
0
0
0
0
0
0
0
0
0
0
0
0
0
0
0
0
0
0
0
0
0
0
0
0
0
0
0
0
0
0
0
0
0
0
0
0
0
0
0
0
0
0
0
0
0
0
0
0
0
0
0
0
0
0
0
0
0
0
0
0
0
0
0
0
0
0
0
0
0
0
0
0
0
0
0
0
0
0
0
0
0
0
0
0
0
0
0
0
0
0
0
0
0
0
0
0
0
0
0
0
0
0
0
0
0
0
0
0
0
0
0
0
0
0
0
0
0
0
0
0
0
0
0
0
0
0
0
0
0
0
0
0
0
0
0
0
0
0
0
0
0
0
0
0
0
0
0
0
0
0
0
0
0
0
0
0
0
0
0
0
0
0
0
0
0
0
0
0
0
0
0
0
0
0
0
0
0
0
0
0
0
0
0
0
0
0
0
0
0
0
0
0
0
0
0
0
0
0
0
0
0
0
0
0
0
0
0
0
0
0
0
0
0
0
0
0
0
0
0
0
0
0
0
0
0
0
0
0
0
0
0
0
0
0
0
0
0
0
0
0
0
0
0
0
0
0
0
0
0
0
0
0
0
0
0
0
0
0
0
0
0
0
0
0
0
0
0
0
0
0
0
0
0
0
0
0
0
0
0
0
0
0
0
0
0
0
0
0
0
0
0
0
0
0
0
0
0
0
0
0
0
0
0
0
0
0
0
0
0
0
0
0
0
0
0
0
0
0
0
0
0
0
0
0
0
0
0
0
0
0
0
0
0
0
0
0
0
0
0
0
0
0
0
0
0
0
0
0
0
0
0
0
0
0
0
0
0
0
0
0
0
0
0
0
0
0
0
0
0
0
0
0
0
0
0
0
0
0
0
0
0
0
0
0
0
0
0
0
0
0
0
0
0
0
0
0
0
0
0
0
0
0
0
0
0
0
0
0
0
0
0
0
0
0
0
0
0
0
0
0
0
0
0
0
0
0
0
0
0
0
0
0
0
0
0
0
0
0
0
0
0
0
0
0
0
0
0
0
0
0
0
0
0
0
0
0
0
0
0
0
0
0
0
0
0
0
0
0
0
0
0
0
0
0
0
0
0
0
0
0
0
0
0
0
0
0
0
0
0
0
0
0
0
0
0
0
0
0
0
0
0
0
0
0
0
0
0
0
0
0
0
0
0
0
0
0
0
0
0
0
0
0
0
0
0
0
0
0
0
0
0
0
0
0
0
0
0
0
0
0
0
0
0
0
0
0
0
0
0
0
0
0
0
0
0
0
0
0
0
0
0
0
0
0
0
0
0
0
0
0
0
0
0
0
0
0
0
0
0
0
0
0
0
0
0
0
0
0
0
0
0
0
0
0
0
0
0
0
0
0
0
0
0
0
0
0
0
0
0
0
0
0
0
0
0
0
0
0
0
0
0
0
0
0
0
0
0
0
0
0
0
0
0
0
0
0
0
0
0
0
0
0
0
0
0
0
0
0
0
0
0
0
0
0
0
0
0
0
0
0
0
0
0
0
0
0
0
0
0
0
0
0
0
0
0
0
0
0
0
0
0
0
0
0
0
0
0
0
0
0
0
0
0
0
0
0
0
0
0
0
0
0
0
0
0
0
0
0
0
0
0
0
0
0
0
0
0
0
0
0
0
0
0
0
0
0
0
0
0
0
0
0
0
0
0
0
0
0
0
0
0
0
0
0
0
0
0
0
0
0
0
0
0
0
0
0
0
0
0
0
0
0
0
0
0
0
0
0
0
0
0
0
0
0
0
0
0
0
0
0
0
0
0
0
0
0
0
0
0
0
0
0
0
0
0
0
0
0
0
0
0
0
0
0
0
0
0
0
0
0
0
0
0
0
0
0
0
0
0
0
0
0
0
0
0
0
0
0
0
0
0
0
0
0
0
0
0
0
0
0
0
0
0
0
0
0
0
0
0
0
0
0
0
0
0
0
0
0
0
0
0
0
0
0
0
0
0
0
0
0
0
0
0
0
0
0
0
0
0
0
0
0
0
0
0
0
0
0
0
0
0
0
0
0
0
0
0
0
0
0
0
0
0
0
0
0
0
0
0
0
0
0
0
0
0
0
0
0
0
0
0
0
0
0
0
0
0
0
0
0
0
0
0
0
0
0
0
0
0
0
0
0
0
0
0
0
0
0
0
0
0
0
0
0
0
0
0
0
0
0
0
0
0
0
0
0
0
0
0
0
0
0
0
0
0
0
0
0
0
0
0
0
0
0
0
0
0
0
0
0
0
0
0
0
0
0
0
0
0
0
0
0
0
0
0
0
0
0
0
0
0
0
0
0
0
0
0
0
0
0
0
0
0
0
0
0
0
0
0
0
0
0
0
0
0
0
0
0
0
0
0
0
0
0
0
0
0
0
0
0
0
0
0
0
0
0
0
0
0
0
0
0
0
0
0
0
0
0
0
0
0
0
0
0
0
0
0
0
0
0
0
0
0
0
0
0
0
0
0
0
0
0
0
0
0
0
0
0
0
0
0
0
0
0
0
0
0
0
0
0
0
0
0
0
0
0
0
0
0
0
0
0
0
0
0
0
0
0
0
0
0
0
0
0
0
0
0
0
0
0
0
0
0
0
0
0
0
0
0
0
0
0
0
0
0
0
0
0
0
0
0
0
0
0
0
0
0
0
0
0
0
0
0
0
0
0
0
0
0
0
0
0
0
0
0
0
0
0
0
0
0
0
0
0
0
0
0
0
0
0
0
0
0
0
0
0
0
0
0
0
0
0
0
0
0
0
0
0
0
0
0
0
0
0
0
0
0
0
0
0
0
0
0
0
0
0
0
0
0
0
0
0
0
0
0
0
0
0
0
0
0
0
0
0
0
0
0
0
0
0
0
0
0
0
0
0
0
0
0
0
0
0
0
0
0
0
0
0
0
0
0
0
0
0
0
0
0
0
0
0
0
0
0
0
0
0
0
0
0
0
0
0
0
0
0
0
0
0
0
0
0
0
0
0
0
0
0
0
0
0
0
0
0
0
0
0
0
0
0
0
0
0
0
0
0
0
0
0
0
0
0
0
0
0
0
0
0
0
0
0
0
0
0
0
0
0
0
0
0
0
0
0
0
0
0
0
0
0
0
0
0
0
0
0
0
0
0
0
0
0
0
0
0
0
0
0
0
0
0
0
0
0
0
0
0
0
0
0
0
0
0
0
0
0
0
0
0
0
0
0
0
0
0
0
0
0
0
0
0
0
0
0
0
0
0
0
0
0
0
0
0
0
0
0
0
0
0
0
0
0
0
0
0
0
0
0
0
0
0
0
0
0
0
0
0
0
0
0
0
0
0
0
0
0
0
0
0
0
0
0
0
0
0
0
0
0
0
0
0
0
0
0
0
0
0
0
0
0
0
0
0
0
0
0
0
0
0
0
0
0
0
0
0
0
0
0
0
0
0
0
0
0
0
0
0
0
0
0
0
0
0
0
0
0
0
0
0
0
0
0
0
0
0
0
0
0
0
0
0
0
0
0
0
0
0
0
0
0
0
0
0
0
0
0
0
0
0
0
0
0
0
0
0
0
0
0
0
0
0
0
0
0
0
0
0
0
0
0
0
0
0
0
0
0
0
0
0
0
0
0
0
0
0
0
0
0
0
0
0
0
0
0
0
0
0
0
0
0
0
0
0
0
0
0
0
0
0
0
0
0
0
0
0
0
0
0
0
0
0
0
0
0
0
0
0
0
0
0
0
0
0
0
0
0
0
0
0
0
0
0
0
0
0
0
0
0
0
0
0
0
0
0
0
0
0
0
0
0
0
0
0
0
0
0
0
0
0
0
0
0
0
0
0
0
0
0
0
0
0
0
0
0
0
0
0
0
0
0
0
0
0
0
0
0
0
0
0
0
0
0
0
0
0
0
0
0
0
0
0
0
0
0
0
0
0
0
0
0
0
0
0
0
0
0
0
0
0
0
0
0
0
0
0
0
0
0
0
0
0
0
0
0
0
0
0
0
0
0
0
0
0
0
0
0
0
0
0
0
0
0
0
0
0
0
0
0
0
0
0
0
0
0
0
0
0
0
0
0
0
0
0
0
0
0
0
0
0
0
0
0
0
0
0
0
0
0
0
0
0
0
0
0
0
0
0
0
0
0
0
0
0
0
0
0
0
0
0
0
0
0
0
0
0
0
0
0
0
0
0
0
0
0
0
0
0
0
0
0
0
0
0
0
0
0
0
0
0
0
0
0
0
0
0
0
0
0
0
0
0
0
0
0
0
0
0
0
0
0
0
0
0
0
0
0
0
0
0
0
0
0
0
0
0
0
0
0
0
0
0
0
0
0
0
0
0
0
0
0
0
0
0
0
0
0
0
0
0
0
0
0
0
0
0
0
0
0
0
0
0
0
0
0
0
0
0
0
0
0
0
0
0
0
0
0
0
0
0
0
0
0
0
0
0
0
0
0
0
0
0
0
0
0
0
0
0
0
0
0
0
0
0
0
0
0
0
0
0
0
0
0
0
0
0
0
0
0
0
0
0
0
0
0
0
0
0
0
0
0
0
0
0
0
0
0
0
0
0
0
0
0
0
0
0
0
0
0
0
0
0
0
0
0
0
0
0
0
0
0
0
0
0
0
0
0
0
0
0
0
0
0
0
0
0
0
0
0
0
0
0
0
0
0
0
0
0
0
0
0
0
0
0
0
0
0
0
0
0
0
0
0
0
0
0
0
0
0
0
0
0
0
0
0
0
0
0
0
0
0
0
0
0
0
0
0
0
0
0
0
0
0
0
0
0
0
0
0
0
0
0
0
0
0
0
0
0
0
0
0
0
0
0
0
0
0
0
0
0
0
0
0
0
0
0
0
0
0
0
0
0
0
0
0
0
0
0
0
0
0
0
0
0
0
0
0
0
0
0
0
0
0
0
0
0
0
0
0
0
0
0
0
0
0
0
0
0
0
0
0
0
0
0
0
0
0
0
0
0
0
0
0
0
0
0
0
0
0
0
0
0
0
0
0
0
0
0
0
0
0
0
0
0
0
0
0
0
0
0
0
0
0
0
0
0
0
0
0
0
0
0
0
0
0
0
0
0
0
0
0
0
0
0
0
0
0
0
0
0
0
0
0
0
0
0
0
0
0
0
0
0
0
0
0
0
0
0
0
0
0
0
0
0
0
0
0
0
0
0
0
0
0
0
0
0
0
0
0
0
0
0
0
0
0
0
0
0
0
0
0
0
0
0
0
0
0
0
0
0
0
0
0
0
0
0
0
0
0
0
0
0
0
0
0
0
0
0
0
0
0
0
0
0
0
0
0
0
0
0
0
0
0
0
0
0
0
0
0
0
0
0
0
0
0
0
0
0
0
0
0
0
0
0
0
0
0
0
0
0
0
0
0
0
0
0
0
0
0
0
0
0
0
0
0
0
0
0
0
0
0
0
0
0
0
0
0
0
0
0
0
0
0
0
0
0
0
0
0
0
0
0
0
0
0
0
0
0
0
0
0
0
0
0
0
0
0
0
0
0
0
0
0
0
0
0
0
0
0
0
0
0
0
0
0
0
0
0
0
0
0
0
0
0
0
0
0
0
0
0
0
0
0
0
0
0
0
0
0
0
0
0
0
0
0
0
0
0
0
0
0
0
0
0
0
0
0
0
0
0
0
0
0
0
0
0
0
0
0
0
0
0
0
0
0
0
0
0
0
0
0
0
0
0
0
0
0
0
0
0
0
0
0
0
0
0
0
0
0
0
0
0
0
0
0
0
0
0
0
0
0
0
0
0
0
0
0
0
0
0
0
0
0
0
0
0
0
0
0
0
0
0
0
0
0
0
0
0
0
0
0
0
0
0
0
0
0
0
0
0
0
0
0
0
0
0
0
0
0
0
0
0
0
0
0
0
0
0
0
0
0
0
0
0
0
0
0
0
0
0
0
0
0
0
0
0
0
0
0
0
0
0
0
0
0
0
0
0
0
0
0
0
0
0
0
0
0
0
0
0
0
0
0
0
0
0
0
0
0
0
0
0
0
0
0
0
0
0
0
0
0
0
0
0
0
0
0
0
0
0
0
0
0
0
0
0
0
0
0
0
0
0
0
0
0
0
0
0
0
0
0
0
0
0
0
0
0
0
0
0
0
0
0
0
0
0
0
0
0
0
0
0
0
0
0
0
0
0
0
0
0
0
0
0
0
0
0
0
0
0
0
0
0
0
0
0
0
0
0
0
0
0
0
0
0
0
0
0
0
0
0
0
0
0
0
0
0
0
0
0
0
0
0
0
0
0
0
0
0
0
0
0
0
0
0
0
0
0
0
0
0
0
0
0
0
0
0
0
0
0
0
0
0
0
0
0
0
0
0
0
0
0
0
0
0
0
0
0
0
0
0
0
0
0
0
0
0
0
0
0
0
0
0
0
0
0
0
0
0
0
0
0
0
0
0
0
0
0
0
0
0
0
0
0
0
0
0
0
0
0
0
0
0
0
0
0
0
0
0
0
0
0
0
0
0
0
0
0
0
0
0
0
0
0
0
0
0
0
0
0
0
0
0
0
0
0
0
0
0
0
0
0
0
0
0
0
0
0
0
0
0
0
0
0
0
0
0
0
0
0
0
0
0
0
0
0
0
0
0
0
0
0
0
0
0
0
0
0
0
0
0
0
0
0
0
0
0
0
0
0
0
0
0
0
0
0
0
0
0
0
0
0
0
0
0
0
0
0
0
0
0
0
0
0
0
0
0
0
0
0
0
0
0
0
0
0
0
0
0
0
0
0
0
0
0
0
0
0
0
0
0
0
0
0
0
0
0
0
0
0
0
0
0
0
0
0
0
0
0
0
0
0
0
0
0
0
0
0
0
0
0
0
0
0
0
0
0
0
0
0
0
0
0
0
0
0
0
0
0
0
0
0
0
0
0
0
0
0
0
0
0
0
0
0
0
0
0
0
0
0
0
0
0
0
0
0
0
0
0
0
0
0
0
0
0
0
0
0
0
0
0
0
0
0
0
0
0
0
0
0
0
0
0
0
0
0
0
0
0
0
0
0
0
0
0
0
0
0
0
0
0
0
0
0
0
0
0
0
0
0
0
0
0
0
0
0
0
0
0
0
0
0
0
0
0
0
0
0
0
0
0
0
0
0
0
0
0
0
0
0
0
0
0
0
0
0
0
0
0
0
0
0
0
0
0
0
0
0
0
0
0
0
0
0
0
0
0
0
0
0
0
0
0
0
0
0
0
0
0
0
0
0
0
0
0
0
0
0
0
0
0
0
0
0
0
0
0
0
0
0
0
0
0
0
0
0
0
0
0
0
0
0
0
0
0
0
0
0
0
0
0
0
0
0
0
0
0
0
0
0
0
0
0
0
0
0
0
0
0
0
0
0
0
0
0
0
0
0
0
0
0
0
0
0
0
0
0
0
0
0
0
0
0
0
0
0
0
0
0
0
0
0
0
0
0
0
0
0
0
0
0
0
0
0
0
0
0
0
0
0
0
0
0
0
0
0
0
0
0
0
0
0
0
0
0
0
0
0
0
0
0
0
0
0
0
0
0
0
0
0
0
0
0
0
0
0
0
0
0
0
0
0
0
0
0
0
0
0
0
0
0
0
0
0
0
0
0
0
0
0
0
0
0
0
0
0
0
0
0
0
0
0
0
0
0
0
0
0
0
0
0
0
0
0
0
0
0
0
0
0
0
0
0
0
0
0
0
0
0
0
0
0
0
0
0
0
0
0
0
0
0
0
0
0
0
0
0
0
0
0
0
0
0
0
0
0
0
0
0
0
0
0
0
0
0
0
0
0
0
0
0
0
0
0
0
0
0
0
0
0
0
0
0
0
0
0
0
0
0
0
0
0
0
0
0
0
0
0
0
0
0
0
0
0
0
0
0
0
0
0
0
0
0
0
0
0
0
0
0
0
0
0
0
0
0
0
0
0
0
0
0
0
0
0
0
0
0
0
0
0
0
0
0
0
0
0
0
0
0
0
0
0
0
0
0
0
0
0
0
0
0
0
0
0
0
0
0
0
0
0
0
0
0
0
0
0
0
0
0
0
0
0
0
0
0
0
0
0
0
0
0
0
0
0
0
0
0
0
0
0
0
0
0
0
0
0
0
0
0
0
0
0
0
0
0
0
0
0
0
0
0
0
0
0
0
0
0
0
0
0
0
0
0
0
0
0
0
0
0
0
0
0
0
0
0
0
0
0
0
0
0
0
0
0
0
0
0
0
0
0
0
0
0
0
0
0
0
0
0
0
0
0
0
0
0
0
0
0
0
0
0
0
0
0
0
0
0
0
0
0
0
0
0
0
0
0
0
0
0
0
0
0
0
0
0
0
0
0
0
0
0
0
0
0
0
0
0
0
0
0
0
0
0
0
0
0
0
0
0
0
0
0
0
0
0
0
0
0
0
0
0
0
0
0
0
0
0
0
0
0
0
0
0
0
0
0
0
0
0
0
0
0
0
0
0
0
0
0
0
0
0
0
0
0
0
0
0
0
0
0
0
0
0
0
0
0
0
0
0
0
0
0
0
0
0
0
0
0
0
0
0
0
0
0
0
0
0
0
0
0
0
0
0
0
0
0
0
0
0
0
0
0
0
0
0
0
0
0
0
0
0
0
0
0
0
0
0
0
0
0
0
0
0
0
0
0
0
0
0
0
0
0
0
0
0
0
0
0
0
0
0
0
0
0
0
0
0
0
0
0
0
0
0
0
0
0
0
0
0
0
0
0
0
0
0
0
0
0
0
0
0
0
0
0
0
0
0
0
0
0
0
0
0
0
0
0
0
0
0
0
0
0
0
0
0
0
0
0
0
0
0
0
0
0
0
0
0
0
0
0
0
0
0
0
0
0
0
0
0
0
0
0
0
0
0
0
0
0
0
0
0
0
0
0
0
0
0
0
0
0
0
0
0
0
0
0
0
0
0
0
0
0
0
0
0
0
0
0
0
0
0
0
0
0
0
0
0
0
0
0
0
0
0
0
0
0
0
0
0
0
0
0
0
0
0
0
0
0
0
0
0
0
0
0
0
0
0
0
0
0
0
0
0
0
0
0
0
0
0
0
0
0
0
0
0
0
0
0
0
0
0
0
0
0
0
0
0
0
0
0
0
0
0
0
0
0
0
0
0
0
0
0
0
0
0
0
0
0
0
0
0
0
0
0
0
0
0
0
0
0
0
0
0
0
0
0
0
0
0
0
0
0
0
0
0
0
0
0
0
0
0
0
0
0
0
0
0
0
0
0
0
0
0
0
0
0
0
0
0
0
0
0
0
0
0
0
0
0
0
0
0
0
0
0
0
0
0
0
0
0
0
0
0
0
0
0
0
0
0
0
0
0
0
0
0
0
0
0
0
0
0
0
0
0
0
0
0
0
0
0
0
0
0
0
0
0
0
0
0
0
0
0
0
0
0
0
0
0
0
0
0
0
0
0
0
0
0
0
0
0
0
0
0
0
0
0
0
0
0
0
0
0
0
0
0
0
0
0
0
0
0
0
0
0
0
0
0
0
0
0
0
0
0
0
0
0
0
0
0
0
0
0
0
0
0
0
0
0
0
0
0
0
0
0
0
0
0
0
0
0
0
0
0
0
0
0
0
0
0
0
0
0
0
0
0
0
0
0
0
0
0
0
0
0
0
0
0
0
0
0
0
0
0
0
0
0
0
0
0
0
0
0
0
0
0
0
0
0
0
0
0
0
0
0
0
0
0
0
0
0
0
0
0
0
0
0
0
0
0
0
0
0
0
0
0
0
0
0
0
0
0
0
0
0
0
0
0
0
0
0
0
0
0
0
0
0
0
0
0
0
0
0
0
0
0
0
0
0
0
0
0
0
0
0
0
0
0
0
0
0
0
0
0
0
0
0
0
0
0
0
0
0
0
0
0
0
0
0
0
0
0
0
0
0
0
0
0
0
0
0
0
0
0
0
0
0
0
0
0
0
0
0
0
0
0
0
0
0
0
0
0
0
0
0
0
0
0
0
0
0
0
0
0
0
0
0
0
0
0
0
0
0
0
0
0
0
0
0
0
0
0
0
0
0
0
0
0
0
0
0
0
0
0
0
0
0
0
0
0
0
0
0
0
0
0
0
0
0
0
0
0
0
0
0
0
0
0
0
0
0
0
0
0
0
0
0
0
0
0
0
0
0
0
0
0
0
0
0
0
0
0
0
0
0
0
0
0
0
0
0
0
0
0
0
0
0
0
0
0
0
0
0
0
0
0
0
0
0
0
0
0
0
0
0
0
0
0
0
0
0
0
0
0
0
0
0
0
0
0
0
0
0
0
0
0
0
0
0
0
0
0
0
0
0
0
0
0
0
0
0
0
0
0
0
0
0
0
0
0
0
0
0
0
0
0
0
0
0
0
0
0
0
0
0
0
0
0
0
0
0
0
0
0
0
0
0
0
0
0
0
0
0
0
0
0
0
0
0
0
0
0
0
0
0
0
0
0
0
0
0
0
0
0
0
0
0
0
0
0
0
0
0
0
0
0
0
0
0
0
0
0
0
0
0
0
0
0
0
0
0
0
0
0
0
0
0
0
0
0
0
0
0
0
0
0
0
0
0
0
0
0
0
0
0
0
0
0
0
0
0
0
0
0
0
0
0
0
0
0
0
0
0
0
0
0
0
0
0
0
0
0
0
0
0
0
0
0
0
0
0
0
0
0
0
0
0
0
0
0
0
0
0
0
0
0
0
0
0
0
0
0
0
0
0
0
0
0
0
0
0
0
0
0
0
0
0
0
0
0
0
0
0
0
0
0
0
0
0
0
0
0
0
0
0
0
0
0
0
0
0
0
0
0
0
0
0
0
0
0
0
0
0
0
0
0
0
0
0
0
0
0
0
0
0
0
0
0
0
0
0
0
0
0
0
0
0
0
0
0
0
0
0
0
0
0
0
0
0
0
0
0
0
0
0
0
0
0
0
0
0
0
0
0
0
0
0
0
0
0
0
0
0
0
0
0
0
0
0
0
0
0
0
0
0
0
0
0
0
0
0
0
0
0
0
0
0
0
0
0
0
0
0
0
0
0
0
0
0
0
0
0
0
0
0
0
0
0
0
0
0
0
0
0
0
0
0
0
0
0
0
0
0
0
0
0
0
0
0
0
0
0
0
0
0
0
0
0
0
0
0
0
0
0
0
0
0
0
0
0
0
0
0
0
0
0
0
0
0
0
0
0
0
0
0
0
0
0
0
0
0
0
0
0
0
0
0
0
0
0
0
0
0
0
0
0
0
0
0
0
0
0
0
0
0
0
0
0
0
0
0
0
0
0
0
0
0
0
0
0
0
0
0
0
0
0
0
0
0
0
0
0
0
0
0
0
0
0
0
0
0
0
0
0
0
0
0
0
0
0
0
0
0
0
0
0
0
0
0
0
0
0
0
0
0
0
0
0
0
0
0
0
0
0
0
0
0
0
0
0
0
0
0
0
0
0
0
0
0
0
0
0
0
0
0
0
0
0
0
0
0
0
0
0
0
0
0
0
0
0
0
0
0
0
0
0
0
0
0
0
0
0
0
0
0
0
0
0
0
0
0
0
0
0
0
0
0
0
0
0
0
0
0
0
0
0
0
0
0
0
0
0
0
0
0
0
0
0
0
0
0
0
0
0
0
0
0
0
0
0
0
0
0
0
0
0
0
0
0
0
0
0
0
0
0
0
0
0
0
0
0
0
0
0
0
0
0
0
0
0
0
0
0
0
0
0
0
0
0
0
0
0
0
0
0
0
0
0
0
0
0
0
0
0
0
0
0
0
0
0
0
0
0
0
0
0
0
0
0
0
0
0
0
0
0
0
0
0
0
0
0
0
0
0
0
0
0
0
0
0
0
0
0
0
0
0
0
0
0
0
0
0
0
0
0
0
0
0
0
0
0
0
0
0
0
0
0
0
0
0
0
0
0
0
0
0
0
0
0
0
0
0
0
0
0
0
0
0
0
0
0
0
0
0
0
0
0
0
0
0
0
0
0
0
0
0
0
0
0
0
0
0
0
0
0
0
0
0
0
0
0
0
0
0
0
0
0
0
0
0
0
0
0
0
0
0
0
0
0
0
0
0
0
0
0
0
0
0
0
0
0
0
0
0
0
0
0
0
0
0
0
0
0
0
0
0
0
0
0
0
0
0
0
0
0
0
0
0
0
0
0
0
0
0
0
0
0
0
0
0
0
0
0
0
0
0
0
0
0
0
0
0
0
0
0
0
0
0
0
0
0
0
0
0
0
0
0
0
0
0
0
0
0
0
0
0
0
0
0
0
0
0
0
0
0
0
0
0
0
0
0
0
0
0
0
0
0
0
0
0
0
0
0
0
0
0
0
0
0
0
0
0
0
0
0
0
0
0
0
0
0
0
0
0
0
0
0
0
0
0
0
0
0
0
0
0
0
0
0
0
0
0
0
0
0
0
0
0
0
0
0
0
0
0
0
0
0
0
0
0
0
0
0
0
0
0
0
0
0
0
0
0
0
0
0
0
0
0
0
0
0
0
0
0
0
0
0
0
0
0
0
0
0
0
0
0
0
0
0
0
0
0
0
0
0
0
0
0
0
0
0
0
0
0
0
0
0
0
0
0
0
0
0
0
0
0
0
0
0
0
0
0
0
0
0
0
0
0
0
0
0
0
0
0
0
0
0
0
0
0
0
0
0
0
0
0
0
0
0
0
0
0
0
0
0
0
0
0
0
0
0
0
0
0
0
0
0
0
0
0
0
0
0
0
0
0
0
0
0
0
0
0
0
0
0
0
0
0
0
0
0
0
0
0
0
0
0
0
0
0
0
0
0
0
0
0
0
0
0
0
0
0
0
0
0
0
0
0
0
0
0
0
0
0
0
0
0
0
0
0
0
0
0
0
0
0
0
0
0
0
0
0
0
0
0
0
0
0
0
0
0
0
0
0
0
0
0
0
0
0
0
0
0
0
0
0
0
0
0
0
0
0
0
0
0
0
0
0
0
0
0
0
0
0
0
0
0
0
0
0
0
0
0
0
0
0
0
0
0
0
0
0
0
0
0
0
0
0
0
0
0
0
0
0
0
0
0
0
0
0
0
0
0
0
0
0
0
0
0
0
0
0
0
0
0
0
0
0
0
0
0
0
0
0
0
0
0
0
0
0
0
0
0
0
0
0
0
0
0
0
0
0
0
0
0
0
0
0
0
0
0
0
0
0
0
0
0
0
0
0
0
0
0
0
0
0
0
0
0
0
0
0
0
0
0
0
0
0
0
0
0
0
0
0
0
0
0
0
0
0
0
0
0
0
0
0
0
0
0
0
0
0
0
0
0
0
0
0
0
0
0
0
0
0
0
0
0
0
0
0
0
0
0
0
0
0
0
0
0
0
0
0
0
0
0
0
0
0
0
0
0
0
0
0
0
0
0
0
0
0
0
0
0
0
0
0
0
0
0
0
0
0
0
0
0
0
0
0
0
0
0
0
0
0
0
0
0
0
0
0
0
0
0
0
0
0
0
0
0
0
0
0
0
0
0
0
0
0
0
0
0
0
0
0
0
0
0
0
0
0
0
0
0
0
0
0
0
0
0
0
0
0
0
0
0
0
0
0
0
0
0
0
0
0
0
0
0
0
0
0
0
0
0
0
0
0
0
0
0
0
0
0
0
0
0
0
0
0
0
0
0
0
0
0
0
0
0
0
0
0
0
0
0
0
0
0
0
0
0
0
0
0
0
0
0
0
0
0
0
0
0
0
0
0
0
0
0
0
0
0
0
0
0
0
0
0
0
0
0
0
0
0
0
0
0
0
0
0
0
0
0
0
0
0
0
0
0
0
0
0
0
0
0
0
0
0
0
0
0
0
0
0
0
0
0
0
0
0
0
0
0
0
0
0
0
0
0
0
0
0
0
0
0
0
0
0
0
0
0
0
0
0
0
0
0
0
0
0
0
0
0
0
0
0
0
0
0
0
0
0
0
0
0
0
0
0
0
0
0
0
0
0
0
0
0
0
0
0
0
0
0
0
0
0
0
0
0
0
0
0
0
0
0
0
0
0
0
0
0
0
0
0
0
0
0
0
0
0
0
0
0
0
0
0
0
0
0
0
0
0
0
0
0
0
0
0
0
0
0
0
0
0
0
0
0
0
0
0
0
0
0
0
0
0
0
0
0
0
0
0
0
0
0
0
0
0
0
0
0
0
0
0
0
0
0
0
0
0
0
0
0
0
0
0
0
0
0
0
0
0
0
0
0
0
0
0
0
0
0
0
0
0
0
0
0
0
0
0
0
0
0
0
0
0
0
0
0
0
0
0
0
0
0
0
0
0
0
0
0
0
0
0
0
0
0
0
0
0
0
0
0
0
0
0
0
0
0
0
0
0
0
0
0
0
0
0
0
0
0
0
0
0
0
0
0
0
0
0
0
0
0
0
0
0
0
0
0
0
0
0
0
0
0
0
0
0
0
0
0
0
0
0
0
0
0
0
0
0
0
0
0
0
0
0
0
0
0
0
0
0
0
0
0
0
0
0
0
0
0
0
0
0
0
0
0
0
0
0
0
0
0
0
0
0
0
0
0
0
0
0
0
0
0
0
0
0
0
0
0
0
0
0
0
0
0
0
0
0
0
0
0
0
0
0
0
0
0
0
0
0
0
0
0
0
0
0
0
0
0
0
0
0
0
0
0
0
0
0
0
0
0
0
0
0
0
0
0
0
0
0
0
0
0
0
0
0
0
0
0
0
0
0
0
0
0
0
0
0
0
0
0
0
0
0
0
0
0
0
0
0
0
0
0
0
0
0
0
0
0
0
0
0
0
0
0
0
0
0
0
0
0
0
0
0
0
0
0
0
0
0
0
0
0
0
0
0
0
0
0
0
0
0
0
0
0
0
0
0
0
0
0
0
0
0
0
0
0
0
0
0
0
0
0
0
0
0
0
0
0
0
0
0
0
0
0
0
0
0
0
0
0
0
0
0
0
0
0
0
0
0
0
0
0
0
0
0
0
0
0
0
0
0
0
0
0
0
0
0
0
0
0
0
0
0
0
0
0
0
0
0
0
0
0
0
0
0
0
0
0
0
0
0
0
0
0
0
0
0
0
0
0
0
0
0
0
0
0
0
0
0
0
0
0
0
0
0
0
0
0
0
0
0
0
0
0
0
0
0
0
0
0
0
0
0
0
0
0
0
0
0
0
0
0
0
0
0
0
0
0
0
0
0
0
0
0
0
0
0
0
0
0
0
0
0
0
0
0
0
0
0
0
0
0
0
0
0
0
0
0
0
0
0
0
0
0
0
0
0
0
0
0
0
0
0
0
0
0
0
0
0
0
0
0
0
0
0
0
0
0
0
0
0
0
0
0
0
0
0
0
0
0
0
0
0
0
0
0
0
0
0
0
0
0
0
0
0
0
0
0
0
0
0
0
0
0
0
0
0
0
0
0
0
0
0
0
0
0
0
0
0
0
0
0
0
0
0
0
0
0
0
0
0
0
0
0
0
0
0
0
0
0
0
0
0
0
0
0
0
0
0
0
0
0
0
0
0
0
0
0
0
0
0
0
0
0
0
0
0
0
0
0
0
0
0
0
0
0
0
0
0
0
0
0
0
0
0
0
0
0
0
0
0
0
0
0
0
0
0
0
0
0
0
0
0
0
0
0
0
0
0
0
0
0
0
0
0
0
0
0
0
0
0
0
0
0
0
0
0
0
0
0
0
0
0
0
0
0
0
0
0
0
0
0
0
0
0
0
0
0
0
0
0
0
0
0
0
0
0
0
0
0
0
0
0
0
0
0
0
0
0
0
0
0
0
0
0
0
0
0
0
0
0
0
0
0
0
0
0
0
0
0
0
0
0
0
0
0
0
0
0
0
0
0
0
0
0
0
0
0
0
0
0
0
0
0
0
0
0
0
0
0
0
0
0
0
0
0
0
0
0
0
0
0
0
0
0
0
0
0
0
0
0
0
0
0
0
0
0
0
0
0
0
0
0
0
0
0
0
0
0
0
0
0
0
0
0
0
0
0
0
0
0
0
0
0
0
0
0
0
0
0
0
0
0
0
0
0
0
0
0
0
0
0
0
0
0
0
0
0
0
0
0
0
0
0
0
0
0
0
0
0
0
0
0
0
0
0
0
0
0
0
0
0
0
0
0
0
0
0
0
0
0
0
0
0
0
0
0
0
0
0
0
0
0
0
0
0
0
0
0
0
0
0
0
0
0
0
0
0
0
0
0
0
0
0
0
0
0
0
0
0
0
0
0
0
0
0
0
0
0
0
0
0
0
0
0
0
0
0
0
0
0
0
0
0
0
0
0
0
0
0
0
0
0
0
0
0
0
0
0
0
0
0
0
0
0
0
0
0
0
0
0
0
0
0
0
0
0
0
0
0
0
0
0
0
0
0
0
0
0
0
0
0
0
0
0
0
0
0
0
0
0
0
0
0
0
0
0
0
0
0
0
0
0
0
0
0
0
0
0
0
0
0
0
0
0
0
0
0
0
0
0
0
0
0
0
0
0
0
0
0
0
0
0
0
0
0
0
0
0
0
0
0
0
0
0
0
0
0
0
0
0
0
0
0
0
0
0
0
0
0
0
0
0
0
0
0
0
0
0
0
0
0
0
0
0
0
0
0
0
0
0
0
0
0
0
0
0
0
0
0
0
0
0
0
0
0
0
0
0
0
0
0
0
0
0
0
0
0
0
0
0
0
0
0
0
0
0
0
0
0
0
0
0
0
0
0
0
0
0
0
0
0
0
0
0
0
0
0
0
0
0
0
0
0
0
0
0
0
0
0
0
0
0
0
0
0
0
0
0
0
0
0
0
0
0
0
0
0
0
0
0
0
0
0
0
0
0
0
0
0
0
0
0
0
0
0
0
0
0
0
0
0
0
0
0
0
0
0
0
0
0
0
0
0
0
0
0
0
0
0
0
0
0
0
0
0
0
0
0
0
0
0
0
0
0
0
0
0
0
0
0
0
0
0
0
0
0
0
0
0
0
0
0
0
0
0
0
0
0
0
0
0
0
0
0
0
0
0
0
0
0
0
0
0
0
0
0
0
0
0
0
0
0
0
0
0
0
0
0
0
0
0
0
0
0
0
0
0
0
0
0
0
0
0
0
0
0
0
0
0
0
0
0
0
0
0
0
0
0
0
0
0
0
0
0
0
0
0
0
0
0
0
0
0
0
0
0
0
0
0
0
0
0
0
0
0
0
0
0
0
0
0
0
0
0
0
0
0
0
0
0
0
0
0
0
0
0
0
0
0
0
0
0
0
0
0
0
0
0
0
0
0
0
0
0
0
0
0
0
0
0
0
0
0
0
0
0
0
0
0
0
0
0
0
0
0
0
0
0
0
0
0
0
0
0
0
0
0
0
0
0
0
0
0
0
0
0
0
0
0
0
0
0
0
0
0
0
0
0
0
0
0
0
0
0
0
0
0
0
0
0
0
0
0
0
0
0
0
0
0
0
0
0
0
0
0
0
0
0
0
0
0
0
0
0
0
0
0
0
0
0
0
0
0
0
0
0
0
0
0
0
0
0
0
0
0
0
0
0
0
0
0
0
0
0
0
0
0
0
0
0
0
0
0
0
0
0
0
0
0
0
0
0
0
0
0
0
0
0
0
0
0
0
0
0
0
0
0
0
0
0
0
0
0
0
0
0
0
0
0
0
0
0
0
0
0
0
0
0
0
0
0
0
0
0
0
0
0
0
0
0
0
0
0
0
0
0
0
0
0
0
0
0
0
0
0
0
0
0
0
0
0
0
0
0
0
0
0
0
0
0
0
0
0
0
0
0
0
0
0
0
0
0
0
0
0
0
0
0
0
0
0
0
0
0
0
0
0
0
0
0
0
0
0
0
0
0
0
0
0
0
0
0
0
0
0
0
0
0
0
0
0
0
0
0
0
0
0
0
0
0
0
0
0
0
0
0
0
0
0
0
0
0
0
0
0
0
0
0
0
0
0
0
0
0
0
0
0
0
0
0
0
0
0
0
0
0
0
0
0
0
0
0
0
0
0
0
0
0
0
0
0
0
0
0
0
0
0
0
0
0
0
0
0
0
0
0
0
0
0
0
0
0
0
0
0
0
0
0
0
0
0
0
0
0
0
0
0
0
0
0
0
0
0
0
0
0
0
0
0
0
0
0
0
0
0
0
0
0
0
0
0
0
0
0
0
0
0
0
0
0
0
0
0
0
0
0
0
0
0
0
0
0
0
0
0
0
0
0
0
0
0
0
0
0
0
0
0
0
0
0
0
0
0
0
0
0
0
0
0
0
0
0
0
0
0
0
0
0
0
0
0
0
0
0
0
0
0
0
0
0
0
0
0
0
0
0
0
0
0
0
0
0
0
0
0
0
0
0
0
0
0
0
0
0
0
0
0
0
0
0
0
0
0
0
0
0
0
0
0
0
0
0
0
0
0
0
0
0
0
0
0
0
0
0
0
0
0
0
0
0
0
0
0
0
0
0
0
0
0
0
0
0
0
0
0
0
0
0
0
0
0
0
0
0
0
0
0
0
0
0
0
0
0
0
0
0
0
0
0
0
0
0
0
0
0
0
0
0
0
0
0
0
0
0
0
0
0
0
0
0
0
0
0
0
0
0
0
0
0
0
0
0
0
0
0
0
0
0
0
0
0
0
0
0
0
0
0
0
0
0
0
0
0
0
0
0
0
0
0
0
0
0
0
0
0
0
0
0
0
0
0
0
0
0
0
0
0
0
0
0
0
0
0
0
0
0
0
0
0
0
0
0
0
0
0
0
0
0
0
0
0
0
0
0
0
0
0
0
0
0
0
0
0
0
0
0
0
0
0
0
0
0
0
0
0
0
0
0
0
0
0
0
0
0
0
0
0
0
0
0
0
0
0
0
0
0
0
0
0
0
0
0
0
0
0
0
0
0
0
0
0
0
0
0
0
0
0
0
0
0
0
0
0
0
0
0
0
0
0
0
0
0
0
0
0
0
0
0
0
0
0
0
0
0
0
0
0
0
0
0
0
0
0
0
0
0
0
0
0
0
0
0
0
0
0
0
0
0
0
0
0
0
0
0
0
0
0
0
0
0
0
0
0
0
0
0
0
0
0
0
0
0
0
0
0
0
0
0
0
0
0
0
0
0
0
0
0
0
0
0
0
0
0
0
0
0
0
0
0
0
0
0
0
0
0
0
0
0
0
0
0
0
0
0
0
0
0
0
0
0
0
0
0
0
0
0
0
0
0
0
0
0
0
0
0
0
0
0
0
0
0
0
0
0
0
0
0
0
0
0
0
0
0
0
0
0
0
0
0
0
0
0
0
0
0
0
0
0
0
0
0
0
0
0
0
0
0
0
0
0
0
0
0
0
0
0
0
0
0
0
0
0
0
0
0
0
0
0
0
0
0
0
0
0
0
0
0
0
0
0
0
0
0
0
0
0
0
0
0
0
0
0
0
0
0
0
0
0
0
0
0
0
0
0
0
0
0
0
0
0
0
0
0
0
0
0
0
0
0
0
0
0
0
0
0
0
0
0
0
0
0
0
0
0
0
0
0
0
0
0
0
0
0
0
0
0
0
0
0
0
0
0
0
0
0
0
0
0
0
0
0
0
0
0
0
0
0
0
0
0
0
0
0
0
0
0
0
0
0
0
0
0
0
0
0
0
0
0
0
0
0
0
0
0
0
0
0
0
0
0
0
0
0
0
0
0
0
0
0
0
0
0
0
0
0
0
0
0
0
0
0
0
0
0
0
0
0
0
0
0
0
0
0
0
0
0
0
0
0
0
0
0
0
0
0
0
0
0
0
0
0
0
0
0
0
0
0
0
0
0
0
0
0
0
0
0
0
0
0
0
0
0
0
0
0
0
0
0
0
0
0
0
0
0
0
0
0
0
0
0
0
0
0
0
0
0
0
0
0
0
0
0
0
0
0
0
0
0
0
0
0
0
0
0
0
0
0
0
0
0
0
0
0
0
0
0
0
0
0
0
0
0
0
0
0
0
0
0
0
0
0
0
0
0
0
0
0
0
0
0
0
0
0
0
0
0
0
0
0
0
0
0
0
0
0
0
0
0
0
0
0
0
0
0
0
0
0
0
0
0
0
0
0
0
0
0
0
0
0
0
0
0
0
0
0
0
0
0
0
0
0
0
0
0
0
0
0
0
0
0
0
0
0
0
0
0
0
0
0
0
0
0
0
0
0
0
0
0
0
0
0
0
0
0
0
0
0
0
0
0
0
0
0
0
0
0
0
0
0
0
0
0
0
0
0
0
0
0
0
0
0
0
0
0
0
0
0
0
0
0
0
0
0
0
0
0
0
0
0
0
0
0
0
0
0
0
0
0
0
0
0
0
0
0
0
0
0
0
0
0
0
0
0
0
0
0
0
0
0
0
0
0
0
0
0
0
0
0
0
0
0
0
0
0
0
0
0
0
0
0
0
0
0
0
0
0
0
0
0
0
0
0
0
0
0
0
0
0
0
0
0
0
0
0
0
0
0
0
0
0
0
0
0
0
0
0
0
0
0
0
0
0
0
0
0
0
0
0
0
0
0
0
0
0
0
0
0
0
0
0
0
0
0
0
0
0
0
0
0
0
0
0
0
0
0
0
0
0
0
0
0
0
0
0
0
0
0
0
0
0
0
0
0
0
0
0
0
0
0
0
0
0
0
0
0
0
0
0
0
0
0
0
0
0
0
0
0
0
0
0
0
0
0
0
0
0
0
0
0
0
0
0
0
0
0
0
0
0
0
0
0
0
0
0
0
0
0
0
0
0
0
0
0
0
0
0
0
0
0
0
0
0
0
0
0
0
0
0
0
0
0
0
0
0
0
0
0
0
0
0
0
0
0
0
0
0
0
0
0
0
0
0
0
0
0
0
0
0
0
0
0
0
0
0
0
0
0
0
0
0
0
0
0
0
0
0
0
0
0
0
0
0
0
0
0
0
0
0
0
0
0
0
0
0
0
0
0
0
0
0
0
0
0
0
0
0
0
0
0
0
0
0
0
0
0
0
0
0
0
0
0
0
0
0
0
0
0
0
0
0
0
0
0
0
0
0
0
0
0
0
0
0
0
0
0
0
0
0
0
0
0
0
0
0
0
0
0
0
0
0
0
0
0
0
0
0
0
0
0
0
0
0
0
0
0
0
0
0
0
0
0
0
0
0
0
0
0
0
0
0
0
0
0
0
0
0
0
0
0
0
0
0
0
0
0
0
0
0
0
0
0
0
0
0
0
0
0
0
0
0
0
0
0
0
0
0
0
0
0
0
0
0
0
0
0
0
0
0
0
0
0
0
0
0
0
0
0
0
0
0
0
0
0
0
0
0
0
0
0
0
0
0
0
0
0
0
0
0
0
0
0
0
0
0
0
0
0
0
0
0
0
0
0
0
0
0
0
0
0
0
0
0
0
0
0
0
0
0
0
0
0
0
0
0
0
0
0
0
0
0
0
0
0
0
0
0
0
0
0
0
0
0
0
0
0
0
0
0
0
0
0
0
0
0
0
0
0
0
0
0
0
0
0
0
0
0
0
0
0
0
0
0
0
0
0
0
0
0
0
0
0
0
0
0
0
0
0
0
0
0
0
0
0
0
0
0
0
0
0
0
0
0
0
0
0
0
0
0
0
0
0
0
0
0
0
0
0
0
0
0
0
0
0
0
0
0
0
0
0
0
0
0
0
0
0
0
0
0
0
0
0
0
0
0
0
0
0
0
0
0
0
0
0
0
0
0
0
0
0
0
0
0
0
0
0
0
0
0
0
0
0
0
0
0
0
0
0
0
0
0
0
0
0
0
0
0
0
0
0
0
0
0
0
0
0
0
0
0
0
0
0
0
0
0
0
0
0
0
0
0
0
0
0
0
0
0
0
0
0
0
0
0
0
0
0
0
0
0
0
0
0
0
0
0
0
0
0
0
0
0
0
0
0
0
0
0
0
0
0
0
0
0
0
0
0
0
0
0
0
0
0
0
0
0
0
0
0
0
0
0
0
0
0
0
0
0
0
0
0
0
0
0
0
0
0
0
0
0
0
0
0
0
0
0
0
0
0
0
0
0
0
0
0
0
0
0
0
0
0
0
0
0
0
0
0
0
0
0
0
0
0
0
0
0
0
0
0
0
0
0
0
0
0
0
0
0
0
0
0
0
0
0
0
0
0
0
0
0
0
0
0
0
0
0
0
0
0
0
0
0
0
0
0
0
0
0
0
0
0
0
0
0
0
0
0
0
0
0
0
0
0
0
0
0
0
0
0
0
0
0
0
0
0
0
0
0
0
0
0
0
0
0
0
0
0
0
0
0
0
0
0
0
0
0
0
0
0
0
0
0
0
0
0
0
0
0
0
0
0
0
0
0
0
0
0
0
0
0
0
0
0
0
0
0
0
0
0
0
0
0
0
0
0
0
0
0
0
0
0
0
0
0
0
0
0
0
0
0
0
0
0
0
0
0
0
0
0
0
0
0
0
0
0
0
0
0
0
0
0
0
0
0
0
0
0
0
0
0
0
0
0
0
0
0
0
0
0
0
0
0
0
0
0
0
0
0
0
0
0
0
0
0
0
0
0
0
0
0
0
0
0
0
0
0
0
0
0
0
0
0
0
0
0
0
0
0
0
0
0
0
0
0
0
0
0
0
0
0
0
0
0
0
0
0
0
0
0
0
0
0
0
0
0
0
0
0
0
0
0
0
0
0
0
0
0
0
0
0
0
0
0
0
0
0
0
0
0
0
0
0
0
0
0
0
0
0
0
0
0
0
0
0
0
0
0
0
0
0
0
0
0
0
0
0
0
0
0
0
0
0
0
0
0
0
0
0
0
0
0
0
0
0
0
0
0
0
0
0
0
0
0
0
0
0
0
0
0
0
0
0
0
0
0
0
0
0
0
0
0
0
0
0
0
0
0
0
0
0
0
0
0
0
0
0
0
0
0
0
0
0
0
0
0
0
0
0
0
0
0
0
0
0
0
0
0
0
0
0
0
0
0
0
0
0
0
0
0
0
0
0
0
0
0
0
0
0
0
0
0
0
0
0
0
0
0
0
0
0
0
0
0
0
0
0
0
0
0
0
0
0
0
0
0
0
0
0
0
0
0
0
0
0
0
0
0
0
0
0
0
0
0
0
0
0
0
0
0
0
0
0
0
0
0
0
0
0
0
0
0
0
0
0
0
0
0
0
0
0
0
0
0
0
0
0
0
0
0
0
0
0
0
0
0
0
0
0
0
0
0
0
0
0
0
0
0
0
0
0
0
0
0
0
0
0
0
0
0
0
0
0
0
0
0
0
0
0
0
0
0
0
0
0
0
0
0
0
0
0
0
0
0
0
0
0
0
0
0
0
0
0
0
0
0
0
0
0
0
0
0
0
0
0
0
0
0
0
0
0
0
0
0
0
0
0
0
0
0
0
0
0
0
0
0
0
0
0
0
0
0
0
0
0
0
0
0
0
0
0
0
0
0
0
0
0
0
0
0
0
0
0
0
0
0
0
0
0
0
0
0
0
0
0
0
0
0
0
0
0
0
0
0
0
0
0
0
0
0
0
0
0
0
0
0
0
0
0
0
0
0
0
0
0
0
0
0
0
0
0
0
0
0
0
0
0
0
0
0
0
0
0
0
0
0
0
0
0
0
0
0
0
0
0
0
0
0
0
0
0
0
0
0
0
0
0
0
0
0
0
0
0
0
0
0
0
0
0
0
0
0
0
0
0
0
0
0
0
0
0
0
0
0
0
0
0
0
0
0
0
0
0
0
0
0
0
0
0
0
0
0
0
0
0
0
0
0
0
0
0
0
0
0
0
0
0
0
0
0
0
0
0
0
0
0
0
0
0
0
0
0
0
0
0
0
0
0
0
0
0
0
0
0
0
0
0
0
0
0
0
0
0
0
0
0
0
0
0
0
0
0
0
0
0
0
0
0
0
0
0
0
0
0
0
0
0
0
0
0
0
0
0
0
0
0
0
0
0
0
0
0
0
0
0
0
0
0
0
0
0
0
0
0
0
0
0
0
0
0
0
0
0
0
0
0
0
0
0
0
0
0
0
0
0
0
0
0
0
0
0
0
0
0
0
0
0
0
0
0
0
0
0
0
0
0
0
0
0
0
0
0
0
0
0
0
0
0
0
0
0
0
0
0
0
0
0
0
0
0
0
0
0
0
0
0
0
0
0
0
0
0
0
0
0
0
0
0
0
0
0
0
0
0
0
0
0
0
0
0
0
0
0
0
0
0
0
0
0
0
0
0
0
0
0
0
0
0
0
0
0
0
0
0
0
0
0
0
0
0
0
0
0
0
0
0
0
0
0
0
0
0
0
0
0
0
0
0
0
0
0
0
0
0
0
0
0
0
0
0
0
0
0
0
0
0
0
0
0
0
0
0
0
0
0
0
0
0
0
0
0
0
0
0
0
0
0
0
0
0
0
0
0
0
0
0
0
0
0
0
0
0
0
0
0
0
0
0
0
0
0
0
0
0
0
0
0
0
0
0
0
0
0
0
0
0
0
0
0
0
0
0
0
0
0
0
0
0
0
0
0
0
0
0
0
0
0
0
0
0
0
0
0
0
0
0
0
0
0
0
0
0
0
0
0
0
0
0
0
0
0
0
0
0
0
0
0
0
0
0
0
0
0
0
0
0
0
0
0
0
0
0
0
0
0
0
0
0
0
0
0
0
0
0
0
0
0
0
0
0
0
0
0
0
0
0
0
0
0
0
0
0
0
0
0
0
0
0
0
0
0
0
0
0
0
0
0
0
0
0
0
0
0
0
0
0
0
0
0
0
0
0
0
0
0
0
0
0
0
0
0
0
0
0
0
0
0
0
0
0
0
0
0
0
0
0
0
0
0
0
0
0
0
0
0
0
0
0
0
0
0
0
0
0
0
0
0
0
0
0
0
0
0
0
0
0
0
0
0
0
0
0
0
0
0
0
0
0
0
0
0
0
0
0
0
0
0
0
0
0
0
0
0
0
0
0
0
0
0
0
0
0
0
0
0
0
0
0
0
0
0
0
0
0
0
0
0
0
0
0
0
0
0
0
0
0
0
0
0
0
0
0
0
0
0
0
0
0
0
0
0
0
0
0
0
0
0
0
0
0
0
0
0
0
0
0
0
0
0
0
0
0
0
0
0
0
0
0
0
0
0
0
0
0
0
0
0
0
0
0
0
0
0
0
0
0
0
0
0
0
0
0
0
0
0
0
0
0
0
0
0
0
0
0
0
0
0
0
0
0
0
0
0
0
0
0
0
0
0
0
0
0
0
0
0
0
0
0
0
0
0
0
0
0
0
0
0
0
0
0
0
0
0
0
0
0
0
0
0
0
0
0
0
0
0
0
0
0
0
0
0
0
0
0
0
0
0
0
0
0
0
0
0
0
0
0
0
0
0
0
0
0
0
0
0
0
0
0
0
0
0
0
0
0
0
0
0
0
0
0
0
0
0
0
0
0
0
0
0
0
0
0
0
0
0
0
0
0
0
0
0
0
0
0
0
0
0
0
0
0
0
0
0
0
0
0
0
0
0
0
0
0
0
0
0
0
0
0
0
0
0
0
0
0
0
0
0
0
0
0
0
0
0
0
0
0
0
0
0
0
0
0
0
0
0
0
0
0
0
0
0
0
0
0
0
0
0
0
0
0
0
0
0
0
0
0
0
0
0
0
0
0
0
0
0
0
0
0
0
0
0
0
0
0
0
0
0
0
0
0
0
0
0
0
0
0
0
0
0
0
0
0
0
0
0
0
0
0
0
0
0
0
0
0
0
0
0
0
0
0
0
0
0
0
0
0
0
0
0
0
0
0
0
0
0
0
0
0
0
0
0
0
0
0
0
0
0
0
0
0
0
0
0
0
0
0
0
0
0
0
0
0
0
0
0
0
0
0
0
0
0
0
0
0
0
0
0
0
0
0
0
0
0
0
0
0
0
0
0
0
0
0
0
0
0
0
0
0
0
0
0
0
0
0
0
0
0
0
0
0
0
0
0
0
0
0
0
0
0
0
0
0
0
0
0
0
0
0
0
0
0
0
0
0
0
0
0
0
0
0
0
0
0
0
0
0
0
0
0
0
0
0
0
0
0
0
0
0
0
0
0
0
0
0
0
0
0
0
0
0
0
0
0
0
0
0
0
0
0
0
0
0
0
0
0
0
0
0
0
0
0
0
0
0
0
0
0
0
0
0
0
0
0
0
0
0
0
0
0
0
0
0
0
0
0
0
0
0
0
0
0
0
0
0
0
0
0
0
0
0
0
0
0
0
0
0
0
0
0
0
0
0
0
0
0
0
0
0
0
0
0
0
0
0
0
0
0
0
0
0
0
0
0
0
0
0
0
0
0
0
0
0
0
0
0
0
0
0
0
0
0
0
0
0
0
0
0
0
0
0
0
0
0
0
0
0
0
0
0
0
0
0
0
0
0
0
0
0
0
0
0
0
0
0
0
0
0
0
0
0
0
0
0
0
0
0
0
0
0
0
0
0
0
0
0
0
0
0
0
0
0
0
0
0
0
0
0
0
0
0
0
0
0
0
0
0
0
0
0
0
0
0
0
0
0
0
0
0
0
0
0
0
0
0
0
0
0
0
0
0
0
0
0
0
0
0
0
0
0
0
0
0
0
0
0
0
0
0
0
0
0
0
0
0
0
0
0
0
0
0
0
0
0
0
0
0
0
0
0
0
0
0
0
0
0
0
0
0
0
0
0
0
0
0
0
0
0
0
0
0
0
0
0
0
0
0
0
0
0
0
0
0
0
0
0
0
0
0
0
0
0
0
0
0
0
0
0
0
0
0
0
0
0
0
0
0
0
0
0
0
0
0
0
0
0
0
0
0
0
0
0
0
0
0
0
0
0
0
0
0
0
0
0
0
0
0
0
0
0
0
0
0
0
0
0
0
0
0
0
0
0
0
0
0
0
0
0
0
0
0
0
0
0
0
0
0
0
0
0
0
0
0
0
0
0
0
0
0
0
0
0
0
0
0
0
0
0
0
0
0
0
0
0
0
0
0
0
0
0
0
0
0
0
0
0
0
0
0
0
0
0
0
0
0
0
0
0
0
0
0
0
0
0
0
0
0
0
0
0
0
0
0
0
0
0
0
0
0
0
0
0
0
0
0
0
0
0
0
0
0
0
0
0
0
0
0
0
0
0
0
0
0
0
0
0
0
0
0
0
0
0
0
0
0
0
0
0
0
0
0
0
0
0
0
0
0
0
0
0
0
0
0
0
0
0
0
0
0
0
0
0
0
0
0
0
0
0
0
0
0
0
0
0
0
0
0
0
0
0
0
0
0
0
0
0
0
0
0
0
0
0
0
0
0
0
0
0
0
0
0
0
0
0
0
0
0
0
0
0
0
0
0
0
0
0
0
0
0
0
0
0
0
0
0
0
0
0
0
0
0
0
0
0
0
0
0
0
0
0
0
0
0
0
0
0
0
0
0
0
0
0
0
0
0
0
0
0
0
0
0
0
0
0
0
0
0
0
0
0
0
0
0
0
0
0
0
0
0
0
0
0
0
0
0
0
0
0
0
0
0
0
0
0
0
0
0
0
0
0
0
0
0
0
0
0
0
0
0
0
0
0
0
0
0
0
0
0
0
0
0
0
0
0
0
0
0
0
0
0
0
0
0
0
0
0
0
0
0
0
0
0
0
0
0
0
0
0
0
0
0
0
0
0
0
0
0
0
0
0
0
0
0
0
0
0
0
0
0
0
0
0
0
0
0
0
0
0
0
0
0
0
0
0
0
0
0
0
0
0
0
0
0
0
0
0
0
0
0
0
0
0
0
0
0
0
0
0
0
0
0
0
0
0
0
0
0
0
0
0
0
0
0
0
0
0
0
0
0
0
0
0
0
0
0
0
0
0
0
0
0
0
0
0
0
0
0
0
0
0
0
0
0
0
0
0
0
0
0
0
0
0
0
0
0
0
0
0
0
0
0
0
0
0
0
0
0
0
0
0
0
0
0
0
0
0
0
0
0
0
0
0
0
0
0
0
0
0
0
0
0
0
0
0
0
0
0
0
0
0
0
0
0
0
0
0
0
0
0
0
0
0
0
0
0
0
0
0
0
0
0
0
0
0
0
0
0
0
0
0
0
0
0
0
0
0
0
0
0
0
0
0
0
0
0
0
0
0
0
0
0
0
0
0
0
0
0
0
0
0
0
0
0
0
0
0
0
0
0
0
0
0
0
0
0
0
0
0
0
0
0
0
0
0
0
0
0
0
0
0
0
0
0
0
0
0
0
0
0
0
0
0
0
0
0
0
0
0
0
0
0
0
0
0
0
0
0
0
0
0
0
0
0
0
0
0
0
0
0
0
0
0
0
0
0
0
0
0
0
0
0
0
0
0
0
0
0
0
0
0
0
0
0
0
0
0
0
0
0
0
0
0
0
0
0
0
0
0
0
0
0
0
0
0
0
0
0
0
0
0
0
0
0
0
0
0
0
0
0
0
0
0
0
0
0
0
0
0
0
0
0
0
0
0
0
0
0
0
0
0
0
0
0
0
0
0
0
0
0
0
0
0
0
0
0
0
0
0
0
0
0
0
0
0
0
0
0
0
0
0
0
0
0
0
0
0
0
0
0
0
0
0
0
0
0
0
0
0
0
0
0
0
0
0
0
0
0
0
0
0
0
0
0
0
0
0
0
0
0
0
0
0
0
0
0
0
0
0
0
0
0
0
0
0
0
0
0
0
0
0
0
0
0
0
0
0
0
0
0
0
0
0
0
0
0
0
0
0
0
0
0
0
0
0
0
0
0
0
0
0
0
0
0
0
0
0
0
0
0
0
0
0
0
0
0
0
0
0
0
0
0
0
0
0
0
0
0
0
0
0
0
0
0
0
0
0
0
0
0
0
0
0
0
0
0
0
0
0
0
0
0
0
0
0
0
0
0
0
0
0
0
0
0
0
0
0
0
0
0
0
0
0
0
0
0
0
0
0
0
0
0
0
0
0
0
0
0
0
0
0
0
0
0
0
0
0
0
0
0
0
0
0
0
0
0
0
0
0
0
0
0
0
0
0
0
0
0
0
0
0
0
0
0
0
0
0
0
0
0
0
0
0
0
0
0
0
0
0
0
0
0
0
0
0
0
0
0
0
0
0
0
0
0
0
0
0
0
0
0
0
0
0
0
0
0
0
0
0
0
0
0
0
0
0
0
0
0
0
0
0
0
0
0
0
0
0
0
0
0
0
0
0
0
0
0
0
0
0
0
0
0
0
0
0
0
0
0
0
0
0
0
0
0
0
0
0
0
0
0
0
0
0
0
0
0
0
0
0
0
0
0
0
0
0
0
0
0
0
0
0
0
0
0
0
0
0
0
0
0
0
0
0
0
0
0
0
0
0
0
0
0
0
0
0
0
0
0
0
0
0
0
0
0
0
0
0
0
0
0
0
0
0
0
0
0
0
0
0
0
0
0
0
0
0
0
0
0
0
0
0
0
0
0
0
0
0
0
0
0
0
0
0
0
0
0
0
0
0
0
0
0
0
0
0
0
0
0
0
0
0
0
0
0
0
0
0
0
0
0
0
0
0
0
0
0
0
0
0
0
0
0
0
0
0
0
0
0
0
0
0
0
0
0
0
0
0
0
0
0
0
0
0
0
0
0
0
0
0
0
0
0
0
0
0
0
0
0
0
0
0
0
0
0
0
0
0
0
0
0
0
0
0
0
0
0
0
0
0
0
0
0
0
0
0
0
0
0
0
0
0
0
0
0
0
0
0
0
0
0
0
0
0
0
0
0
0
0
0
0
0
0
0
0
0
0
0
0
0
0
0
0
0
0
0
0
0
0
0
0
0
0
0
0
0
0
0
0
0
0
0
0
0
0
0
0
0
0
0
0
0
0
0
0
0
0
0
0
0
0
0
0
0
0
0
0
0
0
0
0
0
0
0
0
0
0
0
0
0
0
0
0
0
0
0
0
0
0
0
0
0
0
0
0
0
0
0
0
0
0
0
0
0
0
0
0
0
0
0
0
0
0
0
0
0
0
0
0
0
0
0
0
0
0
0
0
0
0
0
0
0
0
0
0
0
0
0
0
0
0
0
0
0
0
0
0
0
0
0
0
0
0
0
0
0
0
0
0
0
0
0
0
0
0
0
0
0
0
0
0
0
0
0
0
0
0
0
0
0
0
0
0
0
0
0
0
0
0
0
0
0
0
0
0
0
0
0
0
0
0
0
0
0
0
0
0
0
0
0
0
0
0
0
0
0
0
0
0
0
0
0
0
0
0
0
0
0
0
0
0
0
0
0
0
0
0
0
0
0
0
0
0
0
0
0
0
0
0
0
0
0
0
0
0
0
0
0
0
0
0
0
0
0
0
0
0
0
0
0
0
0
0
0
0
0
0
0
0
0
0
0
0
0
0
0
0
0
0
0
0
0
0
0
0
0
0
0
0
0
0
0
0
0
0
0
0
0
0
0
0
0
0
0
0
0
0
0
0
0
0
0
0
0
0
0
0
0
0
0
0
0
0
0
0
0
0
0
0
0
0
0
0
0
0
0
0
0
0
0
0
0
0
0
0
0
0
0
0
0
0
0
0
0
0
0
0
0
0
0
0
0
0
0
0
0
0
0
0
0
0
0
0
0
0
0
0
0
0
0
0
0
0
0
0
0
0
0
0
0
0
0
0
0
0
0
0
0
0
0
0
0
0
0
0
0
0
0
0
0
0
0
0
0
0
0
0
0
0
0
0
0
0
0
0
0
0
0
0
0
0
0
0
0
0
0
0
0
0
0
0
0
0
0
0
0
0
0
0
0
0
0
0
0
0
0
0
0
0
0
0
0
0
0
0
0
0
0
0
0
0
0
0
0
0
0
0
0
0
0
0
0
0
0
0
0
0
0
0
0
0
0
0
0
0
0
0
0
0
0
0
0
0
0
0
0
0
0
0
0
0
0
0
0
0
0
0
0
0
0
0
0
0
0
0
0
0
0
0
0
0
0
0
0
0
0
0
0
0
0
0
0
0
0
0
0
0
0
0
0
0
0
0
0
0
0
0
0
0
0
0
0
0
0
0
0
0
0
0
0
0
0
0
0
0
0
0
0
0
0
0
0
0
0
0
0
0
0
0
0
0
0
0
0
0
0
0
0
0
0
0
0
0
0
0
0
0
0
0
0
0
0
0
0
0
0
0
0
0
0
0
0
0
0
0
0
0
0
0
0
0
0
0
0
0
0
0
0
0
0
0
0
0
0
0
0
0
0
0
0
0
0
0
0
0
0
0
0
0
0
0
0
0
0
0
0
0
0
0
0
0
0
0
0
0
0
0
0
0
0
0
0
0
0
0
0
0
0
0
0
0
0
0
0
0
0
0
0
0
0
0
0
0
0
0
0
0
0
0
0
0
0
0
0
0
0
0
0
0
0
0
0
0
0
0
0
0
0
0
0
0
0
0
0
0
0
0
0
0
0
0
0
0
0
0
0
0
0
0
0
0
0
0
0
0
0
0
0
0
0
0
0
0
0
0
0
0
0
0
0
0
0
0
0
0
0
0
0
0
0
0
0
0
0
0
0
0
0
0
0
0
0
0
0
0
0
0
0
0
0
0
0
0
0
0
0
0
0
0
0
0
0
0
0
0
0
0
0
0
0
0
0
0
0
0
0
0
0
0
0
0
0
0
0
0
0
0
0
0
0
0
0
0
0
0
0
0
0
0
0
0
0
0
0
0
0
0
0
0
0
0
0
0
0
0
0
0
0
0
0
0
0
0
0
0
0
0
0
0
0
0
0
0
0
0
0
0
0
0
0
0
0
0
0
0
0
0
0
0
0
0
0
0
0
0
0
0
0
0
0
0
0
0
0
0
0
0
0
0
0
0
0
0
0
0
0
0
0
0
0
0
0
0
0
0
0
0
0
0
0
0
0
0
0
0
0
0
0
0
0
0
0
0
0
0
0
0
0
0
0
0
0
0
0
0
0
0
0
0
0
0
0
0
0
0
0
0
0
0
0
0
0
0
0
0
0
0
0
0
0
0
0
0
0
0
0
0
0
0
0
0
0
0
0
0
0
0
0
0
0
0
0
0
0
0
0
0
0
0
0
0
0
0
0
0
0
0
0
0
0
0
0
0
0
0
0
0
0
0
0
0
0
0
0
0
0
0
0
0
0
0
0
0
0
0
0
0
0
0
0
0
0
0
0
0
0
0
0
0
0
0
0
0
0
0
0
0
0
0
0
0
0
0
0
0
0
0
0
0
0
0
0
0
0
0
0
0
0
0
0
0
0
0
0
0
0
0
0
0
0
0
0
0
0
0
0
0
0
0
0
0
0
0
0
0
0
0
0
0
0
0
0
0
0
0
0
0
0
0
0
0
0
0
0
0
0
0
0
0
0
0
0
0
0
0
0
0
0
0
0
0
0
0
0
0
0
0
0
0
0
0
0
0
0
0
0
0
0
0
0
0
0
0
0
0
0
0
0
0
0
0
0
0
0
0
0
0
0
0
0
0
0
0
0
0
0
0
0
0
0
0
0
0
0
0
0
0
0
0
0
0
0
0
0
0
0
0
0
0
0
0
0
0
0
0
0
0
0
0
0
0
0
0
0
0
0
0
0
0
0
0
0
0
0
0
0
0
0
0
0
0
0
0
0
0
0
0
0
0
0
0
0
0
0
0
0
0
0
0
0
0
0
0
0
0
0
0
0
0
0
0
0
0
0
0
0
0
0
0
0
0
0
0
0
0
0
0
0
0
0
0
0
0
0
0
0
0
0
0
0
0
0
0
0
0
0
0
0
0
0
0
0
0
0
0
0
0
0
0
0
0
0
0
0
0
0
0
0
0
0
0
0
0
0
0
0
0
0
0
0
0
0
0
0
0
0
0
0
0
0
0
0
0
0
0
0
0
0
0
0
0
0
0
0
0
0
0
0
0
0
0
0
0
0
0
0
0
0
0
0
0
0
0
0
0
0
0
0
0
0
0
0
0
0
0
0
0
0
0
0
0
0
0
0
0
0
0
0
0
0
0
0
0
0
0
0
0
0
0
0
0
0
0
0
0
0
0
0
0
0
0
0
0
0
0
0
0
0
0
0
0
0
0
0
0
0
0
0
0
0
0
0
0
0
0
0
0
0
0
0
0
0
0
0
0
0
0
0
0
0
0
0
0
0
0
0
0
0
0
0
0
0
0
0
0
0
0
0
0
0
0
0
0
0
0
0
0
0
0
0
0
0
0
0
0
0
0
0
0
0
0
0
0
0
0
0
0
0
0
0
0
0
0
0
0
0
0
0
0
0
0
0
0
0
0
0
0
0
0
0
0
0
0
0
0
0
0
0
0
0
0
0
0
0
0
0
0
0
0
0
0
0
0
0
0
0
0
0
0
0
0
0
0
0
0
0
0
0
0
0
0
0
0
0
0
0
0
0
0
0
0
0
0
0
0
0
0
0
0
0
0
0
0
0
0
0
0
0
0
0
0
0
0
0
0
0
0
0
0
0
0
0
0
0
0
0
0
0
0
0
0
0
0
0
0
0
0
0
0
0
0
0
0
0
0
0
0
0
0
0
0
0
0
0
0
0
0
0
0
0
0
0
0
0
0
0
0
0
0
0
0
0
0
0
0
0
0
0
0
0
0
0
0
0
0
0
0
0
0
0
0
0
0
0
0
0
0
0
0
0
0
0
0
0
0
0
0
0
0
0
0
0
0
0
0
0
0
0
0
0
0
0
0
0
0
0
0
0
0
0
0
0
0
0
0
0
0
0
0
0
0
0
0
0
0
0
0
0
0
0
0
0
0
0
0
0
0
0
0
0
0
0
0
0
0
0
0
0
0
0
0
0
0
0
0
0
0
0
0
0
0
0
0
0
0
0
0
0
0
0
0
0
0
0
0
0
0
0
0
0
0
0
0
0
0
0
0
0
0
0
0
0
0
0
0
0
0
0
0
0
0
0
0
0
0
0
0
0
0
0
0
0
0
0
0
0
0
0
0
0
0
0
0
0
0
0
0
0
0
0
0
0
0
0
0
0
0
0
0
0
0
0
0
0
0
0
0
0
0
0
0
0
0
0
0
0
0
0
0
0
0
0
0
0
0
0
0
0
0
0
0
0
0
0
0
0
0
0
0
0
0
0
0
0
0
0
0
0
0
0
0
0
0
0
0
0
0
0
0
0
0
0
0
0
0
0
0
0
0
0
0
0
0
0
0
0
0
0
0
0
0
0
0
0
0
0
0
0
0
0
0
0
0
0
0
0
0
0
0
0
0
0
0
0
0
0
0
0
0
0
0
0
0
0
0
0
0
0
0
0
0
0
0
0
0
0
0
0
0
0
0
0
0
0
0
0
0
0
0
0
0
0
0
0
0
0
0
0
0
0
0
0
0
0
0
0
0
0
0
0
0
0
0
0
0
0
0
0
0
0
0
0
0
0
0
0
0
0
0
0
0
0
0
0
0
0
0
0
0
0
0
0
0
0
0
0
0
0
0
0
0
0
0
0
0
0
0
0
0
0
0
0
0
0
0
0
0
0
0
0
0
0
0
0
0
0
0
0
0
0
0
0
0
0
0
0
0
0
0
0
0
0
0
0
0
0
0
0
0
0
0
0
0
0
0
0
0
0
0
0
0
0
0
0
0
0
0
0
0
0
0
0
0
0
0
0
0
0
0
0
0
0
0
0
0
0
0
0
0
0
0
0
0
0
0
0
0
0
0
0
0
0
0
0
0
0
0
0
0
0
0
0
0
0
0
0
0
0
0
0
0
0
0
0
0
0
0
0
0
0
0
0
0
0
0
0
0
0
0
0
0
0
0
0
0
0
0
0
0
0
0
0
0
0
0
0
0
0
0
0
0
0
0
0
0
0
0
0
0
0
0
0
0
0
0
0
0
0
0
0
0
0
0
0
0
0
0
0
0
0
0
0
0
0
0
0
0
0
0
0
0
0
0
0
0
0
0
0
0
0
0
0
0
0
0
0
0
0
0
0
0
0
0
0
0
0
0
0
0
0
0
0
0
0
0
0
0
0
0
0
0
0
0
0
0
0
0
0
0
0
0
0
0
0
0
0
0
0
0
0
0
0
0
0
0
0
0
0
0
0
0
0
0
0
0
0
0
0
0
0
0
0
0
0
0
0
0
0
0
0
0
0
0
0
0
0
0
0
0
0
0
0
0
0
0
0
0
0
0
0
0
0
0
0
0
0
0
0
0
0
0
0
0
0
0
0
0
0
0
0
0
0
0
0
0
0
0
0
0
0
0
0
0
0
0
0
0
0
0
0
0
0
0
0
0
0
0
0
0
0
0
0
0
0
0
0
0
0
0
0
0
0
0
0
0
0
0
0
0
0
0
0
0
0
0
0
0
0
0
0
0
0
0
0
0
0
0
0
0
0
0
0
0
0
0
0
0
0
0
0
0
0
0
0
0
0
0
0
0
0
0
0
0
0
0
0
0
0
0
0
0
0
0
0
0
0
0
0
0
0
0
0
0
0
0
0
0
0
0
0
0
0
0
0
0
0
0
0
0
0
0
0
0
0
0
0
0
0
0
0
0
0
0
0
0
0
0
0
0
0
0
0
0
0
0
0
0
0
0
0
0
0
0
0
0
0
0
0
0
0
0
0
0
0
0
0
0
0
0
0
0
0
0
0
0
0
0
0
0
0
0
0
0
0
0
0
0
0
0
0
0
0
0
0
0
0
0
0
0
0
0
0
0
0
0
0
0
0
0
0
0
0
0
0
0
0
0
0
0
0
0
0
0
0
0
0
0
0
0
0
0
0
0
0
0
0
0
0
0
0
0
0
0
0
0
0
0
0
0
0
0
0
0
0
0
0
0
0
0
0
0
0
0
0
0
0
0
0
0
0
0
0
0
0
0
0
0
0
0
0
0
0
0
0
0
0
0
0
0
0
0
0
0
0
0
0
0
0
0
0
0
0
0
0
0
0
0
0
0
0
0
0
0
0
0
0
0
0
0
0
0
0
0
0
0
0
0
0
0
0
0
0
0
0
0
0
0
0
0
0
0
0
0
0
0
0
0
0
0
0
0
0
0
0
0
0
0
0
0
0
0
0
0
0
0
0
0
0
0
0
0
0
0
0
0
0
0
0
0
0
0
0
0
0
0
0
0
0
0
0
0
0
0
0
0
0
0
0
0
0
0
0
0
0
0
0
0
0
0
0
0
0
0
0
0
0
0
0
0
0
0
0
0
0
0
0
0
0
0
0
0
0
0
0
0
0
0
0
0
0
0
0
0
0
0
0
0
0
0
0
0
0
0
0
0
0
0
0
0
0
0
0
0
0
0
0
0
0
0
0
0
0
0
0
0
0
0
0
0
0
0
0
0
0
0
0
0
0
0
0
0
0
0
0
0
0
0
0
0
0
0
0
0
0
0
0
0
0
0
0
0
0
0
0
0
0
0
0
0
0
0
0
0
0
0
0
0
0
0
0
0
0
0
0
0
0
0
0
0
0
0
0
0
0
0
0
0
0
0
0
0
0
0
0
0
0
0
0
0
0
0
0
0
0
0
0
0
0
0
0
0
0
0
0
0
0
0
0
0
0
0
0
0
0
0
0
0
0
0
0
0
0
0
0
0
0
0
0
0
0
0
0
0
0
0
0
0
0
0
0
0
0
0
0
0
0
0
0
0
0
0
0
0
0
0
0
0
0
0
0
0
0
0
0
0
0
0
0
0
0
0
0
0
0
0
0
0
0
0
0
0
0
0
0
0
0
0
0
0
0
0
0
0
0
0
0
0
0
0
0
0
0
0
0
0
0
0
0
0
0
0
0
0
0
0
0
0
0
0
0
0
0
0
0
0
0
0
0
0
0
0
0
0
0
0
0
0
0
0
0
0
0
0
0
0
0
0
0
0
0
0
0
0
0
0
0
0
0
0
0
0
0
0
0
0
0
0
0
0
0
0
0
0
0
0
0
0
0
0
0
0
0
0
0
0
0
0
0
0
0
0
0
0
0
0
0
0
0
0
0
0
0
0
0
0
0
0
0
0
0
0
0
0
0
0
0
0
0
0
0
0
0
0
0
0
0
0
0
0
0
0
0
0
0
0
0
0
0
0
0
0
0
0
0
0
0
0
0
0
0
0
0
0
0
0
0
0
0
0
0
0
0
0
0
0
0
0
0
0
0
0
0
0
0
0
0
0
0
0
0
0
0
0
0
0
0
0
0
0
0
0
0
0
0
0
0
0
0
0
0
0
0
0
0
0
0
0
0
0
0
0
0
0
0
0
0
0
0
0
0
0
0
0
0
0
0
0
0
0
0
0
0
0
0
0
0
0
0
0
0
0
0
0
0
0
0
0
0
0
0
0
0
0
0
0
0
0
0
0
0
0
0
0
0
0
0
0
0
0
0
0
0
0
0
0
0
0
0
0
0
0
0
0
0
0
0
0
0
0
0
0
0
0
0
0
0
0
0
0
0
0
0
0
0
0
0
0
0
0
0
0
0
0
0
0
0
0
0
0
0
0
0
0
0
0
0
0
0
0
0
0
0
0
0
0
0
0
0
0
0
0
0
0
0
0
0
0
0
0
0
0
0
0
0
0
0
0
0
0
0
0
0
0
0
0
0
0
0
0
0
0
0
0
0
0
0
0
0
0
0
0
0
0
0
0
0
0
0
0
0
0
0
0
0
0
0
0
0
0
0
0
0
0
0
0
0
0
0
0
0
0
0
0
0
0
0
0
0
0
0
0
0
0
0
0
0
0
0
0
0
0
0
0
0
0
0
0
0
0
0
0
0
0
0
0
0
0
0
0
0
0
0
0
0
0
0
0
0
0
0
0
0
0
0
0
0
0
0
0
0
0
0
0
0
0
0
0
0
0
0
0
0
0
0
0
0
0
0
0
0
0
0
0
0
0
0
0
0
0
0
0
0
0
0
0
0
0
0
0
0
0
0
0
0
0
0
0
0
0
0
0
0
0
0
0
0
0
0
0
0
0
0
0
0
0
0
0
0
0
0
0
0
0
0
0
0
0
0
0
0
0
0
0
0
0
0
0
0
0
0
0
0
0
0
0
0
0
0
0
0
0
0
0
0
0
0
0
0
0
0
0
0
0
0
0
0
0
0
0
0
0
0
0
0
0
0
0
0
0
0
0
0
0
0
0
0
0
0
0
0
0
0
0
0
0
0
0
0
0
0
0
0
0
0
0
0
0
0
0
0
0
0
0
0
0
0
0
0
0
0
0
0
0
0
0
0
0
0
0
0
0
0
0
0
0
0
0
0
0
0
0
0
0
0
0
0
0
0
0
0
0
0
0
0
0
0
0
0
0
0
0
0
0
0
0
0
0
0
0
0
0
0
0
0
0
0
0
0
0
0
0
0
0
0
0
0
0
0
0
0
0
0
0
0
0
0
0
0
0
0
0
0
0
0
0
0
0
0
0
0
0
0
0
0
0
0
0
0
0
0
0
0
0
0
0
0
0
0
0
0
0
0
0
0
0
0
0
0
0
0
0
0
0
0
0
0
0
0
0
0
0
0
0
0
0
0
0
0
0
0
0
0
0
0
0
0
0
0
0
0
0
0
0
0
0
0
0
0
0
0
0
0
0
0
0
0
0
0
0
0
0
0
0
0
0
0
0
0
0
0
0
0
0
0
0
0
0
0
0
0
0
0
0
0
0
0
0
0
0
0
0
0
0
0
0
0
0
0
0
0
0
0
0
0
0
0
0
0
0
0
0
0
0
0
0
0
0
0
0
0
0
0
0
0
0
0
0
0
0
0
0
0
0
0
0
0
0
0
0
0
0
0
0
0
0
0
0
0
0
0
0
0
0
0
0
0
0
0
0
0
0
0
0
0
0
0
0
0
0
0
0
0
0
0
0
0
0
0
0
0
0
0
0
0
0
0
0
0
0
0
0
0
0
0
0
0
0
0
0
0
0
0
0
0
0
0
0
0
0
0
0
0
0
0
0
0
0
0
0
0
0
0
0
0
0
0
0
0
0
0
0
0
0
0
0
0
0
0
0
0
0
0
0
0
0
0
0
0
0
0
0
0
0
0
0
0
0
0
0
0
0
0
0
0
0
0
0
0
0
0
0
0
0
0
0
0
0
0
0
0
0
0
0
0
0
0
0
0
0
0
0
0
0
0
0
0
0
0
0
0
0
0
0
0
0
0
0
0
0
0
0
0
0
0
0
0
0
0
0
0
0
0
0
0
0
0
0
0
0
0
0
0
0
0
0
0
0
0
0
0
0
0
0
0
0
0
0
0
0
0
0
0
0
0
0
0
0
0
0
0
0
0
0
0
0
0
0
0
0
0
0
0
0
0
0
0
0
0
0
0
0
0
0
0
0
0
0
0
0
0
0
0
0
0
0
0
0
0
0
0
0
0
0
0
0
0
0
0
0
0
0
0
0
0
0
0
0
0
0
0
0
0
0
0
0
0
0
0
0
0
0
0
0
0
0
0
0
0
0
0
0
0
0
0
0
0
0
0
0
0
0
0
0
0
0
0
0
0
0
0
0
0
0
0
0
0
0
0
0
0
0
0
0
0
0
0
0
0
0
0
0
0
0
0
0
0
0
0
0
0
0
0
0
0
0
0
0
0
0
0
0
0
0
0
0
0
0
0
0
0
0
0
0
0
0
0
0
0
0
0
0
0
0
0
0
0
0
0
0
0
0
0
0
0
0
0
0
0
0
0
0
0
0
0
0
0
0
0
0
0
0
0
0
0
0
0
0
0
0
0
0
0
0
0
0
0
0
0
0
0
0
0
0
0
0
0
0
0
0
0
0
0
0
0
0
0
0
0
0
0
0
0
0
0
0
0
0
0
0
0
0
0
0
0
0
0
0
0
0
0
0
0
0
0
0
0
0
0
0
0
0
0
0
0
0
0
0
0
0
0
0
0
0
0
0
0
0
0
0
0
0
0
0
0
0
0
0
0
0
0
0
0
0
0
0
0
0
0
0
0
0
0
0
0
0
0
0
0
0
0
0
0
0
0
0
0
0
0
0
0
0
0
0
0
0
0
0
0
0
0
0
0
0
0
0
0
0
0
0
0
0
0
0
0
0
0
0
0
0
0
0
0
0
0
0
0
0
0
0
0
0
0
0
0
0
0
0
0
0
0
0
0
0
0
0
0
0
0
0
0
0
0
0
0
0
0
0
0
0
0
0
0
0
0
0
0
0
0
0
0
0
0
0
0
0
0
0
0
0
0
0
0
0
0
0
0
0
0
0
0
0
0
0
0
0
0
0
0
0
0
0
0
0
0
0
0
0
0
0
0
0
0
0
0
0
0
0
0
0
0
0
0
0
0
0
0
0
0
0
0
0
0
0
0
0
0
0
0
0
0
0
0
0
0
0
0
0
0
0
0
0
0
0
0
0
0
0
0
0
0
0
0
0
0
0
0
0
0
0
0
0
0
0
0
0
0
0
0
0
0
0
0
0
0
0
0
0
0
0
0
0
0
0
0
0
0
0
0
0
0
0
0
0
0
0
0
0
0
0
0
0
0
0
0
0
0
0
0
0
0
0
0
0
0
0
0
0
0
0
0
0
0
0
0
0
0
0
0
0
0
0
0
0
0
0
0
0
0
0
0
0
0
0
0
0
0
0
0
0
0
0
0
0
0
0
0
0
0
0
0
0
0
0
0
0
0
0
0
0
0
0
0
0
0
0
0
0
0
0
0
0
0
0
0
0
0
0
0
0
0
0
0
0
0
0
0
0
0
0
0
0
0
0
0
0
0
0
0
0
0
0
0
0
0
0
0
0
0
0
0
0
0
0
0
0
0
0
0
0
0
0
0
0
0
0
0
0
0
0
0
0
0
0
0
0
0
0
0
0
0
0
0
0
0
0
0
0
0
0
0
0
0
0
0
0
0
0
0
0
0
0
0
0
0
0
0
0
0
0
0
0
0
0
0
0
0
0
0
0
0
0
0
0
0
0
0
0
0
0
0
0
0
0
0
0
0
0
0
0
0
0
0
0
0
0
0
0
0
0
0
0
0
0
0
0
0
0
0
0
0
0
0
0
0
0
0
0
0
0
0
0
0
0
0
0
0
0
0
0
0
0
0
0
0
0
0
0
0
0
0
0
0
0
0
0
0
0
0
0
0
0
0
0
0
0
0
0
0
0
0
0
0
0
0
0
0
0
0
0
0
0
0
0
0
0
0
0
0
0
0
0
0
0
0
0
0
0
0
0
0
0
0
0
0
0
0
0
0
0
0
0
0
0
0
0
0
0
0
0
0
0
0
0
0
0
0
0
0
0
0
0
0
0
0
0
0
0
0
0
0
0
0
0
0
0
0
0
0
0
0
0
0
0
0
0
0
0
0
0
0
0
0
0
0
0
0
0
0
0
0
0
0
0
0
0
0
0
0
0
0
0
0
0
0
0
0
0
0
0
0
0
0
0
0
0
0
0
0
0
0
0
0
0
0
0
0
0
0
0
0
0
0
0
0
0
0
0
0
0
0
0
0
0
0
0
0
0
0
0
0
0
0
0
0
0
0
0
0
0
0
0
0
0
0
0
0
0
0
0
0
0
0
0
0
0
0
0
0
0
0
0
0
0
0
0
0
0
0
0
0
0
0
0
0
0
0
0
0
0
0
0
0
0
0
0
0
0
0
0
0
0
0
0
0
0
0
0
0
0
0
0
0
0
0
0
0
0
0
0
0
0
0
0
0
0
0
0
0
0
0
0
0
0
0
0
0
0
0
0
0
0
0
0
0
0
0
0
0
0
0
0
0
0
0
0
0
0
0
0
0
0
0
0
0
0
0
0
0
0
0
0
0
0
0
0
0
0
0
0
0
0
0
0
0
0
0
0
0
0
0
0
0
0
0
0
0
0
0
0
0
0
0
0
0
0
0
0
0
0
0
0
0
0
0
0
0
0
0
0
0
0
0
0
0
0
0
0
0
0
0
0
0
0
0
0
0
0
0
0
0
0
0
0
0
0
0
0
0
0
0
0
0
0
0
0
0
0
0
0
0
0
0
0
0
0
0
0
0
0
0
0
0
0
0
0
0
0
0
0
0
0
0
0
0
0
0
0
0
0
0
0
0
0
0
0
0
0
0
0
0
0
0
0
0
0
0
0
0
0
0
0
0
0
0
0
0
0
0
0
0
0
0
0
0
0
0
0
0
0
0
0
0
0
0
0
0
0
0
0
0
0
0
0
0
0
0
0
0
0
0
0
0
0
0
0
0
0
0
0
0
0
0
0
0
0
0
0
0
0
0
0
0
0
0
0
0
0
0
0
0
0
0
0
0
0
0
0
0
0
0
0
0
0
0
0
0
0
0
0
0
0
0
0
0
0
0
0
0
0
0
0
0
0
0
0
0
0
0
0
0
0
0
0
0
0
0
0
0
0
0
0
0
0
0
0
0
0
0
0
0
0
0
0
0
0
0
0
0
0
0
0
0
0
0
0
0
0
0
0
0
0
0
0
0
0
0
0
0
0
0
0
0
0
0
0
0
0
0
0
0
0
0
0
0
0
0
0
0
0
0
0
0
0
0
0
0
0
0
0
0
0
0
0
0
0
0
0
0
0
0
0
0
0
0
0
0
0
0
0
0
0
0
0
0
0
0
0
0
0
0
0
0
0
0
0
0
0
0
0
0
0
0
0
0
0
0
0
0
0
0
0
0
0
0
0
0
0
0
0
0
0
0
0
0
0
0
0
0
0
0
0
0
0
0
0
0
0
0
0
0
0
0
0
0
0
0
0
0
0
0
0
0
0
0
0
0
0
0
0
0
0
0
0
0
0
0
0
0
0
0
0
0
0
0
0
0
0
0
0
0
0
0
0
0
0
0
0
0
0
0
0
0
0
0
0
0
0
0
0
0
0
0
0
0
0
0
0
0
0
0
0
0
0
0
0
0
0
0
0
0
0
0
0
0
0
0
0
0
0
0
0
0
0
0
0
0
0
0
0
0
0
0
0
0
0
0
0
0
0
0
0
0
0
0
0
0
0
0
0
0
0
0
0
0
0
0
0
0
0
0
0
0
0
0
0
0
0
0
0
0
0
0
0
0
0
0
0
0
0
0
0
0
0
0
0
0
0
0
0
0
0
0
0
0
0
0
0
0
0
0
0
0
0
0
0
0
0
0
0
0
0
0
0
0
0
0
0
0
0
0
0
0
0
0
0
0
0
0
0
0
0
0
0
0
0
0
0
0
0
0
0
0
0
0
0
0
0
0
0
0
0
0
0
0
0
0
0
0
0
0
0
0
0
0
0
0
0
0
0
0
0
0
0
0
0
0
0
0
0
0
0
0
0
0
0
0
0
0
0
0
0
0
0
0
0
0
0
0
0
0
0
0
0
0
0
0
0
0
0
0
0
0
0
0
0
0
0
0
0
0
0
0
0
0
0
0
0
0
0
0
0
0
0
0
0
0
0
0
0
0
0
0
0
0
0
0
0
0
0
0
0
0
0
0
0
0
0
0
0
0
0
0
0
0
0
0
0
0
0
0
0
0
0
0
0
0
0
0
0
0
0
0
0
0
0
0
0
0
0
0
0
0
0
0
0
0
0
0
0
0
0
0
0
0
0
0
0
0
0
0
0
0
0
0
0
0
0
0
0
0
0
0
0
0
0
0
0
0
0
0
0
0
0
0
0
0
0
0
0
0
0
0
0
0
0
0
0
0
0
0
0
0
0
0
0
0
0
0
0
0
0
0
0
0
0
0
0
0
0
0
0
0
0
0
0
0
0
0
0
0
0
0
0
0
0
0
0
0
0
0
0
0
0
0
0
0
0
0
0
0
0
0
0
0
0
0
0
0
0
0
0
0
0
0
0
0
0
0
0
0
0
0
0
0
0
0
0
0
0
0
0
0
0
0
0
0
0
0
0
0
0
0
0
0
0
0
0
0
0
0
0
0
0
0
0
0
0
0
0
0
0
0
0
0
0
0
0
0
0
0
0
0
0
0
0
0
0
0
0
0
0
0
0
0
0
0
0
0
0
0
0
0
0
0
0
0
0
0
0
0
0
0
0
0
0
0
0
0
0
0
0
0
0
0
0
0
0
0
0
0
0
0
0
0
0
0
0
0
0
0
0
0
0
0
0
0
0
0
0
0
0
0
0
0
0
0
0
0
0
0
0
0
0
0
0
0
0
0
0
0
0
0
0
0
0
0
0
0
0
0
0
0
0
0
0
0
0
0
0
0
0
0
0
0
0
0
0
0
0
0
0
0
0
0
0
0
0
0
0
0
0
0
0
0
0
0
0
0
0
0
0
0
0
0
0
0
0
0
0
0
0
0
0
0
0
0
0
0
0
0
0
0
0
0
0
0
0
0
0
0
0
0
0
0
0
0
0
0
0
0
0
0
0
0
0
0
0
0
0
0
0
0
0
0
0
0
0
0
0
0
0
0
0
0
0
0
0
0
0
0
0
0
0
0
0
0
0
0
0
0
0
0
0
0
0
0
0
0
0
0
0
0
0
0
0
0
0
0
0
0
0
0
0
0
0
0
0
0
0
0
0
0
0
0
0
0
0
0
0
0
0
0
0
0
0
0
0
0
0
0
0
0
0
0
0
0
0
0
0
0
0
0
0
0
0
0
0
0
0
0
0
0
0
0
0
0
0
0
0
0
0
0
0
0
0
0
0
0
0
0
0
0
0
0
0
0
0
0
0
0
0
0
0
0
0
0
0
0
0
0
0
0
0
0
0
0
0
0
0
0
0
0
0
0
0
0
0
0
0
0
0
0
0
0
0
0
0
0
0
0
0
0
0
0
0
0
0
0
0
0
0
0
0
0
0
0
0
0
0
0
0
0
0
0
0
0
0
0
0
0
0
0
0
0
0
0
0
0
0
0
0
0
0
0
0
0
0
0
0
0
0
0
0
0
0
0
0
0
0
0
0
0
0
0
0
0
0
0
0
0
0
0
0
0
0
0
0
0
0
0
0
0
0
0
0
0
0
0
0
0
0
0
0
0
0
0
0
0
0
0
0
0
0
0
0
0
0
0
0
0
0
0
0
0
0
0
0
0
0
0
0
0
0
0
0
0
0
0
0
0
0
0
0
0
0
0
0
0
0
0
0
0
0
0
0
0
0
0
0
0
0
0
0
0
0
0
0
0
0
0
0
0
0
0
0
0
0
0
0
0
0
0
0
0
0
0
0
0
0
0
0
0
0
0
0
0
0
0
0
0
0
0
0
0
0
0
0
0
0
0
0
0
0
0
0
0
0
0
0
0
0
0
0
0
0
0
0
0
0
0
0
0
0
0
0
0
0
0
0
0
0
0
0
0
0
0
0
0
0
0
0
0
0
0
0
0
0
0
0
0
0
0
0
0
0
0
0
0
0
0
0
0
0
0
0
0
0
0
0
0
0
0
0
0
0
0
0
0
0
0
0
0
0
0
0
0
0
0
0
0
0
0
0
0
0
0
0
0
0
0
0
0
0
0
0
0
0
0
0
0
0
0
0
0
0
0
0
0
0
0
0
0
0
0
0
0
0
0
0
0
0
0
0
0
0
0
0
0
0
0
0
0
0
0
0
0
0
0
0
0
0
0
0
0
0
0
0
0
0
0
0
0
0
0
0
0
0
0
0
0
0
0
0
0
0
0
0
0
0
0
0
0
0
0
0
0
0
0
0
0
0
0
0
0
0
0
0
0
0
0
0
0
0
0
0
0
0
0
0
0
0
0
0
0
0
0
0
0
0
0
0
0
0
0
0
0
0
0
0
0
0
0
0
0
0
0
0
0
0
0
0
0
0
0
0
0
0
0
0
0
0
0
0
0
0
0
0
0
0
0
0
0
0
0
0
0
0
0
0
0
0
0
0
0
0
0
0
0
0
0
0
0
0
0
0
0
0
0
0
0
0
0
0
0
0
0
0
0
0
0
0
0
0
0
0
0
0
0
0
0
0
0
0
0
0
0
0
0
0
0
0
0
0
0
0
0
0
0
0
0
0
0
0
0
0
0
0
0
0
0
0
0
0
0
0
0
0
0
0
0
0
0
0
0
0
0
0
0
0
0
0
0
0
0
0
0
0
0
0
0
0
0
0
0
0
0
0
0
0
0
0
0
0
0
0
0
0
0
0
0
0
0
0
0
0
0
0
0
0
0
0
0
0
0
0
0
0
0
0
0
0
0
0
0
0
0
0
0
0
0
0
0
0
0
0
0
0
0
0
0
0
0
0
0
0
0
0
0
0
0
0
0
0
0
0
0
0
0
0
0
0
0
0
0
0
0
0
0
0
0
0
0
0
0
0
0
0
0
0
0
0
0
0
0
0
0
0
0
0
0
0
0
0
0
0
0
0
0
0
0
0
0
0
0
0
0
0
0
0
0
0
0
0
0
0
0
0
0
0
0
0
0
0
0
0
0
0
0
0
0
0
0
0
0
0
0
0
0
0
0
0
0
0
0
0
0
0
0
0
0
0
0
0
0
0
0
0
0
0
0
0
0
0
0
0
0
0
0
0
0
0
0
0
0
0
0
0
0
0
0
0
0
0
0
0
0
0
0
0
0
0
0
0
0
0
0
0
0
0
0
0
0
0
0
0
0
0
0
0
0
0
0
0
0
0
0
0
0
0
0
0
0
0
0
0
0
0
0
0
0
0
0
0
0
0
0
0
0
0
0
0
0
0
0
0
0
0
0
0
0
0
0
0
0
0
0
0
0
0
0
0
0
0
0
0
0
0
0
0
0
0
0
0
0
0
0
0
0
0
0
0
0
0
0
0
0
0
0
0
0
0
0
0
0
0
0
0
0
0
0
0
0
0
0
0
0
0
0
0
0
0
0
0
0
0
0
0
0
0
0
0
0
0
0
0
0
0
0
0
0
0
0
0
0
0
0
0
0
0
0
0
0
0
0
0
0
0
0
0
0
0
0
0
0
0
0
0
0
0
0
0
0
0
0
0
0
0
0
0
0
0
0
0
0
0
0
0
0
0
0
0
0
0
0
0
0
0
0
0
0
0
0
0
0
0
0
0
0
0
0
0
0
0
0
0
0
0
0
0
0
0
0
0
0
0
0
0
0
0
0
0
0
0
0
0
0
0
0
0
0
0
0
0
0
0
0
0
0
0
0
0
0
0
0
0
0
0
0
0
0
0
0
0
0
0
0
0
0
0
0
0
0
0
0
0
0
0
0
0
0
0
0
0
0
0
0
0
0
0
0
0
0
0
0
0
0
0
0
0
0
0
0
0
0
0
0
0
0
0
0
0
0
0
0
0
0
0
0
0
0
0
0
0
0
0
0
0
0
0
0
0
0
0
0
0
0
0
0
0
0
0
0
0
0
0
0
0
0
0
0
0
0
0
0
0
0
0
0
0
0
0
0
0
0
0
0
0
0
0
0
0
0
0
0
0
0
0
0
0
0
0
0
0
0
0
0
0
0
0
0
0
0
0
0
0
0
0
0
0
0
0
0
0
0
0
0
0
0
0
0
0
0
0
0
0
0
0
0
0
0
0
0
0
0
0
0
0
0
0
0
0
0
0
0
0
0
0
0
0
0
0
0
0
0
0
0
0
0
0
0
0
0
0
0
0
0
0
0
0
0
0
0
0
0
0
0
0
0
0
0
0
0
0
0
0
0
0
0
0
0
0
0
0
0
0
0
0
0
0
0
0
0
0
0
0
0
0
0
0
0
0
0
0
0
0
0
0
0
0
0
0
0
0
0
0
0
0
0
0
0
0
0
0
0
0
0
0
0
0
0
0
0
0
0
0
0
0
0
0
0
0
0
0
0
0
0
0
0
0
0
0
0
0
0
0
0
0
0
0
0
0
0
0
0
0
0
0
0
0
0
0
0
0
0
0
0
0
0
0
0
0
0
0
0
0
0
0
0
0
0
0
0
0
0
0
0
0
0
0
0
0
0
0
0
0
0
0
0
0
0
0
0
0
0
0
0
0
0
0
0
0
0
0
0
0
0
0
0
0
0
0
0
0
0
0
0
0
0
0
0
0
0
0
0
0
0
0
0
0
0
0
0
0
0
0
0
0
0
0
0
0
0
0
0
0
0
0
0
0
0
0
0
0
0
0
0
0
0
0
0
0
0
0
0
0
0
0
0
0
0
0
0
0
0
0
0
0
0
0
0
0
0
0
0
0
0
0
0
0
0
0
0
0
0
0
0
0
0
0
0
0
0
0
0
0
0
0
0
0
0
0
0
0
0
0
0
0
0
0
0
0
0
0
0
0
0
0
0
0
0
0
0
0
0
0
0
0
0
0
0
0
0
0
0
0
0
0
0
0
0
0
0
0
0
0
0
0
0
0
0
0
0
0
0
0
0
0
0
0
0
0
0
0
0
0
0
0
0
0
0
0
0
0
0
0
0
0
0
0
0
0
0
0
0
0
0
0
0
0
0
0
0
0
0
0
0
0
0
0
0
0
0
0
0
0
0
0
0
0
0
0
0
0
0
0
0
0
0
0
0
0
0
0
0
0
0
0
0
0
0
0
0
0
0
0
0
0
0
0
0
0
0
0
0
0
0
0
0
0
0
0
0
0
0
0
0
0
0
0
0
0
0
0
0
0
0
0
0
0
0
0
0
0
0
0
0
0
0
0
0
0
0
0
0
0
0
0
0
0
0
0
0
0
0
0
0
0
0
0
0
0
0
0
0
0
0
0
0
0
0
0
0
0
0
0
0
0
0
0
0
0
0
0
0
0
0
0
0
0
0
0
0
0
0
0
0
0
0
0
0
0
0
0
0
0
0
0
0
0
0
0
0
0
0
0
0
0
0
0
0
0
0
0
0
0
0
0
0
0
0
0
0
0
0
0
0
0
0
0
0
0
0
0
0
0
0
0
0
0
0
0
0
0
0
0
0
0
0
0
0
0
0
0
0
0
0
0
0
0
0
0
0
0
0
0
0
0
0
0
0
0
0
0
0
0
0
0
0
0
0
0
0
0
0
0
0
0
0
0
0
0
0
0
0
0
0
0
0
0
0
0
0
0
0
0
0
0
0
0
0
0
0
0
0
0
0
0
0
0
0
0
0
0
0
0
0
0
0
0
0
0
0
0
0
0
0
0
0
0
0
0
0
0
0
0
0
0
0
0
0
0
0
0
0
0
0
0
0
0
0
0
0
0
0
0
0
0
0
0
0
0
0
0
0
0
0
0
0
0
0
0
0
0
0
0
0
0
0
0
0
0
0
0
0
0
0
0
0
0
0
0
0
0
0
0
0
0
0
0
0
0
0
0
0
0
0
0
0
0
0
0
0
0
0
0
0
0
0
0
0
0
0
0
0
0
0
0
0
0
0
0
0
0
0
0
0
0
0
0
0
0
0
0
0
0
0
0
0
0
0
0
0
0
0
0
0
0
0
0
0
0
0
0
0
0
0
0
0
0
0
0
0
0
0
0
0
0
0
0
0
0
0
0
0
0
0
0
0
0
0
0
0
0
0
0
0
0
0
0
0
0
0
0
0
0
0
0
0
0
0
0
0
0
0
0
0
0
0
0
0
0
0
0
0
0
0
0
0
0
0
0
0
0
0
0
0
0
0
0
0
0
0
0
0
0
0
0
0
0
0
0
0
0
0
0
0
0
0
0
0
0
0
0
0
0
0
0
0
0
0
0
0
0
0
0
0
0
0
0
0
0
0
0
0
0
0
0
0
0
0
0
0
0
0
0
0
0
0
0
0
0
0
0
0
0
0
0
0
0
0
0
0
0
0
0
0
0
0
0
0
0
0
0
0
0
0
0
0
0
0
0
0
0
0
0
0
0
0
0
0
0
0
0
0
0
0
0
0
0
0
0
0
0
0
0
0
0
0
0
0
0
0
0
0
0
0
0
0
0
0
0
0
0
0
0
0
0
0
0
0
0
0
0
0
0
0
0
0
0
0
0
0
0
0
0
0
0
0
0
0
0
0
0
0
0
0
0
0
0
0
0
0
0
0
0
0
0
0
0
0
0
0
0
0
0
0
0
0
0
0
0
0
0
0
0
0
0
0
0
0
0
0
0
0
0
0
0
0
0
0
0
0
0
0
0
0
0
0
0
0
0
0
0
0
0
0
0
0
0
0
0
0
0
0
0
0
0
0
0
0
0
0
0
0
0
0
0
0
0
0
0
0
0
0
0
0
0
0
0
0
0
0
0
0
0
0
0
0
0
0
0
0
0
0
0
0
0
0
0
0
0
0
0
0
0
0
0
0
0
0
0
0
0
0
0
0
0
0
0
0
0
0
0
0
0
0
0
0
0
0
0
0
0
0
0
0
0
0
0
0
0
0
0
0
0
0
0
0
0
0
0
0
0
0
0
0
0
0
0
0
0
0
0
0
0
0
0
0
0
0
0
0
0
0
0
0
0
0
0
0
0
0
0
0
0
0
0
0
0
0
0
0
0
0
0
0
0
0
0
0
0
0
0
0
0
0
0
0
0
0
0
0
0
0
0
0
0
0
0
0
0
0
0
0
0
0
0
0
0
0
0
0
0
0
0
0
0
0
0
0
0
0
0
0
0
0
0
0
0
0
0
0
0
0
0
0
0
0
0
0
0
0
0
0
0
0
0
0
0
0
0
0
0
0
0
0
0
0
0
0
0
0
0
0
0
0
0
0
0
0
0
0
0
0
0
0
0
0
0
0
0
0
0
0
0
0
0
0
0
0
0
0
0
0
0
0
0
0
0
0
0
0
0
0
0
0
0
0
0
0
0
0
0
0
0
0
0
0
0
0
0
0
0
0
0
0
0
0
0
0
0
0
0
0
0
0
0
0
0
0
0
0
0
0
0
0
0
0
0
0
0
0
0
0
0
0
0
0
0
0
0
0
0
0
0
0
0
0
0
0
0
0
0
0
0
0
0
0
0
0
0
0
0
0
0
0
0
0
0
0
0
0
0
0
0
0
0
0
0
0
0
0
0
0
0
0
0
0
0
0
0
0
0
0
0
0
0
0
0
0
0
0
0
0
0
0
0
0
0
0
0
0
0
0
0
0
0
0
0
0
0
0
0
0
0
0
0
0
0
0
0
0
0
0
0
0
0
0
0
0
0
0
0
0
0
0
0
0
0
0
0
0
0
0
0
0
0
0
0
0
0
0
0
0
0
0
0
0
0
0
0
0
0
0
0
0
0
0
0
0
0
0
0
0
0
0
0
0
0
0
0
0
0
0
0
0
0
0
0
0
0
0
0
0
0
0
0
0
0
0
0
0
0
0
0
0
0
0
0
0
0
0
0
0
0
0
0
0
0
0
0
0
0
0
0
0
0
0
0
0
0
0
0
0
0
0
0
0
0
0
0
0
0
0
0
0
0
0
0
0
0
0
0
0
0
0
0
0
0
0
0
0
0
0
0
0
0
0
0
0
0
0
0
0
0
0
0
0
0
0
0
0
0
0
0
0
0
0
0
0
0
0
0
0
0
0
0
0
0
0
0
0
0
0
0
0
0
0
0
0
0
0
0
0
0
0
0
0
0
0
0
0
0
0
0
0
0
0
0
0
0
0
0
0
0
0
0
0
0
0
0
0
0
0
0
0
0
0
0
0
0
0
0
0
0
0
0
0
0
0
0
0
0
0
0
0
0
0
0
0
0
0
0
0
0
0
0
0
0
0
0
0
0
0
0
0
0
0
0
0
0
0
0
0
0
0
0
0
0
0
0
0
0
0
0
0
0
0
0
0
0
0
0
0
0
0
0
0
0
0
0
0
0
0
0
0
0
0
0
0
0
0
0
0
0
0
0
0
0
0
0
0
0
0
0
0
0
0
0
0
0
0
0
0
0
0
0
0
0
0
0
0
0
0
0
0
0
0
0
0
0
0
0
0
0
0
0
0
0
0
0
0
0
0
0
0
0
0
0
0
0
0
0
0
0
0
0
0
0
0
0
0
0
0
0
0
0
0
0
0
0
0
0
0
0
0
0
0
0
0
0
0
0
0
0
0
0
0
0
0
0
0
0
0
0
0
0
0
0
0
0
0
0
0
0
0
0
0
0
0
0
0
0
0
0
0
0
0
0
0
0
0
0
0
0
0
0
0
0
0
0
0
0
0
0
0
0
0
0
0
0
0
0
0
0
0
0
0
0
0
0
0
0
0
0
0
0
0
0
0
0
0
0
0
0
0
0
0
0
0
0
0
0
0
0
0
0
0
0
0
0
0
0
0
0
0
0
0
0
0
0
0
0
0
0
0
0
0
0
0
0
0
0
0
0
0
0
0
0
0
0
0
0
0
0
0
0
0
0
0
0
0
0
0
0
0
0
0
0
0
0
0
0
0
0
0
0
0
0
0
0
0
0
0
0
0
0
0
0
0
0
0
0
0
0
0
0
0
0
0
0
0
0
0
0
0
0
0
0
0
0
0
0
0
0
0
0
0
0
0
0
0
0
0
0
0
0
0
0
0
0
0
0
0
0
0
0
0
0
0
0
0
0
0
0
0
0
0
0
0
0
0
0
0
0
0
0
0
0
0
0
0
0
0
0
0
0
0
0
0
0
0
0
0
0
0
0
0
0
0
0
0
0
0
0
0
0
0
0
0
0
0
0
0
0
0
0
0
0
0
0
0
0
0
0
0
0
0
0
0
0
0
0
0
0
0
0
0
0
0
0
0
0
0
0
0
0
0
0
0
0
0
0
0
0
0
0
0
0
0
0
0
0
0
0
0
0
0
0
0
0
0
0
0
0
0
0
0
0
0
0
0
0
0
0
0
0
0
0
0
0
0
0
0
0
0
0
0
0
0
0
0
0
0
0
0
0
0
0
0
0
0
0
0
0
0
0
0
0
0
0
0
0
0
0
0
0
0
0
0
0
0
0
0
0
0
0
0
0
0
0
0
0
0
0
0
0
0
0
0
0
0
0
0
0
0
0
0
0
0
0
0
0
0
0
0
0
0
0
0
0
0
0
0
0
0
0
0
0
0
0
0
0
0
0
0
0
0
0
0
0
0
0
0
0
0
0
0
0
0
0
0
0
0
0
0
0
0
0
0
0
0
0
0
0
0
0
0
0
0
0
0
0
0
0
0
0
0
0
0
0
0
0
0
0
0
0
0
0
0
0
0
0
0
0
0
0
0
0
0
0
0
0
0
0
0
0
0
0
0
0
0
0
0
0
0
0
0
0
0
0
0
0
0
0
0
0
0
0
0
0
0
0
0
0
0
0
0
0
0
0
0
0
0
0
0
0
0
0
0
0
0
0
0
0
0
0
0
0
0
0
0
0
0
0
0
0
0
0
0
0
0
0
0
0
0
0
0
0
0
0
0
0
0
0
0
0
0
0
0
0
0
0
0
0
0
0
0
0
0
0
0
0
0
0
0
0
0
0
0
0
0
0
0
0
0
0
0
0
0
0
0
0
0
0
0
0
0
0
0
0
0
0
0
0
0
0
0
0
0
0
0
0
0
0
0
0
0
0
0
0
0
0
0
0
0
0
0
0
0
0
0
0
0
0
0
0
0
0
0
0
0
0
0
0
0
0
0
0
0
0
0
0
0
0
0
0
0
0
0
0
0
0
0
0
0
0
0
0
0
0
0
0
0
0
0
0
0
0
0
0
0
0
0
0
0
0
0
0
0
0
0
0
0
0
0
0
0
0
0
0
0
0
0
0
0
0
0
0
0
0
0
0
0
0
0
0
0
0
0
0
0
0
0
0
0
0
0
0
0
0
0
0
0
0
0
0
0
0
0
0
0
0
0
0
0
0
0
0
0
0
0
0
0
0
0
0
0
0
0
0
0
0
0
0
0
0
0
0
0
0
0
0
0
0
0
0
0
0
0
0
0
0
0
0
0
0
0
0
0
0
0
0
0
0
0
0
0
0
0
0
0
0
0
0
0
0
0
0
0
0
0
0
0
0
0
0
0
0
0
0
0
0
0
0
0
0
0
0
0
0
0
0
0
0
0
0
0
0
0
0
0
0
0
0
0
0
0
0
0
0
0
0
0
0
0
0
0
0
0
0
0
0
0
0
0
0
0
0
0
0
0
0
0
0
0
0
0
0
0
0
0
0
0
0
0
0
0
0
0
0
0
0
0
0
0
0
0
0
0
0
0
0
0
0
0
0
0
0
0
0
0
0
0
0
0
0
0
0
0
0
0
0
0
0
0
0
0
0
0
0
0
0
0
0
0
0
0
0
0
0
0
0
0
0
0
0
0
0
0
0
0
0
0
0
0
0
0
0
0
0
0
0
0
0
0
0
0
0
0
0
0
0
0
0
0
0
0
0
0
0
0
0
0
0
0
0
0
0
0
0
0
0
0
0
0
0
0
0
0
0
0
0
0
0
0
0
0
0
0
0
0
0
0
0
0
0
0
0
0
0
0
0
0
0
0
0
0
0
0
0
0
0
0
0
0
0
0
0
0
0
0
0
0
0
0
0
0
0
0
0
0
0
0
0
0
0
0
0
0
0
0
0
0
0
0
0
0
0
0
0
0
0
0
0
0
0
0
0
0
0
0
0
0
0
0
0
0
0
0
0
0
0
0
0
0
0
0
0
0
0
0
0
0
0
0
0
0
0
0
0
0
0
0
0
0
0
0
0
0
0
0
0
0
0
0
0
0
0
0
0
0
0
0
0
0
0
0
0
0
0
0
0
0
0
0
0
0
0
0
0
0
0
0
0
0
0
0
0
0
0
0
0
0
0
0
0
0
0
0
0
0
0
0
0
0
0
0
0
0
0
0
0
0
0
0
0
0
0
0
0
0
0
0
0
0
0
0
0
0
0
0
0
0
0
0
0
0
0
0
0
0
0
0
0
0
0
0
0
0
0
0
0
0
0
0
0
0
0
0
0
0
0
0
0
0
0
0
0
0
0
0
0
0
0
0
0
0
0
0
0
0
0
0
0
0
0
0
0
0
0
0
0
0
0
0
0
0
0
0
0
0
0
0
0
0
0
0
0
0
0
0
0
0
0
0
0
0
0
0
0
0
0
0
0
0
0
0
0
0
0
0
0
0
0
0
0
0
0
0
0
0
0
0
0
0
0
0
0
0
0
0
0
0
0
0
0
0
0
0
0
0
0
0
0
0
0
0
0
0
0
0
0
0
0
0
0
0
0
0
0
0
0
0
0
0
0
0
0
0
0
0
0
0
0
0
0
0
0
0
0
0
0
0
0
0
0
0
0
0
0
0
0
0
0
0
0
0
0
0
0
0
0
0
0
0
0
0
0
0
0
0
0
0
0
0
0
0
0
0
0
0
0
0
0
0
0
0
0
0
0
0
0
0
0
0
0
0
0
0
0
0
0
0
0
0
0
0
0
0
0
0
0
0
0
0
0
0
0
0
0
0
0
0
0
0
0
0
0
0
0
0
0
0
0
0
0
0
0
0
0
0
0
0
0
0
0
0
0
0
0
0
0
0
0
0
0
0
0
0
0
0
0
0
0
0
0
0
0
0
0
0
0
0
0
0
0
0
0
0
0
0
0
0
0
0
0
0
0
0
0
0
0
0
0
0
0
0
0
0
0
0
0
0
0
0
0
0
0
0
0
0
0
0
0
0
0
0
0
0
0
0
0
0
0
0
0
0
0
0
0
0
0
0
0
0
0
0
0
0
0
0
0
0
0
0
0
0
0
0
0
0
0
0
0
0
0
0
0
0
0
0
0
0
0
0
0
0
0
0
0
0
0
0
0
0
0
0
0
0
0
0
0
0
0
0
0
0
0
0
0
0
0
0
0
0
0
0
0
0
0
0
0
0
0
0
0
0
0
0
0
0
0
0
0
0
0
0
0
0
0
0
0
0
0
0
0
0
0
0
0
0
0
0
0
0
0
0
0
0
0
0
0
0
0
0
0
0
0
0
0
0
0
0
0
0
0
0
0
0
0
0
0
0
0
0
0
0
0
0
0
0
0
0
0
0
0
0
0
0
0
0
0
0
0
0
0
0
0
0
0
0
0
0
0
0
0
0
0
0
0
0
0
0
0
0
0
0
0
0
0
0
0
0
0
0
0
0
0
0
0
0
0
0
0
0
0
0
0
0
0
0
0
0
0
0
0
0
0
0
0
0
0
0
0
0
0
0
0
0
0
0
0
0
0
0
0
0
0
0
0
0
0
0
0
0
0
0
0
0
0
0
0
0
0
0
0
0
0
0
0
0
0
0
0
0
0
0
0
0
0
0
0
0
0
0
0
0
0
0
0
0
0
0
0
0
0
0
0
0
0
0
0
0
0
0
0
0
0
0
0
0
0
0
0
0
0
0
0
0
0
0
0
0
0
0
0
0
0
0
0
0
0
0
0
0
0
0
0
0
0
0
0
0
0
0
0
0
0
0
0
0
0
0
0
0
0
0
0
0
0
0
0
0
0
0
0
0
0
0
0
0
0
0
0
0
0
0
0
0
0
0
0
0
0
0
0
0
0
0
0
0
0
0
0
0
0
0
0
0
0
0
0
0
0
0
0
0
0
0
0
0
0
0
0
0
0
0
0
0
0
0
0
0
0
0
0
0
0
0
0
0
0
0
0
0
0
0
0
0
0
0
0
0
0
0
0
0
0
0
0
0
0
0
0
0
0
0
0
0
0
0
0
0
0
0
0
0
0
0
0
0
0
0
0
0
0
0
0
0
0
0
0
0
0
0
0
0
0
0
0
0
0
0
0
0
0
0
0
0
0
0
0
0
0
0
0
0
0
0
0
0
0
0
0
0
0
0
0
0
0
0
0
0
0
0
0
0
0
0
0
0
0
0
0
0
0
0
0
0
0
0
0
0
0
0
0
0
0
0
0
0
0
0
0
0
0
0
0
0
0
0
0
0
0
0
0
0
0
0
0
0
0
0
0
0
0
0
0
0
0
0
0
0
0
0
0
0
0
0
0
0
0
0
0
0
0
0
0
0
0
0
0
0
0
0
0
0
0
0
0
0
0
0
0
0
0
0
0
0
0
0
0
0
0
0
0
0
0
0
0
0
0
0
0
0
0
0
0
0
0
0
0
0
0
0
0
0
0
0
0
0
0
0
0
0
0
0
0
0
0
0
0
0
0
0
0
0
0
0
0
0
0
0
0
0
0
0
0
0
0
0
0
0
0
0
0
0
0
0
0
0
0
0
0
0
0
0
0
0
0
0
0
0
0
0
0
0
0
0
0
0
0
0
0
0
0
0
0
0
0
0
0
0
0
0
0
0
0
0
0
0
0
0
0
0
0
0
0
0
0
0
0
0
0
0
0
0
0
0
0
0
0
0
0
0
0
0
0
0
0
0
0
0
0
0
0
0
0
0
0
0
0
0
0
0
0
0
0
0
0
0
0
0
0
0
0
0
0
0
0
0
0
0
0
0
0
0
0
0
0
0
0
0
0
0
0
0
0
0
0
0
0
0
0
0
0
0
0
0
0
0
0
0
0
0
0
0
0
0
0
0
0
0
0
0
0
0
0
0
0
0
0
0
0
0
0
0
0
0
0
0
0
0
0
0
0
0
0
0
0
0
0
0
0
0
0
0
0
0
0
0
0
0
0
0
0
0
0
0
0
0
0
0
0
0
0
0
0
0
0
0
0
0
0
0
0
0
0
0
0
0
0
0
0
0
0
0
0
0
0
0
0
0
0
0
0
0
0
0
0
0
0
0
0
0
0
0
0
0
0
0
0
0
0
0
0
0
0
0
0
0
0
0
0
0
0
0
0
0
0
0
0
0
0
0
0
0
0
0
0
0
0
0
0
0
0
0
0
0
0
0
0
0
0
0
0
0
0
0
0
0
0
0
0
0
0
0
0
0
0
0
0
0
0
0
0
0
0
0
0
0
0
0
0
0
0
0
0
0
0
0
0
0
0
0
0
0
0
0
0
0
0
0
0
0
0
0
0
0
0
0
0
0
0
0
0
0
0
0
0
0
0
0
0
0
0
0
0
0
0
0
0
0
0
0
0
0
0
0
0
0
0
0
0
0
0
0
0
0
0
0
0
0
0
0
0
0
0
0
0
0
0
0
0
0
0
0
0
0
0
0
0
0
0
0
0
0
0
0
0
0
0
0
0
0
0
0
0
0
0
0
0
0
0
0
0
0
0
0
0
0
0
0
0
0
0
0
0
0
0
0
0
0
0
0
0
0
0
0
0
0
0
0
0
0
0
0
0
0
0
0
0
0
0
0
0
0
0
0
0
0
0
0
0
0
0
0
0
0
0
0
0
0
0
0
0
0
0
0
0
0
0
0
0
0
0
0
0
0
0
0
0
0
0
0
0
0
0
0
0
0
0
0
0
0
0
0
0
0
0
0
0
0
0
0
0
0
0
0
0
0
0
0
0
0
0
0
0
0
0
0
0
0
0
0
0
0
0
0
0
0
0
0
0
0
0
0
0
0
0
0
0
0
0
0
0
0
0
0
0
0
0
0
0
0
0
0
0
0
0
0
0
0
0
0
0
0
0
0
0
0
0
0
0
0
0
0
0
0
0
0
0
0
0
0
0
0
0
0
0
0
0
0
0
0
0
0
0
0
0
0
0
0
0
0
0
0
0
0
0
0
0
0
0
0
0
0
0
0
0
0
0
0
0
0
0
0
0
0
0
0
0
0
0
0
0
0
0
0
0
0
0
0
0
0
0
0
0
0
0
0
0
0
0
0
0
0
0
0
0
0
0
0
0
0
0
0
0
0
0
0
0
0
0
0
0
0
0
0
0
0
0
0
0
0
0
0
0
0
0
0
0
0
0
0
0
0
0
0
0
0
0
0
0
0
0
0
0
0
0
0
0
0
0
0
0
0
0
0
0
0
0
0
0
0
0
0
0
0
0
0
0
0
0
0
0
0
0
0
0
0
0
0
0
0
0
0
0
0
0
0
0
0
0
0
0
0
0
0
0
0
0
0
0
0
0
0
0
0
0
0
0
0
0
0
0
0
0
0
0
0
0
0
0
0
0
0
0
0
0
0
0
0
0
0
0
0
0
0
0
0
0
0
0
0
0
0
0
0
0
0
0
0
0
0
0
0
0
0
0
0
0
0
0
0
0
0
0
0
0
0
0
0
0
0
0
0
0
0
0
0
0
0
0
0
0
0
0
0
0
0
0
0
0
0
0
0
0
0
0
0
0
0
0
0
0
0
0
0
0
0
0
0
0
0
0
0
0
0
0
0
0
0
0
0
0
0
0
0
0
0
0
0
0
0
0
0
0
0
0
0
0
0
0
0
0
0
0
0
0
0
0
0
0
0
0
0
0
0
0
0
0
0
0
0
0
0
0
0
0
0
0
0
0
0
0
0
0
0
0
0
0
0
0
0
0
0
0
0
0
0
0
0
0
0
0
0
0
0
0
0
0
0
0
0
0
0
0
0
0
0
0
0
0
0
0
0
0
0
0
0
0
0
0
0
0
0
0
0
0
0
0
0
0
0
0
0
0
0
0
0
0
0
0
0
0
0
0
0
0
0
0
0
0
0
0
0
0
0
0
0
0
0
0
0
0
0
0
0
0
0
0
0
0
0
0
0
0
0
0
0
0
0
0
0
0
0
0
0
0
0
0
0
0
0
0
0
0
0
0
0
0
0
0
0
0
0
0
0
0
0
0
0
0
0
0
0
0
0
0
0
0
0
0
0
0
0
0
0
0
0
0
0
0
0
0
0
0
0
0
0
0
0
0
0
0
0
0
0
0
0
0
0
0
0
0
0
0
0
0
0
0
0
0
0
0
0
0
0
0
0
0
0
0
0
0
0
0
0
0
0
0
0
0
0
0
0
0
0
0
0
0
0
0
0
0
0
0
0
0
0
0
0
0
0
0
0
0
0
0
0
0
0
0
0
0
0
0
0
0
0
0
0
0
0
0
0
0
0
0
0
0
0
0
0
0
0
0
0
0
0
0
0
0
0
0
0
0
0
0
0
0
0
0
0
0
0
0
0
0
0
0
0
0
0
0
0
0
0
0
0
0
0
0
0
0
0
0
0
0
0
0
0
0
0
0
0
0
0
0
0
0
0
0
0
0
0
0
0
0
0
0
0
0
0
0
0
0
0
0
0
0
0
0
0
0
0
0
0
0
0
0
0
0
0
0
0
0
0
0
0
0
0
0
0
0
0
0
0
0
0
0
0
0
0
0
0
0
0
0
0
0
0
0
0
0
0
0
0
0
0
0
0
0
0
0
0
0
0
0
0
0
0
0
0
0
0
0
0
0
0
0
0
0
0
0
0
0
0
0
0
0
0
0
0
0
0
0
0
0
0
0
0
0
0
0
0
0
0
0
0
0
0
0
0
0
0
0
0
0
0
0
0
0
0
0
0
0
0
0
0
0
0
0
0
0
0
0
0
0
0
0
0
0
0
0
0
0
0
0
0
0
0
0
0
0
0
0
0
0
0
0
0
0
0
0
0
0
0
0
0
0
0
0
0
0
0
0
0
0
0
0
0
0
0
0
0
0
0
0
0
0
0
0
0
0
0
0
0
0
0
0
0
0
0
0
0
0
0
0
0
0
0
0
0
0
0
0
0
0
0
0
0
0
0
0
0
0
0
0
0
0
0
0
0
0
0
0
0
0
0
0
0
0
0
0
0
0
0
0
0
0
0
0
0
0
0
0
0
0
0
0
0
0
0
0
0
0
0
0
0
0
0
0
0
0
0
0
0
0
0
0
0
0
0
0
0
0
0
0
0
0
0
0
0
0
0
0
0
0
0
0
0
0
0
0
0
0
0
0
0
0
0
0
0
0
0
0
0
0
0
0
0
0
0
0
0
0
0
0
0
0
0
0
0
0
0
0
0
0
0
0
0
0
0
0
0
0
0
0
0
0
0
0
0
0
0
0
0
0
0
0
0
0
0
0
0
0
0
0
0
0
0
0
0
0
0
0
0
0
0
0
0
0
0
0
0
0
0
0
0
0
0
0
0
0
0
0
0
0
0
0
0
0
0
0
0
0
0
0
0
0
0
0
0
0
0
0
0
0
0
0
0
0
0
0
0
0
0
0
0
0
0
0
0
0
0
0
0
0
0
0
0
0
0
0
0
0
0
0
0
0
0
0
0
0
0
0
0
0
0
0
0
0
0
0
0
0
0
0
0
0
0
0
0
0
0
0
0
0
0
0
0
0
0
0
0
0
0
0
0
0
0
0
0
0
0
0
0
0
0
0
0
0
0
0
0
0
0
0
0
0
0
0
0
0
0
0
0
0
0
0
0
0
0
0
0
0
0
0
0
0
0
0
0
0
0
0
0
0
0
0
0
0
0
0
0
0
0
0
0
0
0
0
0
0
0
0
0
0
0
0
0
0
0
0
0
0
0
0
0
0
0
0
0
0
0
0
0
0
0
0
0
0
0
0
0
0
0
0
0
0
0
0
0
0
0
0
0
0
0
0
0
0
0
0
0
0
0
0
0
0
0
0
0
0
0
0
0
0
0
0
0
0
0
0
0
0
0
0
0
0
0
0
0
0
0
0
0
0
0
0
0
0
0
0
0
0
0
0
0
0
0
0
0
0
0
0
0
0
0
0
0
0
0
0
0
0
0
0
0
0
0
0
0
0
0
0
0
0
0
0
0
0
0
0
0
0
0
0
0
0
0
0
0
0
0
0
0
0
0
0
0
0
0
0
0
0
0
0
0
0
0
0
0
0
0
0
0
0
0
0
0
0
0
0
0
0
0
0
0
0
0
0
0
0
0
0
0
0
0
0
0
0
0
0
0
0
0
0
0
0
0
0
0
0
0
0
0
0
0
0
0
0
0
0
0
0
0
0
0
0
0
0
0
0
0
0
0
0
0
0
0
0
0
0
0
0
0
0
0
0
0
0
0
0
0
0
0
0
0
0
0
0
0
0
0
0
0
0
0
0
0
0
0
0
0
0
0
0
0
0
0
0
0
0
0
0
0
0
0
0
0
0
0
0
0
0
0
0
0
0
0
0
0
0
0
0
0
0
0
0
0
0
0
0
0
0
0
0
0
0
0
0
0
0
0
0
0
0
0
0
0
0
0
0
0
0
0
0
0
0
0
0
0
0
0
0
0
0
0
0
0
0
0
0
0
0
0
0
0
0
0
0
0
0
0
0
0
0
0
0
0
0
0
0
0
0
0
0
0
0
0
0
0
0
0
0
0
0
0
0
0
0
0
0
0
0
0
0
0
0
0
0
0
0
0
0
0
0
0
0
0
0
0
0
0
0
0
0
0
0
0
0
0
0
0
0
0
0
0
0
0
0
0
0
0
0
0
0
0
0
0
0
0
0
0
0
0
0
0
0
0
0
0
0
0
0
0
0
0
0
0
0
0
0
0
0
0
0
0
0
0
0
0
0
0
0
0
0
0
0
0
0
0
0
0
0
0
0
0
0
0
0
0
0
0
0
0
0
0
0
0
0
0
0
0
0
0
0
0
0
0
0
0
0
0
0
0
0
0
0
0
0
0
0
0
0
0
0
0
0
0
0
0
0
0
0
0
0
0
0
0
0
0
0
0
0
0
0
0
0
0
0
0
0
0
0
0
0
0
0
0
0
0
0
0
0
0
0
0
0
0
0
0
0
0
0
0
0
0
0
0
0
0
0
0
0
0
0
0
0
0
0
0
0
0
0
0
0
0
0
0
0
0
0
0
0
0
0
0
0
0
0
0
0
0
0
0
0
0
0
0
0
0
0
0
0
0
0
0
0
0
0
0
0
0
0
0
0
0
0
0
0
0
0
0
0
0
0
0
0
0
0
0
0
0
0
0
0
0
0
0
0
0
0
0
0
0
0
0
0
0
0
0
0
0
0
0
0
0
0
0
0
0
0
0
0
0
0
0
0
0
0
0
0
0
0
0
0
0
0
0
0
0
0
0
0
0
0
0
0
0
0
0
0
0
0
0
0
0
0
0
0
0
0
0
0
0
0
0
0
0
0
0
0
0
0
0
0
0
0
0
0
0
0
0
0
0
0
0
0
0
0
0
0
0
0
0
0
0
0
0
0
0
0
0
0
0
0
0
0
0
0
0
0
0
0
0
0
0
0
0
0
0
0
0
0
0
0
0
0
0
0
0
0
0
0
0
0
0
0
0
0
0
0
0
0
0
0
0
0
0
0
0
0
0
0
0
0
0
0
0
0
0
0
0
0
0
0
0
0
0
0
0
0
0
0
0
0
0
0
0
0
0
0
0
0
0
0
0
0
0
0
0
0
0
0
0
0
0
0
0
0
0
0
0
0
0
0
0
0
0
0
0
0
0
0
0
0
0
0
0
0
0
0
0
0
0
0
0
0
0
0
0
0
0
0
0
0
0
0
0
0
0
0
0
0
0
0
0
0
0
0
0
0
0
0
0
0
0
0
0
0
0
0
0
0
0
0
0
0
0
0
0
0
0
0
0
0
0
0
0
0
0
0
0
0
0
0
0
0
0
0
0
0
0
0
0
0
0
0
0
0
0
0
0
0
0
0
0
0
0
0
0
0
0
0
0
0
0
0
0
0
0
0
0
0
0
0
0
0
0
0
0
0
0
0
0
0
0
0
0
0
0
0
0
0
0
0
0
0
0
0
0
0
0
0
0
0
0
0
0
0
0
0
0
0
0
0
0
0
0
0
0
0
0
0
0
0
0
0
0
0
0
0
0
0
0
0
0
0
0
0
0
0
0
0
0
0
0
0
0
0
0
0
0
0
0
0
0
0
0
0
0
0
0
0
0
0
0
0
0
0
0
0
0
0
0
0
0
0
0
0
0
0
0
0
0
0
0
0
0
0
0
0
0
0
0
0
0
0
0
0
0
0
0
0
0
0
0
0
0
0
0
0
0
0
0
0
0
0
0
0
0
0
0
0
0
0
0
0
0
0
0
0
0
0
0
0
0
0
0
0
0
0
0
0
0
0
0
0
0
0
0
0
0
0
0
0
0
0
0
0
0
0
0
0
0
0
0
0
0
0
0
0
0
0
0
0
0
0
0
0
0
0
0
0
0
0
0
0
0
0
0
0
0
0
0
0
0
0
0
0
0
0
0
0
0
0
0
0
0
0
0
0
0
0
0
0
0
0
0
0
0
0
0
0
0
0
0
0
0
0
0
0
0
0
0
0
0
0
0
0
0
0
0
0
0
0
0
0
0
0
0
0
0
0
0
0
0
0
0
0
0
0
0
0
0
0
0
0
0
0
0
0
0
0
0
0
0
0
0
0
0
0
0
0
0
0
0
0
0
0
0
0
0
0
0
0
0
0
0
0
0
0
0
0
0
0
0
0
0
0
0
0
0
0
0
0
0
0
0
0
0
0
0
0
0
0
0
0
0
0
0
0
0
0
0
0
0
0
0
0
0
0
0
0
0
0
0
0
0
0
0
0
0
0
0
0
0
0
0
0
0
0
0
0
0
0
0
0
0
0
0
0
0
0
0
0
0
0
0
0
0
0
0
0
0
0
0
0
0
0
0
0
0
0
0
0
0
0
0
0
0
0
0
0
0
0
0
0
0
0
0
0
0
0
0
0
0
0
0
0
0
0
0
0
0
0
0
0
0
0
0
0
0
0
0
0
0
0
0
0
0
0
0
0
0
0
0
0
0
0
0
0
0
0
0
0
0
0
0
0
0
0
0
0
0
0
0
0
0
0
0
0
0
0
0
0
0
0
0
0
0
0
0
0
0
0
0
0
0
0
0
0
0
0
0
0
0
0
0
0
0
0
0
0
0
0
0
0
0
0
0
0
0
0
0
0
0
0
0
0
0
0
0
0
0
0
0
0
0
0
0
0
0
0
0
0
0
0
0
0
0
0
0
0
0
0
0
0
0
0
0
0
0
0
0
0
0
0
0
0
0
0
0
0
0
0
0
0
0
0
0
0
0
0
0
0
0
0
0
0
0
0
0
0
0
0
0
0
0
0
0
0
0
0
0
0
0
0
0
0
0
0
0
0
0
0
0
0
0
0
0
0
0
0
0
0
0
0
0
0
0
0
0
0
0
0
0
0
0
0
0
0
0
0
0
0
0
0
0
0
0
0
0
0
0
0
0
0
0
0
0
0
0
0
0
0
0
0
0
0
0
0
0
0
0
0
0
0
0
0
0
0
0
0
0
0
0
0
0
0
0
0
0
0
0
0
0
0
0
0
0
0
0
0
0
0
0
0
0
0
0
0
0
0
0
0
0
0
0
0
0
0
0
0
0
0
0
0
0
0
0
0
0
0
0
0
0
0
0
0
0
0
0
0
0
0
0
0
0
0
0
0
0
0
0
0
0
0
0
0
0
0
0
0
0
0
0
0
0
0
0
0
0
0
0
0
0
0
0
0
0
0
0
0
0
0
0
0
0
0
0
0
0
0
0
0
0
0
0
0
0
0
0
0
0
0
0
0
0
0
0
0
0
0
0
0
0
0
0
0
0
0
0
0
0
0
0
0
0
0
0
0
0
0
0
0
0
0
0
0
0
0
0
0
0
0
0
0
0
0
0
0
0
0
0
0
0
0
0
0
0
0
0
0
0
0
0
0
0
0
0
0
0
0
0
0
0
0
0
0
0
0
0
0
0
0
0
0
0
0
0
0
0
0
0
0
0
0
0
0
0
0
0
0
0
0
0
0
0
0
0
0
0
0
0
0
0
0
0
0
0
0
0
0
0
0
0
0
0
0
0
0
0
0
0
0
0
0
0
0
0
0
0
0
0
0
0
0
0
0
0
0
0
0
0
0
0
0
0
0
0
0
0
0
0
0
0
0
0
0
0
0
0
0
0
0
0
0
0
0
0
0
0
0
0
0
0
0
0
0
0
0
0
0
0
0
0
0
0
0
0
0
0
0
0
0
0
0
0
0
0
0
0
0
0
0
0
0
0
0
0
0
0
0
0
0
0
0
0
0
0
0
0
0
0
0
0
0
0
0
0
0
0
0
0
0
0
0
0
0
0
0
0
0
0
0
0
0
0
0
0
0
0
0
0
0
0
0
0
0
0
0
0
0
0
0
0
0
0
0
0
0
0
0
0
0
0
0
0
0
0
0
0
0
0
0
0
0
0
0
0
0
0
0
0
0
0
0
0
0
0
0
0
0
0
0
0
0
0
0
0
0
0
0
0
0
0
0
0
0
0
0
0
0
0
0
0
0
0
0
0
0
0
0
0
0
0
0
0
0
0
0
0
0
0
0
0
0
0
0
0
0
0
0
0
0
0
0
0
0
0
0
0
0
0
0
0
0
0
0
0
0
0
0
0
0
0
0
0
0
0
0
0
0
0
0
0
0
0
0
0
0
0
0
0
0
0
0
0
0
0
0
0
0
0
0
0
0
0
0
0
0
0
0
0
0
0
0
0
0
0
0
0
0
0
0
0
0
0
0
0
0
0
0
0
0
0
0
0
0
0
0
0
0
0
0
0
0
0
0
0
0
0
0
0
0
0
0
0
0
0
0
0
0
0
0
0
0
0
0
0
0
0
0
0
0
0
0
0
0
0
0
0
0
0
0
0
0
0
0
0
0
0
0
0
0
0
0
0
0
0
0
0
0
0
0
0
0
0
0
0
0
0
0
0
0
0
0
0
0
0
0
0
0
0
0
0
0
0
0
0
0
0
0
0
0
0
0
0
0
0
0
0
0
0
0
0
0
0
0
0
0
0
0
0
0
0
0
0
0
0
0
0
0
0
0
0
0
0
0
0
0
0
0
0
0
0
0
0
0
0
0
0
0
0
0
0
0
0
0
0
0
0
0
0
0
0
0
0
0
0
0
0
0
0
0
0
0
0
0
0
0
0
0
0
0
0
0
0
0
0
0
0
0
0
0
0
0
0
0
0
0
0
0
0
0
0
0
0
0
0
0
0
0
0
0
0
0
0
0
0
0
0
0
0
0
0
0
0
0
0
0
0
0
0
0
0
0
0
0
0
0
0
0
0
0
0
0
0
0
0
0
0
0
0
0
0
0
0
0
0
0
0
0
0
0
0
0
0
0
0
0
0
0
0
0
0
0
0
0
0
0
0
0
0
0
0
0
0
0
0
0
0
0
0
0
0
0
0
0
0
0
0
0
0
0
0
0
0
0
0
0
0
0
0
0
0
0
0
0
0
0
0
0
0
0
0
0
0
0
0
0
0
0
0
0
0
0
0
0
0
0
0
0
0
0
0
0
0
0
0
0
0
0
0
0
0
0
0
0
0
0
0
0
0
0
0
0
0
0
0
0
0
0
0
0
0
0
0
0
0
0
0
0
0
0
0
0
0
0
0
0
0
0
0
0
0
0
0
0
0
0
0
0
0
0
0
0
0
0
0
0
0
0
0
0
0
0
0
0
0
0
0
0
0
0
0
0
0
0
0
0
0
0
0
0
0
0
0
0
0
0
0
0
0
0
0
0
0
0
0
0
0
0
0
0
0
0
0
0
0
0
0
0
0
0
0
0
0
0
0
0
0
0
0
0
0
0
0
0
0
0
0
0
0
0
0
0
0
0
0
0
0
0
0
0
0
0
0
0
0
0
0
0
0
0
0
0
0
0
0
0
0
0
0
0
0
0
0
0
0
0
0
0
0
0
0
0
0
0
0
0
0
0
0
0
0
0
0
0
0
0
0
0
0
0
0
0
0
0
0
0
0
0
0
0
0
0
0
0
0
0
0
0
0
0
0
0
0
0
0
0
0
0
0
0
0
0
0
0
0
0
0
0
0
0
0
0
0
0
0
0
0
0
0
0
0
0
0
0
0
0
0
0
0
0
0
0
0
0
0
0
0
0
0
0
0
0
0
0
0
0
0
0
0
0
0
0
0
0
0
0
0
0
0
0
0
0
0
0
0
0
0
0
0
0
0
0
0
0
0
0
0
0
0
0
0
0
0
0
0
0
0
0
0
0
0
0
0
0
0
0
0
0
0
0
0
0
0
0
0
0
0
0
0
0
0
0
0
0
0
0
0
0
0
0
0
0
0
0
0
0
0
0
0
0
0
0
0
0
0
0
0
0
0
0
0
0
0
0
0
0
0
0
0
0
0
0
0
0
0
0
0
0
0
0
0
0
0
0
0
0
0
0
0
0
0
0
0
0
0
0
0
0
0
0
0
0
0
0
0
0
0
0
0
0
0
0
0
0
0
0
0
0
0
0
0
0
0
0
0
0
0
0
0
0
0
0
0
0
0
0
0
0
0
0
0
0
0
0
0
0
0
0
0
0
0
0
0
0
0
0
0
0
0
0
0
0
0
0
0
0
0
0
0
0
0
0
0
0
0
0
0
0
0
0
0
0
0
0
0
0
0
0
0
0
0
0
0
0
0
0
0
0
0
0
0
0
0
0
0
0
0
0
0
0
0
0
0
0
0
0
0
0
0
0
0
0
0
0
0
0
0
0
0
0
0
0
0
0
0
0
0
0
0
0
0
0
0
0
0
0
0
0
0
0
0
0
0
0
0
0
0
0
0
0
0
0
0
0
0
0
0
0
0
0
0
0
0
0
0
0
0
0
0
0
0
0
0
0
0
0
0
0
0
0
0
0
0
0
0
0
0
0
0
0
0
0
0
0
0
0
0
0
0
0
0
0
0
0
0
0
0
0
0
0
0
0
0
0
0
0
0
0
0
0
0
0
0
0
0
0
0
0
0
0
0
0
0
0
0
0
0
0
0
0
0
0
0
0
0
0
0
0
0
0
0
0
0
0
0
0
0
0
0
0
0
0
0
0
0
0
0
0
0
0
0
0
0
0
0
0
0
0
0
0
0
0
0
0
0
0
0
0
0
0
0
0
0
0
0
0
0
0
0
0
0
0
0
0
0
0
0
0
0
0
0
0
0
0
0
0
0
0
0
0
0
0
0
0
0
0
0
0
0
0
0
0
0
0
0
0
0
0
0
0
0
0
0
0
0
0
0
0
0
0
0
0
0
0
0
0
0
0
0
0
0
0
0
0
0
0
0
0
0
0
0
0
0
0
0
0
0
0
0
0
0
0
0
0
0
0
0
0
0
0
0
0
0
0
0
0
0
0
0
0
0
0
0
0
0
0
0
0
0
0
0
0
0
0
0
0
0
0
0
0
0
0
0
0
0
0
0
0
0
0
0
0
0
0
0
0
0
0
0
0
0
0
0
0
0
0
0
0
0
0
0
0
0
0
0
0
0
0
0
0
0
0
0
0
0
0
0
0
0
0
0
0
0
0
0
0
0
0
0
0
0
0
0
0
0
0
0
0
0
0
0
0
0
0
0
0
0
0
0
0
0
0
0
0
0
0
0
0
0
0
0
0
0
0
0
0
0
0
0
0
0
0
0
0
0
0
0
0
0
0
0
0
0
0
0
0
0
0
0
0
0
0
0
0
0
0
0
0
0
0
0
0
0
0
0
0
0
0
0
0
0
0
0
0
0
0
0
0
0
0
0
0
0
0
0
0
0
0
0
0
0
0
0
0
0
0
0
0
0
0
0
0
0
0
0
0
0
0
0
0
0
0
0
0
0
0
0
0
0
0
0
0
0
0
0
0
0
0
0
0
0
0
0
0
0
0
0
0
0
0
0
0
0
0
0
0
0
0
0
0
0
0
0
0
0
0
0
0
0
0
0
0
0
0
0
0
0
0
0
0
0
0
0
0
0
0
0
0
0
0
0
0
0
0
0
0
0
0
0
0
0
0
0
0
0
0
0
0
0
0
0
0
0
0
0
0
0
0
0
0
0
0
0
0
0
0
0
0
0
0
0
0
0
0
0
0
0
0
0
0
0
0
0
0
0
0
0
0
0
0
0
0
0
0
0
0
0
0
0
0
0
0
0
0
0
0
0
0
0
0
0
0
0
0
0
0
0
0
0
0
0
0
0
0
0
0
0
0
0
0
0
0
0
0
0
0
0
0
0
0
0
0
0
0
0
0
0
0
0
0
0
0
0
0
0
0
0
0
0
0
0
0
0
0
0
0
0
0
0
0
0
0
0
0
0
0
0
0
0
0
0
0
0
0
0
0
0
0
0
0
0
0
0
0
0
0
0
0
0
0
0
0
0
0
0
0
0
0
0
0
0
0
0
0
0
0
0
0
0
0
0
0
0
0
0
0
0
0
0
0
0
0
0
0
0
0
0
0
0
0
0
0
0
0
0
0
0
0
0
0
0
0
0
0
0
0
0
0
0
0
0
0
0
0
0
0
0
0
0
0
0
0
0
0
0
0
0
0
0
0
0
0
0
0
0
0
0
0
0
0
0
0
0
0
0
0
0
0
0
0
0
0
0
0
0
0
0
0
0
0
0
0
0
0
0
0
0
0
0
0
0
0
0
0
0
0
0
0
0
0
0
0
0
0
0
0
0
0
0
0
0
0
0
0
0
0
0
0
0
0
0
0
0
0
0
0
0
0
0
0
0
0
0
0
0
0
0
0
0
0
0
0
0
0
0
0
0
0
0
0
0
0
0
0
0
0
0
0
0
0
0
0
0
0
0
0
0
0
0
0
0
0
0
0
0
0
0
0
0
0
0
0
0
0
0
0
0
0
0
0
0
0
0
0
0
0
0
0
0
0
0
0
0
0
0
0
0
0
0
0
0
0
0
0
0
0
0
0
0
0
0
0
0
0
0
0
0
0
0
0
0
0
0
0
0
0
0
0
0
0
0
0
0
0
0
0
0
0
0
0
0
0
0
0
0
0
0
0
0
0
0
0
0
0
0
0
0
0
0
0
0
0
0
0
0
0
0
0
0
0
0
0
0
0
0
0
0
0
0
0
0
0
0
0
0
0
0
0
0
0
0
0
0
0
0
0
0
0
0
0
0
0
0
0
0
0
0
0
0
0
0
0
0
0
0
0
0
0
0
0
0
0
0
0
0
0
0
0
0
0
0
0
0
0
0
0
0
0
0
0
0
0
0
0
0
0
0
0
0
0
0
0
0
0
0
0
0
0
0
0
0
0
0
0
0
0
0
0
0
0
0
0
0
0
0
0
0
0
0
0
0
0
0
0
0
0
0
0
0
0
0
0
0
0
0
0
0
0
0
0
0
0
0
0
0
0
0
0
0
0
0
0
0
0
0
0
0
0
0
0
0
0
0
0
0
0
0
0
0
0
0
0
0
0
0
0
0
0
0
0
0
0
0
0
0
0
0
0
0
0
0
0
0
0
0
0
0
0
0
0
0
0
0
0
0
0
0
0
0
0
0
0
0
0
0
0
0
0
0
0
0
0
0
0
0
0
0
0
0
0
0
0
0
0
0
0
0
0
0
0
0
0
0
0
0
0
0
0
0
0
0
0
0
0
0
0
0
0
0
0
0
0
0
0
0
0
0
0
0
0
0
0
0
0
0
0
0
0
0
0
0
0
0
0
0
0
0
0
0
0
0
0
0
0
0
0
0
0
0
0
0
0
0
0
0
0
0
0
0
0
0
0
0
0
0
0
0
0
0
0
0
0
0
0
0
0
0
0
0
0
0
0
0
0
0
0
0
0
0
0
0
0
0
0
0
0
0
0
0
0
0
0
0
0
0
0
0
0
0
0
0
0
0
0
0
0
0
0
0
0
0
0
0
0
0
0
0
0
0
0
0
0
0
0
0
0
0
0
0
0
0
0
0
0
0
0
0
0
0
0
0
0
0
0
0
0
0
0
0
0
0
0
0
0
0
0
0
0
0
0
0
0
0
0
0
0
0
0
0
0
0
0
0
0
0
0
0
0
0
0
0
0
0
0
0
0
0
0
0
0
0
0
0
0
0
0
0
0
0
0
0
0
0
0
0
0
0
0
0
0
0
0
0
0
0
0
0
0
0
0
0
0
0
0
0
0
0
0
0
0
0
0
0
0
0
0
0
0
0
0
0
0
0
0
0
0
0
0
0
0
0
0
0
0
0
0
0
0
0
0
0
0
0
0
0
0
0
0
0
0
0
0
0
0
0
0
0
0
0
0
0
0
0
0
0
0
0
0
0
0
0
0
0
0
0
0
0
0
0
0
0
0
0
0
0
0
0
0
0
0
0
0
0
0
0
0
0
0
0
0
0
0
0
0
0
0
0
0
0
0
0
0
0
0
0
0
0
0
0
0
0
0
0
0
0
0
0
0
0
0
0
0
0
0
0
0
0
0
0
0
0
0
0
0
0
0
0
0
0
0
0
0
0
0
0
0
0
0
0
0
0
0
0
0
0
0
0
0
0
0
0
0
0
0
0
0
0
0
0
0
0
0
0
0
0
0
0
0
0
0
0
0
0
0
0
0
0
0
0
0
0
0
0
0
0
0
0
0
0
0
0
0
0
0
0
0
0
0
0
0
0
0
0
0
0
0
0
0
0
0
0
0
0
0
0
0
0
0
0
0
0
0
0
0
0
0
0
0
0
0
0
0
0
0
0
0
0
0
0
0
0
0
0
0
0
0
0
0
0
0
0
0
0
0
0
0
0
0
0
0
0
0
0
0
0
0
0
0
0
0
0
0
0
0
0
0
0
0
0
0
0
0
0
0
0
0
0
0
0
0
0
0
0
0
0
0
0
0
0
0
0
0
0
0
0
0
0
0
0
0
0
0
0
0
0
0
0
0
0
0
0
0
0
0
0
0
0
0
0
0
0
0
0
0
0
0
0
0
0
0
0
0
0
0
0
0
0
0
0
0
0
0
0
0
0
0
0
0
0
0
0
0
0
0
0
0
0
0
0
0
0
0
0
0
0
0
0
0
0
0
0
0
0
0
0
0
0
0
0
0
0
0
0
0
0
0
0
0
0
0
0
0
0
0
0
0
0
0
0
0
0
0
0
0
0
0
0
0
0
0
0
0
0
0
0
0
0
0
0
0
0
0
0
0
0
0
0
0
0
0
0
0
0
0
0
0
0
0
0
0
0
0
0
0
0
0
0
0
0
0
0
0
0
0
0
0
0
0
0
0
0
0
0
0
0
0
0
0
0
0
0
0
0
0
0
0
0
0
0
0
0
0
0
0
0
0
0
0
0
0
0
0
0
0
0
0
0
0
0
0
0
0
0
0
0
0
0
0
0
0
0
0
0
0
0
0
0
0
0
0
0
0
0
0
0
0
0
0
0
0
0
0
0
0
0
0
0
0
0
0
0
0
0
0
0
0
0
0
0
0
0
0
0
0
0
0
0
0
0
0
0
0
0
0
0
0
0
0
0
0
0
0
0
0
0
0
0
0
0
0
0
0
0
0
0
0
0
0
0
0
0
0
0
0
0
0
0
0
0
0
0
0
0
0
0
0
0
0
0
0
0
0
0
0
0
0
0
0
0
0
0
0
0
0
0
0
0
0
0
0
0
0
0
0
0
0
0
0
0
0
0
0
0
0
0
0
0
0
0
0
0
0
0
0
0
0
0
0
0
0
0
0
0
0
0
0
0
0
0
0
0
0
0
0
0
0
0
0
0
0
0
0
0
0
0
0
0
0
0
0
0
0
0
0
0
0
0
0
0
0
0
0
0
0
0
0
0
0
0
0
0
0
0
0
0
0
0
0
0
0
0
0
0
0
0
0
0
0
0
0
0
0
0
0
0
0
0
0
0
0
0
0
0
0
0
0
0
0
0
0
0
0
0
0
0
0
0
0
0
0
0
0
0
0
0
0
0
0
0
0
0
0
0
0
0
0
0
0
0
0
0
0
0
0
0
0
0
0
0
0
0
0
0
0
0
0
0
0
0
0
0
0
0
0
0
0
0
0
0
0
0
0
0
0
0
0
0
0
0
0
0
0
0
0
0
0
0
0
0
0
0
0
0
0
0
0
0
0
0
0
0
0
0
0
0
0
0
0
0
0
0
0
0
0
0
0
0
0
0
0
0
0
0
0
0
0
0
0
0
0
0
0
0
0
0
0
0
0
0
0
0
0
0
0
0
0
0
0
0
0
0
0
0
0
0
0
0
0
0
0
0
0
0
0
0
0
0
0
0
0
0
0
0
0
0
0
0
0
0
0
0
0
0
0
0
0
0
0
0
0
0
0
0
0
0
0
0
0
0
0
0
0
0
0
0
0
0
0
0
0
0
0
0
0
0
0
0
0
0
0
0
0
0
0
0
0
0
0
0
0
0
0
0
0
0
0
0
0
0
0
0
0
0
0
0
0
0
0
0
0
0
0
0
0
0
0
0
0
0
0
0
0
0
0
0
0
0
0
0
0
0
0
0
0
0
0
0
0
0
0
0
0
0
0
0
0
0
0
0
0
0
0
0
0
0
0
0
0
0
0
0
0
0
0
0
0
0
0
0
0
0
0
0
0
0
0
0
0
0
0
0
0
0
0
0
0
0
0
0
0
0
0
0
0
0
0
0
0
0
0
0
0
0
0
0
0
0
0
0
0
0
0
0
0
0
0
0
0
0
0
0
0
0
0
0
0
0
0
0
0
0
0
0
0
0
0
0
0
0
0
0
0
0
0
0
0
0
0
0
0
0
0
0
0
0
0
0
0
0
0
0
0
0
0
0
0
0
0
0
0
0
0
0
0
0
0
0
0
0
0
0
0
0
0
0
0
0
0
0
0
0
0
0
0
0
0
0
0
0
0
0
0
0
0
0
0
0
0
0
0
0
0
0
0
0
0
0
0
0
0
0
0
0
0
0
0
0
0
0
0
0
0
0
0
0
0
0
0
0
0
0
0
0
0
0
0
0
0
0
0
0
0
0
0
0
0
0
0
0
0
0
0
0
0
0
0
0
0
0
0
0
0
0
0
0
0
0
0
0
0
0
0
0
0
0
0
0
0
0
0
0
0
0
0
0
0
0
0
0
0
0
0
0
0
0
0
0
0
0
0
0
0
0
0
0
0
0
0
0
0
0
0
0
0
0
0
0
0
0
0
0
0
0
0
0
0
0
0
0
0
0
0
0
0
0
0
0
0
0
0
0
0
0
0
0
0
0
0
0
0
0
0
0
0
0
0
0
0
0
0
0
0
0
0
0
0
0
0
0
0
0
0
0
0
0
0
0
0
0
0
0
0
0
0
0
0
0
0
0
0
0
0
0
0
0
0
0
0
0
0
0
0
0
0
0
0
0
0
0
0
0
0
0
0
0
0
0
0
0
0
0
0
0
0
0
0
0
0
0
0
0
0
0
0
0
0
0
0
0
0
0
0
0
0
0
0
0
0
0
0
0
0
0
0
0
0
0
0
0
0
0
0
0
0
0
0
0
0
0
0
0
0
0
0
0
0
0
0
0
0
0
0
0
0
0
0
0
0
0
0
0
0
0
0
0
0
0
0
0
0
0
0
0
0
0
0
0
0
0
0
0
0
0
0
0
0
0
0
0
0
0
0
0
0
0
0
0
0
0
0
0
0
0
0
0
0
0
0
0
0
0
0
0
0
0
0
0
0
0
0
0
0
0
0
0
0
0
0
0
0
0
0
0
0
0
0
0
0
0
0
0
0
0
0
0
0
0
0
0
0
0
0
0
0
0
0
0
0
0
0
0
0
0
0
0
0
0
0
0
0
0
0
0
0
0
0
0
0
0
0
0
0
0
0
0
0
0
0
0
0
0
0
0
0
0
0
0
0
0
0
0
0
0
0
0
0
0
0
0
0
0
0
0
0
0
0
0
0
0
0
0
0
0
0
0
0
0
0
0
0
0
0
0
0
0
0
0
0
0
0
0
0
0
0
0
0
0
0
0
0
0
0
0
0
0
0
0
0
0
0
0
0
0
0
0
0
0
0
0
0
0
0
0
0
0
0
0
0
0
0
0
0
0
0
0
0
0
0
0
0
0
0
0
0
0
0
0
0
0
0
0
0
0
0
0
0
0
0
0
0
0
0
0
0
0
0
0
0
0
0
0
0
0
0
0
0
0
0
0
0
0
0
0
0
0
0
0
0
0
0
0
0
0
0
0
0
0
0
0
0
0
0
0
0
0
0
0
0
0
0
0
0
0
0
0
0
0
0
0
0
0
0
0
0
0
0
0
0
0
0
0
0
0
0
0
0
0
0
0
0
0
0
0
0
0
0
0
0
0
0
0
0
0
0
0
0
0
0
0
0
0
0
0
0
0
0
0
0
0
0
0
0
0
0
0
0
0
0
0
0
0
0
0
0
0
0
0
0
0
0
0
0
0
0
0
0
0
0
0
0
0
0
0
0
0
0
0
0
0
0
0
0
0
0
0
0
0
0
0
0
0
0
0
0
0
0
0
0
0
0
0
0
0
0
0
0
0
0
0
0
0
0
0
0
0
0
0
0
0
0
0
0
0
0
0
0
0
0
0
0
0
0
0
0
0
0
0
0
0
0
0
0
0
0
0
0
0
0
0
0
0
0
0
0
0
0
0
0
0
0
0
0
0
0
0
0
0
0
0
0
0
0
0
0
0
0
0
0
0
0
0
0
0
0
0
0
0
0
0
0
0
0
0
0
0
0
0
0
0
0
0
0
0
0
0
0
0
0
0
0
0
0
0
0
0
0
0
0
0
0
0
0
0
0
0
0
0
0
0
0
0
0
0
0
0
0
0
0
0
0
0
0
0
0
0
0
0
0
0
0
0
0
0
0
0
0
0
0
0
0
0
0
0
0
0
0
0
0
0
0
0
0
0
0
0
0
0
0
0
0
0
0
0
0
0
0
0
0
0
0
0
0
0
0
0
0
0
0
0
0
0
0
0
0
0
0
0
0
0
0
0
0
0
0
0
0
0
0
0
0
0
0
0
0
0
0
0
0
0
0
0
0
0
0
0
0
0
0
0
0
0
0
0
0
0
0
0
0
0
0
0
0
0
0
0
0
0
0
0
0
0
0
0
0
0
0
0
0
0
0
0
0
0
0
0
0
0
0
0
0
0
0
0
0
0
0
0
0
0
0
0
0
0
0
0
0
0
0
0
0
0
0
0
0
0
0
0
0
0
0
0
0
0
0
0
0
0
0
0
0
0
0
0
0
0
0
0
0
0
0
0
0
0
0
0
0
0
0
0
0
0
0
0
0
0
0
0
0
0
0
0
0
0
0
0
0
0
0
0
0
0
0
0
0
0
0
0
0
0
0
0
0
0
0
0
0
0
0
0
0
0
0
0
0
0
0
0
0
0
0
0
0
0
0
0
0
0
0
0
0
0
0
0
0
0
0
0
0
0
0
0
0
0
0
0
0
0
0
0
0
0
0
0
0
0
0
0
0
0
0
0
0
0
0
0
0
0
0
0
0
0
0
0
0
0
0
0
0
0
0
0
0
0
0
0
0
0
0
0
0
0
0
0
0
0
0
0
0
0
0
0
0
0
0
0
0
0
0
0
0
0
0
0
0
0
0
0
0
0
0
0
0
0
0
0
0
0
0
0
0
0
0
0
0
0
0
0
0
0
0
0
0
0
0
0
0
0
0
0
0
0
0
0
0
0
0
0
0
0
0
0
0
0
0
0
0
0
0
0
0
0
0
0
0
0
0
0
0
0
0
0
0
0
0
0
0
0
0
0
0
0
0
0
0
0
0
0
0
0
0
0
0
0
0
0
0
0
0
0
0
0
0
0
0
0
0
0
0
0
0
0
0
0
0
0
0
0
0
0
0
0
0
0
0
0
0
0
0
0
0
0
0
0
0
0
0
0
0
0
0
0
0
0
0
0
0
0
0
0
0
0
0
0
0
0
0
0
0
0
0
0
0
0
0
0
0
0
0
0
0
0
0
0
0
0
0
0
0
0
0
0
0
0
0
0
0
0
0
0
0
0
0
0
0
0
0
0
0
0
0
0
0
0
0
0
0
0
0
0
0
0
0
0
0
0
0
0
0
0
0
0
0
0
0
0
0
0
0
0
0
0
0
0
0
0
0
0
0
0
0
0
0
0
0
0
0
0
0
0
0
0
0
0
0
0
0
0
0
0
0
0
0
0
0
0
0
0
0
0
0
0
0
0
0
0
0
0
0
0
0
0
0
0
0
0
0
0
0
0
0
0
0
0
0
0
0
0
0
0
0
0
0
0
0
0
0
0
0
0
0
0
0
0
0
0
0
0
0
0
0
0
0
0
0
0
0
0
0
0
0
0
0
0
0
0
0
0
0
0
0
0
0
0
0
0
0
0
0
0
0
0
0
0
0
0
0
0
0
0
0
0
0
0
0
0
0
0
0
0
0
0
0
0
0
0
0
0
0
0
0
0
0
0
0
0
0
0
0
0
0
0
0
0
0
0
0
0
0
0
0
0
0
0
0
0
0
0
0
0
0
0
0
0
0
0
0
0
0
0
0
0
0
0
0
0
0
0
0
0
0
0
0
0
0
0
0
0
0
0
0
0
0
0
0
0
0
0
0
0
0
0
0
0
0
0
0
0
0
0
0
0
0
0
0
0
0
0
0
0
0
0
0
0
0
0
0
0
0
0
0
0
0
0
0
0
0
0
0
0
0
0
0
0
0
0
0
0
0
0
0
0
0
0
0
0
0
0
0
0
0
0
0
0
0
0
0
0
0
0
0
0
0
0
0
0
0
0
0
0
0
0
0
0
0
0
0
0
0
0
0
0
0
0
0
0
0
0
0
0
0
0
0
0
0
0
0
0
0
0
0
0
0
0
0
0
0
0
0
0
0
0
0
0
0
0
0
0
0
0
0
0
0
0
0
0
0
0
0
0
0
0
0
0
0
0
0
0
0
0
0
0
0
0
0
0
0
0
0
0
0
0
0
0
0
0
0
0
0
0
0
0
0
0
0
0
0
0
0
0
0
0
0
0
0
0
0
0
0
0
0
0
0
0
0
0
0
0
0
0
0
0
0
0
0
0
0
0
0
0
0
0
0
0
0
0
0
0
0
0
0
0
0
0
0
0
0
0
0
0
0
0
0
0
0
0
0
0
0
0
0
0
0
0
0
0
0
0
0
0
0
0
0
0
0
0
0
0
0
0
0
0
0
0
0
0
0
0
0
0
0
0
0
0
0
0
0
0
0
0
0
0
0
0
0
0
0
0
0
0
0
0
0
0
0
0
0
0
0
0
0
0
0
0
0
0
0
0
0
0
0
0
0
0
0
0
0
0
0
0
0
0
0
0
0
0
0
0
0
0
0
0
0
0
0
0
0
0
0
0
0
0
0
0
0
0
0
0
0
0
0
0
0
0
0
0
0
0
0
0
0
0
0
0
0
0
0
0
0
0
0
0
0
0
0
0
0
0
0
0
0
0
0
0
0
0
0
0
0
0
0
0
0
0
0
0
0
0
0
0
0
0
0
0
0
0
0
0
0
0
0
0
0
0
0
0
0
0
0
0
0
0
0
0
0
0
0
0
0
0
0
0
0
0
0
0
0
0
0
0
0
0
0
0
0
0
0
0
0
0
0
0
0
0
0
0
0
0
0
0
0
0
0
0
0
0
0
0
0
0
0
0
0
0
0
0
0
0
0
0
0
0
0
0
0
0
0
0
0
0
0
0
0
0
0
0
0
0
0
0
0
0
0
0
0
0
0
0
0
0
0
0
0
0
0
0
0
0
0
0
0
0
0
0
0
0
0
0
0
0
0
0
0
0
0
0
0
0
0
0
0
0
0
0
0
0
0
0
0
0
0
0
0
0
0
0
0
0
0
0
0
0
0
0
0
0
0
0
0
0
0
0
0
0
0
0
0
0
0
0
0
0
0
0
0
0
0
0
0
0
0
0
0
0
0
0
0
0
0
0
0
0
0
0
0
0
0
0
0
0
0
0
0
0
0
0
0
0
0
0
0
0
0
0
0
0
0
0
0
0
0
0
0
0
0
0
0
0
0
0
0
0
0
0
0
0
0
0
0
0
0
0
0
0
0
0
0
0
0
0
0
0
0
0
0
0
0
0
0
0
0
0
0
0
0
0
0
0
0
0
0
0
0
0
0
0
0
0
0
0
0
0
0
0
0
0
0
0
0
0
0
0
0
0
0
0
0
0
0
0
0
0
0
0
0
0
0
0
0
0
0
0
0
0
0
0
0
0
0
0
0
0
0
0
0
0
0
0
0
0
0
0
0
0
0
0
0
0
0
0
0
0
0
0
0
0
0
0
0
0
0
0
0
0
0
0
0
0
0
0
0
0
0
0
0
0
0
0
0
0
0
0
0
0
0
0
0
0
0
0
0
0
0
0
0
0
0
0
0
0
0
0
0
0
0
0
0
0
0
0
0
0
0
0
0
0
0
0
0
0
0
0
0
0
0
0
0
0
0
0
0
0
0
0
0
0
0
0
0
0
0
0
0
0
0
0
0
0
0
0
0
0
0
0
0
0
0
0
0
0
0
0
0
0
0
0
0
0
0
0
0
0
0
0
0
0
0
0
0
0
0
0
0
0
0
0
0
0
0
0
0
0
0
0
0
0
0
0
0
0
0
0
0
0
0
0
0
0
0
0
0
0
0
0
0
0
0
0
0
0
0
0
0
0
0
0
0
0
0
0
0
0
0
0
0
0
0
0
0
0
0
0
0
0
0
0
0
0
0
0
0
0
0
0
0
0
0
0
0
0
0
0
0
0
0
0
0
0
0
0
0
0
0
0
0
0
0
0
0
0
0
0
0
0
0
0
0
0
0
0
0
0
0
0
0
0
0
0
0
0
0
0
0
0
0
0
0
0
0
0
0
0
0
0
0
0
0
0
0
0
0
0
0
0
0
0
0
0
0
0
0
0
0
0
0
0
0
0
0
0
0
0
0
0
0
0
0
0
0
0
0
0
0
0
0
0
0
0
0
0
0
0
0
0
0
0
0
0
0
0
0
0
0
0
0
0
0
0
0
0
0
0
0
0
0
0
0
0
0
0
0
0
0
0
0
0
0
0
0
0
0
0
0
0
0
0
0
0
0
0
0
0
0
0
0
0
0
0
0
0
0
0
0
0
0
0
0
0
0
0
0
0
0
0
0
0
0
0
0
0
0
0
0
0
0
0
0
0
0
0
0
0
0
0
0
0
0
0
0
0
0
0
0
0
0
0
0
0
0
0
0
0
0
0
0
0
0
0
0
0
0
0
0
0
0
0
0
0
0
0
0
0
0
0
0
0
0
0
0
0
0
0
0
0
0
0
0
0
0
0
0
0
0
0
0
0
0
0
0
0
0
0
0
0
0
0
0
0
0
0
0
0
0
0
0
0
0
0
0
0
0
0
0
0
0
0
0
0
0
0
0
0
0
0
0
0
0
0
0
0
0
0
0
0
0
0
0
0
0
0
0
0
0
0
0
0
0
0
0
0
0
0
0
0
0
0
0
0
0
0
0
0
0
0
0
0
0
0
0
0
0
0
0
0
0
0
0
0
0
0
0
0
0
0
0
0
0
0
0
0
0
0
0
0
0
0
0
0
0
0
0
0
0
0
0
0
0
0
0
0
0
0
0
0
0
0
0
0
0
0
0
0
0
0
0
0
0
0
0
0
0
0
0
0
0
0
0
0
0
0
0
0
0
0
0
0
0
0
0
0
0
0
0
0
0
0
0
0
0
0
0
0
0
0
0
0
0
0
0
0
0
0
0
0
0
0
0
0
0
0
0
0
0
0
0
0
0
0
0
0
0
0
0
0
0
0
0
0
0
0
0
0
0
0
0
0
0
0
0
0
0
0
0
0
0
0
0
0
0
0
0
0
0
0
0
0
0
0
0
0
0
0
0
0
0
0
0
0
0
0
0
0
0
0
0
0
0
0
0
0
0
0
0
0
0
0
0
0
0
0
0
0
0
0
0
0
0
0
0
0
0
0
0
0
0
0
0
0
0
0
0
0
0
0
0
0
0
0
0
0
0
0
0
0
0
0
0
0
0
0
0
0
0
0
0
0
0
0
0
0
0
0
0
0
0
0
0
0
0
0
0
0
0
0
0
0
0
0
0
0
0
0
0
0
0
0
0
0
0
0
0
0
0
0
0
0
0
0
0
0
0
0
0
0
0
0
0
0
0
0
0
0
0
0
0
0
0
0
0
0
0
0
0
0
0
0
0
0
0
0
0
0
0
0
0
0
0
0
0
0
0
0
0
0
0
0
0
0
0
0
0
0
0
0
0
0
0
0
0
0
0
0
0
0
0
0
0
0
0
0
0
0
0
0
0
0
0
0
0
0
0
0
0
0
0
0
0
0
0
0
0
0
0
0
0
0
0
0
0
0
0
0
0
0
0
0
0
0
0
0
0
0
0
0
0
0
0
0
0
0
0
0
0
0
0
0
0
0
0
0
0
0
0
0
0
0
0
0
0
0
0
0
0
0
0
0
0
0
0
0
0
0
0
0
0
0
0
0
0
0
0
0
0
0
0
0
0
0
0
0
0
0
0
0
0
0
0
0
0
0
0
0
0
0
0
0
0
0
0
0
0
0
0
0
0
0
0
0
0
0
0
0
0
0
0
0
0
0
0
0
0
0
0
0
0
0
0
0
0
0
0
0
0
0
0
0
0
0
0
0
0
0
0
0
0
0
0
0
0
0
0
0
0
0
0
0
0
0
0
0
0
0
0
0
0
0
0
0
0
0
0
0
0
0
0
0
0
0
0
0
0
0
0
0
0
0
0
0
0
0
0
0
0
0
0
0
0
0
0
0
0
0
0
0
0
0
0
0
0
0
0
0
0
0
0
0
0
0
0
0
0
0
0
0
0
0
0
0
0
0
0
0
0
0
0
0
0
0
0
0
0
0
0
0
0
0
0
0
0
0
0
0
0
0
0
0
0
0
0
0
0
0
0
0
0
0
0
0
0
0
0
0
0
0
0
0
0
0
0
0
0
0
0
0
0
0
0
0
0
0
0
0
0
0
0
0
0
0
0
0
0
0
0
0
0
0
0
0
0
0
0
0
0
0
0
0
0
0
0
0
0
0
0
0
0
0
0
0
0
0
0
0
0
0
0
0
0
0
0
0
0
0
0
0
0
0
0
0
0
0
0
0
0
0
0
0
0
0
0
0
0
0
0
0
0
0
0
0
0
0
0
0
0
0
0
0
0
0
0
0
0
0
0
0
0
0
0
0
0
0
0
0
0
0
0
0
0
0
0
0
0
0
0
0
0
0
0
0
0
0
0
0
0
0
0
0
0
0
0
0
0
0
0
0
0
0
0
0
0
0
0
0
0
0
0
0
0
0
0
0
0
0
0
0
0
0
0
0
0
0
0
0
0
0
0
0
0
0
0
0
0
0
0
0
0
0
0
0
0
0
0
0
0
0
0
0
0
0
0
0
0
0
0
0
0
0
0
0
0
0
0
0
0
0
0
0
0
0
0
0
0
0
0
0
0
0
0
0
0
0
0
0
0
0
0
0
0
0
0
0
0
0
0
0
0
0
0
0
0
0
0
0
0
0
0
0
0
0
0
0
0
0
0
0
0
0
0
0
0
0
0
0
0
0
0
0
0
0
0
0
0
0
0
0
0
0
0
0
0
0
0
0
0
0
0
0
0
0
0
0
0
0
0
0
0
0
0
0
0
0
0
0
0
0
0
0
0
0
0
0
0
0
0
0
0
0
0
0
0
0
0
0
0
0
0
0
0
0
0
0
0
0
0
0
0
0
0
0
0
0
0
0
0
0
0
0
0
0
0
0
0
0
0
0
0
0
0
0
0
0
0
0
0
0
0
0
0
0
0
0
0
0
0
0
0
0
0
0
0
0
0
0
0
0
0
0
0
0
0
0
0
0
0
0
0
0
0
0
0
0
0
0
0
0
0
0
0
0
0
0
0
0
0
0
0
0
0
0
0
0
0
0
0
0
0
0
0
0
0
0
0
0
0
0
0
0
0
0
0
0
0
0
0
0
0
0
0
0
0
0
0
0
0
0
0
0
0
0
0
0
0
0
0
0
0
0
0
0
0
0
0
0
0
0
0
0
0
0
0
0
0
0
0
0
0
0
0
0
0
0
0
0
0
0
0
0
0
0
0
0
0
0
0
0
0
0
0
0
0
0
0
0
0
0
0
0
0
0
0
0
0
0
0
0
0
0
0
0
0
0
0
0
0
0
0
0
0
0
0
0
0
0
0
0
0
0
0
0
0
0
0
0
0
0
0
0
0
0
0
0
0
0
0
0
0
0
0
0
0
0
0
0
0
0
0
0
0
0
0
0
0
0
0
0
0
0
0
0
0
0
0
0
0
0
0
0
0
0
0
0
0
0
0
0
0
0
0
0
0
0
0
0
0
0
0
0
0
0
0
0
0
0
0
0
0
0
0
0
0
0
0
0
0
0
0
0
0
0
0
0
0
0
0
0
0
0
0
0
0
0
0
0
0
0
0
0
0
0
0
0
0
0
0
0
0
0
0
0
0
0
0
0
0
0
0
0
0
0
0
0
0
0
0
0
0
0
0
0
0
0
0
0
0
0
0
0
0
0
0
0
0
0
0
0
0
0
0
0
0
0
0
0
0
0
0
0
0
0
0
0
0
0
0
0
0
0
0
0
0
0
0
0
0
0
0
0
0
0
0
0
0
0
0
0
0
0
0
0
0
0
0
0
0
0
0
0
0
0
0
0
0
0
0
0
0
0
0
0
0
0
0
0
0
0
0
0
0
0
0
0
0
0
0
0
0
0
0
0
0
0
0
0
0
0
0
0
0
0
0
0
0
0
0
0
0
0
0
0
0
0
0
0
0
0
0
0
0
0
0
0
0
0
0
0
0
0
0
0
0
0
0
0
0
0
0
0
0
0
0
0
0
0
0
0
0
0
0
0
0
0
0
0
0
0
0
0
0
0
0
0
0
0
0
0
0
0
0
0
0
0
0
0
0
0
0
0
0
0
0
0
0
0
0
0
0
0
0
0
0
0
0
0
0
0
0
0
0
0
0
0
0
0
0
0
0
0
0
0
0
0
0
0
0
0
0
0
0
0
0
0
0
0
0
0
0
0
0
0
0
0
0
0
0
0
0
0
0
0
0
0
0
0
0
0
0
0
0
0
0
0
0
0
0
0
0
0
0
0
0
0
0
0
0
0
0
0
0
0
0
0
0
0
0
0
0
0
0
0
0
0
0
0
0
0
0
0
0
0
0
0
0
0
0
0
0
0
0
0
0
0
0
0
0
0
0
0
0
0
0
0
0
0
0
0
0
0
0
0
0
0
0
0
0
0
0
0
0
0
0
0
0
0
0
0
0
0
0
0
0
0
0
0
0
0
0
0
0
0
0
0
0
0
0
0
0
0
0
0
0
0
0
0
0
0
0
0
0
0
0
0
0
0
0
0
0
0
0
0
0
0
0
0
0
0
0
0
0
0
0
0
0
0
0
0
0
0
0
0
0
0
0
0
0
0
0
0
0
0
0
0
0
0
0
0
0
0
0
0
0
0
0
0
0
0
0
0
0
0
0
0
0
0
0
0
0
0
0
0
0
0
0
0
0
0
0
0
0
0
0
0
0
0
0
0
0
0
0
0
0
0
0
0
0
0
0
0
0
0
0
0
0
0
0
0
0
0
0
0
0
0
0
0
0
0
0
0
0
0
0
0
0
0
0
0
0
0
0
0
0
0
0
0
0
0
0
0
0
0
0
0
0
0
0
0
0
0
0
0
0
0
0
0
0
0
0
0
0
0
0
0
0
0
0
0
0
0
0
0
0
0
0
0
0
0
0
0
0
0
0
0
0
0
0
0
0
0
0
0
0
0
0
0
0
0
0
0
0
0
0
0
0
0
0
0
0
0
0
0
0
0
0
0
0
0
0
0
0
0
0
0
0
0
0
0
0
0
0
0
0
0
0
0
0
0
0
0
0
0
0
0
0
0
0
0
0
0
0
0
0
0
0
0
0
0
0
0
0
0
0
0
0
0
0
0
0
0
0
0
0
0
0
0
0
0
0
0
0
0
0
0
0
0
0
0
0
0
0
0
0
0
0
0
0
0
0
0
0
0
0
0
0
0
0
0
0
0
0
0
0
0
0
0
0
0
0
0
0
0
0
0
0
0
0
0
0
0
0
0
0
0
0
0
0
0
0
0
0
0
0
0
0
0
0
0
0
0
0
0
0
0
0
0
0
0
0
0
0
0
0
0
0
0
0
0
0
0
0
0
0
0
0
0
0
0
0
0
0
0
0
0
0
0
0
0
0
0
0
0
0
0
0
0
0
0
0
0
0
0
0
0
0
0
0
0
0
0
0
0
0
0
0
0
0
0
0
0
0
0
0
0
0
0
0
0
0
0
0
0
0
0
0
0
0
0
0
0
0
0
0
0
0
0
0
0
0
0
0
0
0
0
0
0
0
0
0
0
0
0
0
0
0
0
0
0
0
0
0
0
0
0
0
0
0
0
0
0
0
0
0
0
0
0
0
0
0
0
0
0
0
0
0
0
0
0
0
0
0
0
0
0
0
0
0
0
0
0
0
0
0
0
0
0
0
0
0
0
0
0
0
0
0
0
0
0
0
0
0
0
0
0
0
0
0
0
0
0
0
0
0
0
0
0
0
0
0
0
0
0
0
0
0
0
0
0
0
0
0
0
0
0
0
0
0
0
0
0
0
0
0
0
0
0
0
0
0
0
0
0
0
0
0
0
0
0
0
0
0
0
0
0
0
0
0
0
0
0
0
0
0
0
0
0
0
0
0
0
0
0
0
0
0
0
0
0
0
0
0
0
0
0
0
0
0
0
0
0
0
0
0
0
0
0
0
0
0
0
0
0
0
0
0
0
0
0
0
0
0
0
0
0
0
0
0
0
0
0
0
0
0
0
0
0
0
0
0
0
0
0
0
0
0
0
0
0
0
0
0
0
0
0
0
0
0
0
0
0
0
0
0
0
0
0
0
0
0
0
0
0
0
0
0
0
0
0
0
0
0
0
0
0
0
0
0
0
0
0
0
0
0
0
0
0
0
0
0
0
0
0
0
0
0
0
0
0
0
0
0
0
0
0
0
0
0
0
0
0
0
0
0
0
0
0
0
0
0
0
0
0
0
0
0
0
0
0
0
0
0
0
0
0
0
0
0
0
0
0
0
0
0
0
0
0
0
0
0
0
0
0
0
0
0
0
0
0
0
0
0
0
0
0
0
0
0
0
0
0
0
0
0
0
0
0
0
0
0
0
0
0
0
0
0
0
0
0
0
0
0
0
0
0
0
0
0
0
0
0
0
0
0
0
0
0
0
0
0
0
0
0
0
0
0
0
0
0
0
0
0
0
0
0
0
0
0
0
0
0
0
0
0
0
0
0
0
0
0
0
0
0
0
0
0
0
0
0
0
0
0
0
0
0
0
0
0
0
0
0
0
0
0
0
0
0
0
0
0
0
0
0
0
0
0
0
0
0
0
0
0
0
0
0
0
0
0
0
0
0
0
0
0
0
0
0
0
0
0
0
0
0
0
0
0
0
0
0
0
0
0
0
0
0
0
0
0
0
0
0
0
0
0
0
0
0
0
0
0
0
0
0
0
0
0
0
0
0
0
0
0
0
0
0
0
0
0
0
0
0
0
0
0
0
0
0
0
0
0
0
0
0
0
0
0
0
0
0
0
0
0
0
0
0
0
0
0
0
0
0
0
0
0
0
0
0
0
0
0
0
0
0
0
0
0
0
0
0
0
0
0
0
0
0
0
0
0
0
0
0
0
0
0
0
0
0
0
0
0
0
0
0
0
0
0
0
0
0
0
0
0
0
0
0
0
0
0
0
0
0
0
0
0
0
0
0
0
0
0
0
0
0
0
0
0
0
0
0
0
0
0
0
0
0
0
0
0
0
0
0
0
0
0
0
0
0
0
0
0
0
0
0
0
0
0
0
0
0
0
0
0
0
0
0
0
0
0
0
0
0
0
0
0
0
0
0
0
0
0
0
0
0
0
0
0
0
0
0
0
0
0
0
0
0
0
0
0
0
0
0
0
0
0
0
0
0
0
0
0
0
0
0
0
0
0
0
0
0
0
0
0
0
0
0
0
0
0
0
0
0
0
0
0
0
0
0
0
0
0
0
0
0
0
0
0
0
0
0
0
0
0
0
0
0
0
0
0
0
0
0
0
0
0
0
0
0
0
0
0
0
0
0
0
0
0
0
0
0
0
0
0
0
0
0
0
0
0
0
0
0
0
0
0
0
0
0
0
0
0
0
0
0
0
0
0
0
0
0
0
0
0
0
0
0
0
0
0
0
0
0
0
0
0
0
0
0
0
0
0
0
0
0
0
0
0
0
0
0
0
0
0
0
0
0
0
0
0
0
0
0
0
0
0
0
0
0
0
0
0
0
0
0
0
0
0
0
0
0
0
0
0
0
0
0
0
0
0
0
0
0
0
0
0
0
0
0
0
0
0
0
0
0
0
0
0
0
0
0
0
0
0
0
0
0
0
0
0
0
0
0
0
0
0
0
0
0
0
0
0
0
0
0
0
0
0
0
0
0
0
0
0
0
0
0
0
0
0
0
0
0
0
0
0
0
0
0
0
0
0
0
0
0
0
0
0
0
0
0
0
0
0
0
0
0
0
0
0
0
0
0
0
0
0
0
0
0
0
0
0
0
0
0
0
0
0
0
0
0
0
0
0
0
0
0
0
0
0
0
0
0
0
0
0
0
0
0
0
0
0
0
0
0
0
0
0
0
0
0
0
0
0
0
0
0
0
0
0
0
0
0
0
0
0
0
0
0
0
0
0
0
0
0
0
0
0
0
0
0
0
0
0
0
0
0
0
0
0
0
0
0
0
0
0
0
0
0
0
0
0
0
0
0
0
0
0
0
0
0
0
0
0
0
0
0
0
0
0
0
0
0
0
0
0
0
0
0
0
0
0
0
0
0
0
0
0
0
0
0
0
0
0
0
0
0
0
0
0
0
0
0
0
0
0
0
0
0
0
0
0
0
0
0
0
0
0
0
0
0
0
0
0
0
0
0
0
0
0
0
0
0
0
0
0
0
0
0
0
0
0
0
0
0
0
0
0
0
0
0
0
0
0
0
0
0
0
0
0
0
0
0
0
0
0
0
0
0
0
0
0
0
0
0
0
0
0
0
0
0
0
0
0
0
0
0
0
0
0
0
0
0
0
0
0
0
0
0
0
0
0
0
0
0
0
0
0
0
0
0
0
0
0
0
0
0
0
0
0
0
0
0
0
0
0
0
0
0
0
0
0
0
0
0
0
0
0
0
0
0
0
0
0
0
0
0
0
0
0
0
0
0
0
0
0
0
0
0
0
0
0
0
0
0
0
0
0
0
0
0
0
0
0
0
0
0
0
0
0
0
0
0
0
0
0
0
0
0
0
0
0
0
0
0
0
0
0
0
0
0
0
0
0
0
0
0
0
0
0
0
0
0
0
0
0
0
0
0
0
0
0
0
0
0
0
0
0
0
0
0
0
0
0
0
0
0
0
0
0
0
0
0
0
0
0
0
0
0
0
0
0
0
0
0
0
0
0
0
0
0
0
0
0
0
0
0
0
0
0
0
0
0
0
0
0
0
0
0
0
0
0
0
0
0
0
0
0
0
0
0
0
0
0
0
0
0
0
0
0
0
0
0
0
0
0
0
0
0
0
0
0
0
0
0
0
0
0
0
0
0
0
0
0
0
0
0
0
0
0
0
0
0
0
0
0
0
0
0
0
0
0
0
0
0
0
0
0
0
0
0
0
0
0
0
0
0
0
0
0
0
0
0
0
0
0
0
0
0
0
0
0
0
0
0
0
0
0
0
0
0
0
0
0
0
0
0
0
0
0
0
0
0
0
0
0
0
0
0
0
0
0
0
0
0
0
0
0
0
0
0
0
0
0
0
0
0
0
0
0
0
0
0
0
0
0
0
0
0
0
0
0
0
0
0
0
0
0
0
0
0
0
0
0
0
0
0
0
0
0
0
0
0
0
0
0
0
0
0
0
0
0
0
0
0
0
0
0
0
0
0
0
0
0
0
0
0
0
0
0
0
0
0
0
0
0
0
0
0
0
0
0
0
0
0
0
0
0
0
0
0
0
0
0
0
0
0
0
0
0
0
0
0
0
0
0
0
0
0
0
0
0
0
0
0
0
0
0
0
0
0
0
0
0
0
0
0
0
0
0
0
0
0
0
0
0
0
0
0
0
0
0
0
0
0
0
0
0
0
0
0
0
0
0
0
0
0
0
0
0
0
0
0
0
0
0
0
0
0
0
0
0
0
0
0
0
0
0
0
0
0
0
0
0
0
0
0
0
0
0
0
0
0
0
0
0
0
0
0
0
0
0
0
0
0
0
0
0
0
0
0
0
0
0
0
0
0
0
0
0
0
0
0
0
0
0
0
0
0
0
0
0
0
0
0
0
0
0
0
0
0
0
0
0
0
0
0
0
0
0
0
0
0
0
0
0
0
0
0
0
0
0
0
0
0
0
0
0
0
0
0
0
0
0
0
0
0
0
0
0
0
0
0
0
0
0
0
0
0
0
0
0
0
0
0
0
0
0
0
0
0
0
0
0
0
0
0
0
0
0
0
0
0
0
0
0
0
0
0
0
0
0
0
0
0
0
0
0
0
0
0
0
0
0
0
0
0
0
0
0
0
0
0
0
0
0
0
0
0
0
0
0
0
0
0
0
0
0
0
0
0
0
0
0
0
0
0
0
0
0
0
0
0
0
0
0
0
0
0
0
0
0
0
0
0
0
0
0
0
0
0
0
0
0
0
0
0
0
0
0
0
0
0
0
0
0
0
0
0
0
0
0
0
0
0
0
0
0
0
0
0
0
0
0
0
0
0
0
0
0
0
0
0
0
0
0
0
0
0
0
0
0
0
0
0
0
0
0
0
0
0
0
0
0
0
0
0
0
0
0
0
0
0
0
0
0
0
0
0
0
0
0
0
0
0
0
0
0
0
0
0
0
0
0
0
0
0
0
0
0
0
0
0
0
0
0
0
0
0
0
0
0
0
0
0
0
0
0
0
0
0
0
0
0
0
0
0
0
0
0
0
0
0
0
0
0
0
0
0
0
0
0
0
0
0
0
0
0
0
0
0
0
0
0
0
0
0
0
0
0
0
0
0
0
0
0
0
0
0
0
0
0
0
0
0
0
0
0
0
0
0
0
0
0
0
0
0
0
0
0
0
0
0
0
0
0
0
0
0
0
0
0
0
0
0
0
0
0
0
0
0
0
0
0
0
0
0
0
0
0
0
0
0
0
0
0
0
0
0
0
0
0
0
0
0
0
0
0
0
0
0
0
0
0
0
0
0
0
0
0
0
0
0
0
0
0
0
0
0
0
0
0
0
0
0
0
0
0
0
0
0
0
0
0
0
0
0
0
0
0
0
0
0
0
0
0
0
0
0
0
0
0
0
0
0
0
0
0
0
0
0
0
0
0
0
0
0
0
0
0
0
0
0
0
0
0
0
0
0
0
0
0
0
0
0
0
0
0
0
0
0
0
0
0
0
0
0
0
0
0
0
0
0
0
0
0
0
0
0
0
0
0
0
0
0
0
0
0
0
0
0
0
0
0
0
0
0
0
0
0
0
0
0
0
0
0
0
0
0
0
0
0
0
0
0
0
0
0
0
0
0
0
0
0
0
0
0
0
0
0
0
0
0
0
0
0
0
0
0
0
0
0
0
0
0
0
0
0
0
0
0
0
0
0
0
0
0
0
0
0
0
0
0
0
0
0
0
0
0
0
0
0
0
0
0
0
0
0
0
0
0
0
0
0
0
0
0
0
0
0
0
0
0
0
0
0
0
0
0
0
0
0
0
0
0
0
0
0
0
0
0
0
0
0
0
0
0
0
0
0
0
0
0
0
0
0
0
0
0
0
0
0
0
0
0
0
0
0
0
0
0
0
0
0
0
0
0
0
0
0
0
0
0
0
0
0
0
0
0
0
0
0
0
0
0
0
0
0
0
0
0
0
0
0
0
0
0
0
0
0
0
0
0
0
0
0
0
0
0
0
0
0
0
0
0
0
0
0
0
0
0
0
0
0
0
0
0
0
0
0
0
0
0
0
0
0
0
0
0
0
0
0
0
0
0
0
0
0
0
0
0
0
0
0
0
0
0
0
0
0
0
0
0
0
0
0
0
0
0
0
0
0
0
0
0
0
0
0
0
0
0
0
0
0
0
0
0
0
0
0
0
0
0
0
0
0
0
0
0
0
0
0
0
0
0
0
0
0
0
0
0
0
0
0
0
0
0
0
0
0
0
0
0
0
0
0
0
0
0
0
0
0
0
0
0
0
0
0
0
0
0
0
0
0
0
0
0
0
0
0
0
0
0
0
0
0
0
0
0
0
0
0
0
0
0
0
0
0
0
0
0
0
0
0
0
0
0
0
0
0
0
0
0
0
0
0
0
0
0
0
0
0
0
0
0
0
0
0
0
0
0
0
0
0
0
0
0
0
0
0
0
0
0
0
0
0
0
0
0
0
0
0
0
0
0
0
0
0
0
0
0
0
0
0
0
0
0
0
0
0
0
0
0
0
0
0
0
0
0
0
0
0
0
0
0
0
0
0
0
0
0
0
0
0
0
0
0
0
0
0
0
0
0
0
0
0
0
0
0
0
0
0
0
0
0
0
0
0
0
0
0
0
0
0
0
0
0
0
0
0
0
0
0
0
0
0
0
0
0
0
0
0
0
0
0
0
0
0
0
0
0
0
0
0
0
0
0
0
0
0
0
0
0
0
0
0
0
0
0
0
0
0
0
0
0
0
0
0
0
0
0
0
0
0
0
0
0
0
0
0
0
0
0
0
0
0
0
0
0
0
0
0
0
0
0
0
0
0
0
0
0
0
0
0
0
0
0
0
0
0
0
0
0
0
0
0
0
0
0
0
0
0
0
0
0
0
0
0
0
0
0
0
0
0
0
0
0
0
0
0
0
0
0
0
0
0
0
0
0
0
0
0
0
0
0
0
0
0
0
0
0
0
0
0
0
0
0
0
0
0
0
0
0
0
0
0
0
0
0
0
0
0
0
0
0
0
0
0
0
0
0
0
0
0
0
0
0
0
0
0
0
0
0
0
0
0
0
0
0
0
0
0
0
0
0
0
0
0
0
0
0
0
0
0
0
0
0
0
0
0
0
0
0
0
0
0
0
0
0
0
0
0
0
0
0
0
0
0
0
0
0
0
0
0
0
0
0
0
0
0
0
0
0
0
0
0
0
0
0
0
0
0
0
0
0
0
0
0
0
0
0
0
0
0
0
0
0
0
0
0
0
0
0
0
0
0
0
0
0
0
0
0
0
0
0
0
0
0
0
0
0
0
0
0
0
0
0
0
0
0
0
0
0
0
0
0
0
0
0
0
0
0
0
0
0
0
0
0
0
0
0
0
0
0
0
0
0
0
0
0
0
0
0
0
0
0
0
0
0
0
0
0
0
0
0
0
0
0
0
0
0
0
0
0
0
0
0
0
0
0
0
0
0
0
0
0
0
0
0
0
0
0
0
0
0
0
0
0
0
0
0
0
0
0
0
0
0
0
0
0
0
0
0
0
0
0
0
0
0
0
0
0
0
0
0
0
0
0
0
0
0
0
0
0
0
0
0
0
0
0
0
0
0
0
0
0
0
0
0
0
0
0
0
0
0
0
0
0
0
0
0
0
0
0
0
0
0
0
0
0
0
0
0
0
0
0
0
0
0
0
0
0
0
0
0
0
0
0
0
0
0
0
0
0
0
0
0
0
0
0
0
0
0
0
0
0
0
0
0
0
0
0
0
0
0
0
0
0
0
0
0
0
0
0
0
0
0
0
0
0
0
0
0
0
0
0
0
0
0
0
0
0
0
0
0
0
0
0
0
0
0
0
0
0
0
0
0
0
0
0
0
0
0
0
0
0
0
0
0
0
0
0
0
0
0
0
0
0
0
0
0
0
0
0
0
0
0
0
0
0
0
0
0
0
0
0
0
0
0
0
0
0
0
0
0
0
0
0
0
0
0
0
0
0
0
0
0
0
0
0
0
0
0
0
0
0
0
0
0
0
0
0
0
0
0
0
0
0
0
0
0
0
0
0
0
0
0
0
0
0
0
0
0
0
0
0
0
0
0
0
0
0
0
0
0
0
0
0
0
0
0
0
0
0
0
0
0
0
0
0
0
0
0
0
0
0
0
0
0
0
0
0
0
0
0
0
0
0
0
0
0
0
0
0
0
0
0
0
0
0
0
0
0
0
0
0
0
0
0
0
0
0
0
0
0
0
0
0
0
0
0
0
0
0
0
0
0
0
0
0
0
0
0
0
0
0
0
0
0
0
0
0
0
0
0
0
0
0
0
0
0
0
0
0
0
0
0
0
0
0
0
0
0
0
0
0
0
0
0
0
0
0
0
0
0
0
0
0
0
0
0
0
0
0
0
0
0
0
0
0
0
0
0
0
0
0
0
0
0
0
0
0
0
0
0
0
0
0
0
0
0
0
0
0
0
0
0
0
0
0
0
0
0
0
0
0
0
0
0
0
0
0
0
0
0
0
0
0
0
0
0
0
0
0
0
0
0
0
0
0
0
0
0
0
0
0
0
0
0
0
0
0
0
0
0
0
0
0
0
0
0
0
0
0
0
0
0
0
0
0
0
0
0
0
0
0
0
0
0
0
0
0
0
0
0
0
0
0
0
0
0
0
0
0
0
0
0
0
0
0
0
0
0
0
0
0
0
0
0
0
0
0
0
0
0
0
0
0
0
0
0
0
0
0
0
0
0
0
0
0
0
0
0
0
0
0
0
0
0
0
0
0
0
0
0
0
0
0
0
0
0
0
0
0
0
0
0
0
0
0
0
0
0
0
0
0
0
0
0
0
0
0
0
0
0
0
0
0
0
0
0
0
0
0
0
0
0
0
0
0
0
0
0
0
0
0
0
0
0
0
0
0
0
0
0
0
0
0
0
0
0
0
0
0
0
0
0
0
0
0
0
0
0
0
0
0
0
0
0
0
0
0
0
0
0
0
0
0
0
0
0
0
0
0
0
0
0
0
0
0
0
0
0
0
0
0
0
0
0
0
0
0
0
0
0
0
0
0
0
0
0
0
0
0
0
0
0
0
0
0
0
0
0
0
0
0
0
0
0
0
0
0
0
0
0
0
0
0
0
0
0
0
0
0
0
0
0
0
0
0
0
0
0
0
0
0
0
0
0
0
0
0
0
0
0
0
0
0
0
0
0
0
0
0
0
0
0
0
0
0
0
0
0
0
0
0
0
0
0
0
0
0
0
0
0
0
0
0
0
0
0
0
0
0
0
0
0
0
0
0
0
0
0
0
0
0
0
0
0
0
0
0
0
0
0
0
0
0
0
0
0
0
0
0
0
0
0
0
0
0
0
0
0
0
0
0
0
0
0
0
0
0
0
0
0
0
0
0
0
0
0
0
0
0
0
0
0
0
0
0
0
0
0
0
0
0
0
0
0
0
0
0
0
0
0
0
0
0
0
0
0
0
0
0
0
0
0
0
0
0
0
0
0
0
0
0
0
0
0
0
0
0
0
0
0
0
0
0
0
0
0
0
0
0
0
0
0
0
0
0
0
0
0
0
0
0
0
0
0
0
0
0
0
0
0
0
0
0
0
0
0
0
0
0
0
0
0
0
0
0
0
0
0
0
0
0
0
0
0
0
0
0
0
0
0
0
0
0
0
0
0
0
0
0
0
0
0
0
0
0
0
0
0
0
0
0
0
0
0
0
0
0
0
0
0
0
0
0
0
0
0
0
0
0
0
0
0
0
0
0
0
0
0
0
0
0
0
0
0
0
0
0
0
0
0
0
0
0
0
0
0
0
0
0
0
0
0
0
0
0
0
0
0
0
0
0
0
0
0
0
0
0
0
0
0
0
0
0
0
0
0
0
0
0
0
0
0
0
0
0
0
0
0
0
0
0
0
0
0
0
0
0
0
0
0
0
0
0
0
0
0
0
0
0
0
0
0
0
0
0
0
0
0
0
0
0
0
0
0
0
0
0
0
0
0
0
0
0
0
0
0
0
0
0
0
0
0
0
0
0
0
0
0
0
0
0
0
0
0
0
0
0
0
0
0
0
0
0
0
0
0
0
0
0
0
0
0
0
0
0
0
0
0
0
0
0
0
0
0
0
0
0
0
0
0
0
0
0
0
0
0
0
0
0
0
0
0
0
0
0
0
0
0
0
0
0
0
0
0
0
0
0
0
0
0
0
0
0
0
0
0
0
0
0
0
0
0
0
0
0
0
0
0
0
0
0
0
0
0
0
0
0
0
0
0
0
0
0
0
0
0
0
0
0
0
0
0
0
0
0
0
0
0
0
0
0
0
0
0
0
0
0
0
0
0
0
0
0
0
0
0
0
0
0
0
0
0
0
0
0
0
0
0
0
0
0
0
0
0
0
0
0
0
0
0
0
0
0
0
0
0
0
0
0
0
0
0
0
0
0
0
0
0
0
0
0
0
0
0
0
0
0
0
0
0
0
0
0
0
0
0
0
0
0
0
0
0
0
0
0
0
0
0
0
0
0
0
0
0
0
0
0
0
0
0
0
0
0
0
0
0
0
0
0
0
0
0
0
0
0
0
0
0
0
0
0
0
0
0
0
0
0
0
0
0
0
0
0
0
0
0
0
0
0
0
0
0
0
0
0
0
0
0
0
0
0
0
0
0
0
0
0
0
0
0
0
0
0
0
0
0
0
0
0
0
0
0
0
0
0
0
0
0
0
0
0
0
0
0
0
0
0
0
0
0
0
0
0
0
0
0
0
0
0
0
0
0
0
0
0
0
0
0
0
0
0
0
0
0
0
0
0
0
0
0
0
0
0
0
0
0
0
0
0
0
0
0
0
0
0
0
0
0
0
0
0
0
0
0
0
0
0
0
0
0
0
0
0
0
0
0
0
0
0
0
0
0
0
0
0
0
0
0
0
0
0
0
0
0
0
0
0
0
0
0
0
0
0
0
0
0
0
0
0
0
0
0
0
0
0
0
0
0
0
0
0
0
0
0
0
0
0
0
0
0
0
0
0
0
0
0
0
0
0
0
0
0
0
0
0
0
0
0
0
0
0
0
0
0
0
0
0
0
0
0
0
0
0
0
0
0
0
0
0
0
0
0
0
0
0
0
0
0
0
0
0
0
0
0
0
0
0
0
0
0
0
0
0
0
0
0
0
0
0
0
0
0
0
0
0
0
0
0
0
0
0
0
0
0
0
0
0
0
0
0
0
0
0
0
0
0
0
0
0
0
0
0
0
0
0
0
0
0
0
0
0
0
0
0
0
0
0
0
0
0
0
0
0
0
0
0
0
0
0
0
0
0
0
0
0
0
0
0
0
0
0
0
0
0
0
0
0
0
0
0
0
0
0
0
0
0
0
0
0
0
0
0
0
0
0
0
0
0
0
0
0
0
0
0
0
0
0
0
0
0
0
0
0
0
0
0
0
0
0
0
0
0
0
0
0
0
0
0
0
0
0
0
0
0
0
0
0
0
0
0
0
0
0
0
0
0
0
0
0
0
0
0
0
0
0
0
0
0
0
0
0
0
0
0
0
0
0
0
0
0
0
0
0
0
0
0
0
0
0
0
0
0
0
0
0
0
0
0
0
0
0
0
0
0
0
0
0
0
0
0
0
0
0
0
0
0
0
0
0
0
0
0
0
0
0
0
0
0
0
0
0
0
0
0
0
0
0
0
0
0
0
0
0
0
0
0
0
0
0
0
0
0
0
0
0
0
0
0
0
0
0
0
0
0
0
0
0
0
0
0
0
0
0
0
0
0
0
0
0
0
0
0
0
0
0
0
0
0
0
0
0
0
0
0
0
0
0
0
0
0
0
0
0
0
0
0
0
0
0
0
0
0
0
0
0
0
0
0
0
0
0
0
0
0
0
0
0
0
0
0
0
0
0
0
0
0
0
0
0
0
0
0
0
0
0
0
0
0
0
0
0
0
0
0
0
0
0
0
0
0
0
0
0
0
0
0
0
0
0
0
0
0
0
0
0
0
0
0
0
0
0
0
0
0
0
0
0
0
0
0
0
0
0
0
0
0
0
0
0
0
0
0
0
0
0
0
0
0
0
0
0
0
0
0
0
0
0
0
0
0
0
0
0
0
0
0
0
0
0
0
0
0
0
0
0
0
0
0
0
0
0
0
0
0
0
0
0
0
0
0
0
0
0
0
0
0
0
0
0
0
0
0
0
0
0
0
0
0
0
0
0
0
0
0
0
0
0
0
0
0
0
0
0
0
0
0
0
0
0
0
0
0
0
0
0
0
0
0
0
0
0
0
0
0
0
0
0
0
0
0
0
0
0
0
0
0
0
0
0
0
0
0
0
0
0
0
0
0
0
0
0
0
0
0
0
0
0
0
0
0
0
0
0
0
0
0
0
0
0
0
0
0
0
0
0
0
0
0
0
0
0
0
0
0
0
0
0
0
0
0
0
0
0
0
0
0
0
0
0
0
0
0
0
0
0
0
0
0
0
0
0
0
0
0
0
0
0
0
0
0
0
0
0
0
0
0
0
0
0
0
0
0
0
0
0
0
0
0
0
0
0
0
0
0
0
0
0
0
0
0
0
0
0
0
0
0
0
0
0
0
0
0
0
0
0
0
0
0
0
0
0
0
0
0
0
0
0
0
0
0
0
0
0
0
0
0
0
0
0
0
0
0
0
0
0
0
0
0
0
0
0
0
0
0
0
0
0
0
0
0
0
0
0
0
0
0
0
0
0
0
0
0
0
0
0
0
0
0
0
0
0
0
0
0
0
0
0
0
0
0
0
0
0
0
0
0
0
0
0
0
0
0
0
0
0
0
0
0
0
0
0
0
0
0
0
0
0
0
0
0
0
0
0
0
0
0
0
0
0
0
0
0
0
0
0
0
0
0
0
0
0
0
0
0
0
0
0
0
0
0
0
0
0
0
0
0
0
0
0
0
0
0
0
0
0
0
0
0
0
0
0
0
0
0
0
0
0
0
0
0
0
0
0
0
0
0
0
0
0
0
0
0
0
0
0
0
0
0
0
0
0
0
0
0
0
0
0
0
0
0
0
0
0
0
0
0
0
0
0
0
0
0
0
0
0
0
0
0
0
0
0
0
0
0
0
0
0
0
0
0
0
0
0
0
0
0
0
0
0
0
0
0
0
0
0
0
0
0
0
0
0
0
0
0
0
0
0
0
0
0
0
0
0
0
0
0
0
0
0
0
0
0
0
0
0
0
0
0
0
0
0
0
0
0
0
0
0
0
0
0
0
0
0
0
0
0
0
0
0
0
0
0
0
0
0
0
0
0
0
0
0
0
0
0
0
0
0
0
0
0
0
0
0
0
0
0
0
0
0
0
0
0
0
0
0
0
0
0
0
0
0
0
0
0
0
0
0
0
0
0
0
0
0
0
0
0
0
0
0
0
0
0
0
0
0
0
0
0
0
0
0
0
0
0
0
0
0
0
0
0
0
0
0
0
0
0
0
0
0
0
0
0
0
0
0
0
0
0
0
0
0
0
0
0
0
0
0
0
0
0
0
0
0
0
0
0
0
0
0
0
0
0
0
0
0
0
0
0
0
0
0
0
0
0
0
0
0
0
0
0
0
0
0
0
0
0
0
0
0
0
0
0
0
0
0
0
0
0
0
0
0
0
0
0
0
0
0
0
0
0
0
0
0
0
0
0
0
0
0
0
0
0
0
0
0
0
0
0
0
0
0
0
0
0
0
0
0
0
0
0
0
0
0
0
0
0
0
0
0
0
0
0
0
0
0
0
0
0
0
0
0
0
0
0
0
0
0
0
0
0
0
0
0
0
0
0
0
0
0
0
0
0
0
0
0
0
0
0
0
0
0
0
0
0
0
0
0
0
0
0
0
0
0
0
0
0
0
0
0
0
0
0
0
0
0
0
0
0
0
0
0
0
0
0
0
0
0
0
0
0
0
0
0
0
0
0
0
0
0
0
0
0
0
0
0
0
0
0
0
0
0
0
0
0
0
0
0
0
0
0
0
0
0
0
0
0
0
0
0
0
0
0
0
0
0
0
0
0
0
0
0
0
0
0
0
0
0
0
0
0
0
0
0
0
0
0
0
0
0
0
0
0
0
0
0
0
0
0
0
0
0
0
0
0
0
0
0
0
0
0
0
0
0
0
0
0
0
0
0
0
0
0
0
0
0
0
0
0
0
0
0
0
0
0
0
0
0
0
0
0
0
0
0
0
0
0
0
0
0
0
0
0
0
0
0
0
0
0
0
0
0
0
0
0
0
0
0
0
0
0
0
0
0
0
0
0
0
0
0
0
0
0
0
0
0
0
0
0
0
0
0
0
0
0
0
0
0
0
0
0
0
0
0
0
0
0
0
0
0
0
0
0
0
0
0
0
0
0
0
0
0
0
0
0
0
0
0
0
0
0
0
0
0
0
0
0
0
0
0
0
0
0
0
0
0
0
0
0
0
0
0
0
0
0
0
0
0
0
0
0
0
0
0
0
0
0
0
0
0
0
0
0
0
0
0
0
0
0
0
0
0
0
0
0
0
0
0
0
0
0
0
0
0
0
0
0
0
0
0
0
0
0
0
0
0
0
0
0
0
0
0
0
0
0
0
0
0
0
0
0
0
0
0
0
0
0
0
0
0
0
0
0
0
0
0
0
0
0
0
0
0
0
0
0
0
0
0
0
0
0
0
0
0
0
0
0
0
0
0
0
0
0
0
0
0
0
0
0
0
0
0
0
0
0
0
0
0
0
0
0
0
0
0
0
0
0
0
0
0
0
0
0
0
0
0
0
0
0
0
0
0
0
0
0
0
0
0
0
0
0
0
0
0
0
0
0
0
0
0
0
0
0
0
0
0
0
0
0
0
0
0
0
0
0
0
0
0
0
0
0
0
0
0
0
0
0
0
0
0
0
0
0
0
0
0
0
0
0
0
0
0
0
0
0
0
0
0
0
0
0
0
0
0
0
0
0
0
0
0
0
0
0
0
0
0
0
0
0
0
0
0
0
0
0
0
0
0
0
0
0
0
0
0
0
0
0
0
0
0
0
0
0
0
0
0
0
0
0
0
0
0
0
0
0
0
0
0
0
0
0
0
0
0
0
0
0
0
0
0
0
0
0
0
0
0
0
0
0
0
0
0
0
0
0
0
0
0
0
0
0
0
0
0
0
0
0
0
0
0
0
0
0
0
0
0
0
0
0
0
0
0
0
0
0
0
0
0
0
0
0
0
0
0
0
0
0
0
0
0
0
0
0
0
0
0
0
0
0
0
0
0
0
0
0
0
0
0
0
0
0
0
0
0
0
0
0
0
0
0
0
0
0
0
0
0
0
0
0
0
0
0
0
0
0
0
0
0
0
0
0
0
0
0
0
0
0
0
0
0
0
0
0
0
0
0
0
0
0
0
0
0
0
0
0
0
0
0
0
0
0
0
0
0
0
0
0
0
0
0
0
0
0
0
0
0
0
0
0
0
0
0
0
0
0
0
0
0
0
0
0
0
0
0
0
0
0
0
0
0
0
0
0
0
0
0
0
0
0
0
0
0
0
0
0
0
0
0
0
0
0
0
0
0
0
0
0
0
0
0
0
0
0
0
0
0
0
0
0
0
0
0
0
0
0
0
0
0
0
0
0
0
0
0
0
0
0
0
0
0
0
0
0
0
0
0
0
0
0
0
0
0
0
0
0
0
0
0
0
0
0
0
0
0
0
0
0
0
0
0
0
0
0
0
0
0
0
0
0
0
0
0
0
0
0
0
0
0
0
0
0
0
0
0
0
0
0
0
0
0
0
0
0
0
0
0
0
0
0
0
0
0
0
0
0
0
0
0
0
0
0
0
0
0
0
0
0
0
0
0
0
0
0
0
0
0
0
0
0
0
0
0
0
0
0
0
0
0
0
0
0
0
0
0
0
0
0
0
0
0
0
0
0
0
0
0
0
0
0
0
0
0
0
0
0
0
0
0
0
0
0
0
0
0
0
0
0
0
0
0
0
0
0
0
0
0
0
0
0
0
0
0
0
0
0
0
0
0
0
0
0
0
0
0
0
0
0
0
0
0
0
0
0
0
0
0
0
0
0
0
0
0
0
0
0
0
0
0
0
0
0
0
0
0
0
0
0
0
0
0
0
0
0
0
0
0
0
0
0
0
0
0
0
0
0
0
0
0
0
0
0
0
0
0
0
0
0
0
0
0
0
0
0
0
0
0
0
0
0
0
0
0
0
0
0
0
0
0
0
0
0
0
0
0
0
0
0
0
0
0
0
0
0
0
0
0
0
0
0
0
0
0
0
0
0
0
0
0
0
0
0
0
0
0
0
0
0
0
0
0
0
0
0
0
0
0
0
0
0
0
0
0
0
0
0
0
0
0
0
0
0
0
0
0
0
0
0
0
0
0
0
0
0
0
0
0
0
0
0
0
0
0
0
0
0
0
0
0
0
0
0
0
0
0
0
0
0
0
0
0
0
0
0
0
0
0
0
0
0
0
0
0
0
0
0
0
0
0
0
0
0
0
0
0
0
0
0
0
0
0
0
0
0
0
0
0
0
0
0
0
0
0
0
0
0
0
0
0
0
0
0
0
0
0
0
0
0
0
0
0
0
0
0
0
0
0
0
0
0
0
0
0
0
0
0
0
0
0
0
0
0
0
0
0
0
0
0
0
0
0
0
0
0
0
0
0
0
0
0
0
0
0
0
0
0
0
0
0
0
0
0
0
0
0
0
0
0
0
0
0
0
0
0
0
0
0
0
0
0
0
0
0
0
0
0
0
0
0
0
0
0
0
0
0
0
0
0
0
0
0
0
0
0
0
0
0
0
0
0
0
0
0
0
0
0
0
0
0
0
0
0
0
0
0
0
0
0
0
0
0
0
0
0
0
0
0
0
0
0
0
0
0
0
0
0
0
0
0
0
0
0
0
0
0
0
0
0
0
0
0
0
0
0
0
0
0
0
0
0
0
0
0
0
0
0
0
0
0
0
0
0
0
0
0
0
0
0
0
0
0
0
0
0
0
0
0
0
0
0
0
0
0
0
0
0
0
0
0
0
0
0
0
0
0
0
0
0
0
0
0
0
0
0
0
0
0
0
0
0
0
0
0
0
0
0
0
0
0
0
0
0
0
0
0
0
0
0
0
0
0
0
0
0
0
0
0
0
0
0
0
0
0
0
0
0
0
0
0
0
0
0
0
0
0
0
0
0
0
0
0
0
0
0
0
0
0
0
0
0
0
0
0
0
0
0
0
0
0
0
0
0
0
0
0
0
0
0
0
0
0
0
0
0
0
0
0
0
0
0
0
0
0
0
0
0
0
0
0
0
0
0
0
0
0
0
0
0
0
0
0
0
0
0
0
0
0
0
0
0
0
0
0
0
0
0
0
0
0
0
0
0
0
0
0
0
0
0
0
0
0
0
0
0
0
0
0
0
0
0
0
0
0
0
0
0
0
0
0
0
0
0
0
0
0
0
0
0
0
0
0
0
0
0
0
0
0
0
0
0
0
0
0
0
0
0
0
0
0
0
0
0
0
0
0
0
0
0
0
0
0
0
0
0
0
0
0
0
0
0
0
0
0
0
0
0
0
0
0
0
0
0
0
0
0
0
0
0
0
0
0
0
0
0
0
0
0
0
0
0
0
0
0
0
0
0
0
0
0
0
0
0
0
0
0
0
0
0
0
0
0
0
0
0
0
0
0
0
0
0
0
0
0
0
0
0
0
0
0
0
0
0
0
0
0
0
0
0
0
0
0
0
0
0
0
0
0
0
0
0
0
0
0
0
0
0
0
0
0
0
0
0
0
0
0
0
0
0
0
0
0
0
0
0
0
0
0
0
0
0
0
0
0
0
0
0
0
0
0
0
0
0
0
0
0
0
0
0
0
0
0
0
0
0
0
0
0
0
0
0
0
0
0
0
0
0
0
0
0
0
0
0
0
0
0
0
0
0
0
0
0
0
0
0
0
0
0
0
0
0
0
0
0
0
0
0
0
0
0
0
0
0
0
0
0
0
0
0
0
0
0
0
0
0
0
0
0
0
0
0
0
0
0
0
0
0
0
0
0
0
0
0
0
0
0
0
0
0
0
0
0
0
0
0
0
0
0
0
0
0
0
0
0
0
0
0
0
0
0
0
0
0
0
0
0
0
0
0
0
0
0
0
0
0
0
0
0
0
0
0
0
0
0
0
0
0
0
0
0
0
0
0
0
0
0
0
0
0
0
0
0
0
0
0
0
0
0
0
0
0
0
0
0
0
0
0
0
0
0
0
0
0
0
0
0
0
0
0
0
0
0
0
0
0
0
0
0
0
0
0
0
0
0
0
0
0
0
0
0
0
0
0
0
0
0
0
0
0
0
0
0
0
0
0
0
0
0
0
0
0
0
0
0
0
0
0
0
0
0
0
0
0
0
0
0
0
0
0
0
0
0
0
0
0
0
0
0
0
0
0
0
0
0
0
0
0
0
0
0
0
0
0
0
0
0
0
0
0
0
0
0
0
0
0
0
0
0
0
0
0
0
0
0
0
0
0
0
0
0
0
0
0
0
0
0
0
0
0
0
0
0
0
0
0
0
0
0
0
0
0
0
0
0
0
0
0
0
0
0
0
0
0
0
0
0
0
0
0
0
0
0
0
0
0
0
0
0
0
0
0
0
0
0
0
0
0
0
0
0
0
0
0
0
0
0
0
0
0
0
0
0
0
0
0
0
0
0
0
0
0
0
0
0
0
0
0
0
0
0
0
0
0
0
0
0
0
0
0
0
0
0
0
0
0
0
0
0
0
0
0
0
0
0
0
0
0
0
0
0
0
0
0
0
0
0
0
0
0
0
0
0
0
0
0
0
0
0
0
0
0
0
0
0
0
0
0
0
0
0
0
0
0
0
0
0
0
0
0
0
0
0
0
0
0
0
0
0
0
0
0
0
0
0
0
0
0
0
0
0
0
0
0
0
0
0
0
0
0
0
0
0
0
0
0
0
0
0
0
0
0
0
0
0
0
0
0
0
0
0
0
0
0
0
0
0
0
0
0
0
0
0
0
0
0
0
0
0
0
0
0
0
0
0
0
0
0
0
0
0
0
0
0
0
0
0
0
0
0
0
0
0
0
0
0
0
0
0
0
0
0
0
0
0
0
0
0
0
0
0
0
0
0
0
0
0
0
0
0
0
0
0
0
0
0
0
0
0
0
0
0
0
0
0
0
0
0
0
0
0
0
0
0
0
0
0
0
0
0
0
0
0
0
0
0
0
0
0
0
0
0
0
0
0
0
0
0
0
0
0
0
0
0
0
0
0
0
0
0
0
0
0
0
0
0
0
0
0
0
0
0
0
0
0
0
0
0
0
0
0
0
0
0
0
0
0
0
0
0
0
0
0
0
0
0
0
0
0
0
0
0
0
0
0
0
0
0
0
0
0
0
0
0
0
0
0
0
0
0
0
0
0
0
0
0
0
0
0
0
0
0
0
0
0
0
0
0
0
0
0
0
0
0
0
0
0
0
0
0
0
0
0
0
0
0
0
0
0
0
0
0
0
0
0
0
0
0
0
0
0
0
0
0
0
0
0
0
0
0
0
0
0
0
0
0
0
0
0
0
0
0
0
0
0
0
0
0
0
0
0
0
0
0
0
0
0
0
0
0
0
0
0
0
0
0
0
0
0
0
0
0
0
0
0
0
0
0
0
0
0
0
0
0
0
0
0
0
0
0
0
0
0
0
0
0
0
0
0
0
0
0
0
0
0
0
0
0
0
0
0
0
0
0
0
0
0
0
0
0
0
0
0
0
0
0
0
0
0
0
0
0
0
0
0
0
0
0
0
0
0
0
0
0
0
0
0
0
0
0
0
0
0
0
0
0
0
0
0
0
0
0
0
0
0
0
0
0
0
0
0
0
0
0
0
0
0
0
0
0
0
0
0
0
0
0
0
0
0
0
0
0
0
0
0
0
0
0
0
0
0
0
0
0
0
0
0
0
0
0
0
0
0
0
0
0
0
0
0
0
0
0
0
0
0
0
0
0
0
0
0
0
0
0
0
0
0
0
0
0
0
0
0
0
0
0
0
0
0
0
0
0
0
0
0
0
0
0
0
0
0
0
0
0
0
0
0
0
0
0
0
0
0
0
0
0
0
0
0
0
0
0
0
0
0
0
0
0
0
0
0
0
0
0
0
0
0
0
0
0
0
0
0
0
0
0
0
0
0
0
0
0
0
0
0
0
0
0
0
0
0
0
0
0
0
0
0
0
0
0
0
0
0
0
0
0
0
0
0
0
0
0
0
0
0
0
0
0
0
0
0
0
0
0
0
0
0
0
0
0
0
0
0
0
0
0
0
0
0
0
0
0
0
0
0
0
0
0
0
0
0
0
0
0
0
0
0
0
0
0
0
0
0
0
0
0
0
0
0
0
0
0
0
0
0
0
0
0
0
0
0
0
0
0
0
0
0
0
0
0
0
0
0
0
0
0
0
0
0
0
0
0
0
0
0
0
0
0
0
0
0
0
0
0
0
0
0
0
0
0
0
0
0
0
0
0
0
0
0
0
0
0
0
0
0
0
0
0
0
0
0
0
0
0
0
0
0
0
0
0
0
0
0
0
0
0
0
0
0
0
0
0
0
0
0
0
0
0
0
0
0
0
0
0
0
0
0
0
0
0
0
0
0
0
0
0
0
0
0
0
0
0
0
0
0
0
0
0
0
0
0
0
0
0
0
0
0
0
0
0
0
0
0
0
0
0
0
0
0
0
0
0
0
0
0
0
0
0
0
0
0
0
0
0
0
0
0
0
0
0
0
0
0
0
0
0
0
0
0
0
0
0
0
0
0
0
0
0
0
0
0
0
0
0
0
0
0
0
0
0
0
0
0
0
0
0
0
0
0
0
0
0
0
0
0
0
0
0
0
0
0
0
0
0
0
0
0
0
0
0
0
0
0
0
0
0
0
0
0
0
0
0
0
0
0
0
0
0
0
0
0
0
0
0
0
0
0
0
0
0
0
0
0
0
0
0
0
0
0
0
0
0
0
0
0
0
0
0
0
0
0
0
0
0
0
0
0
0
0
0
0
0
0
0
0
0
0
0
0
0
0
0
0
0
0
0
0
0
0
0
0
0
0
0
0
0
0
0
0
0
0
0
0
0
0
0
0
0
0
0
0
0
0
0
0
0
0
0
0
0
0
0
0
0
0
0
0
0
0
0
0
0
0
0
0
0
0
0
0
0
0
0
0
0
0
0
0
0
0
0
0
0
0
0
0
0
0
0
0
0
0
0
0
0
0
0
0
0
0
0
0
0
0
0
0
0
0
0
0
0
0
0
0
0
0
0
0
0
0
0
0
0
0
0
0
0
0
0
0
0
0
0
0
0
0
0
0
0
0
0
0
0
0
0
0
0
0
0
0
0
0
0
0
0
0
0
0
0
0
0
0
0
0
0
0
0
0
0
0
0
0
0
0
0
0
0
0
0
0
0
0
0
0
0
0
0
0
0
0
0
0
0
0
0
0
0
0
0
0
0
0
0
0
0
0
0
0
0
0
0
0
0
0
0
0
0
0
0
0
0
0
0
0
0
0
0
0
0
0
0
0
0
0
0
0
0
0
0
0
0
0
0
0
0
0
0
0
0
0
0
0
0
0
0
0
0
0
0
0
0
0
0
0
0
0
0
0
0
0
0
0
0
0
0
0
0
0
0
0
0
0
0
0
0
0
0
0
0
0
0
0
0
0
0
0
0
0
0
0
0
0
0
0
0
0
0
0
0
0
0
0
0
0
0
0
0
0
0
0
0
0
0
0
0
0
0
0
0
0
0
0
0
0
0
0
0
0
0
0
0
0
0
0
0
0
0
0
0
0
0
0
0
0
0
0
0
0
0
0
0
0
0
0
0
0
0
0
0
0
0
0
0
0
0
0
0
0
0
0
0
0
0
0
0
0
0
0
0
0
0
0
0
0
0
0
0
0
0
0
0
0
0
0
0
0
0
0
0
0
0
0
0
0
0
0
0
0
0
0
0
0
0
0
0
0
0
0
0
0
0
0
0
0
0
0
0
0
0
0
0
0
0
0
0
0
0
0
0
0
0
0
0
0
0
0
0
0
0
0
0
0
0
0
0
0
0
0
0
0
0
0
0
0
0
0
0
0
0
0
0
0
0
0
0
0
0
0
0
0
0
0
0
0
0
0
0
0
0
0
0
0
0
0
0
0
0
0
0
0
0
0
0
0
0
0
0
0
0
0
0
0
0
0
0
0
0
0
0
0
0
0
0
0
0
0
0
0
0
0
0
0
0
0
0
0
0
0
0
0
0
0
0
0
0
0
0
0
0
0
0
0
0
0
0
0
0
0
0
0
0
0
0
0
0
0
0
0
0
0
0
0
0
0
0
0
0
0
0
0
0
0
0
0
0
0
0
0
0
0
0
0
0
0
0
0
0
0
0
0
0
0
0
0
0
0
0
0
0
0
0
0
0
0
0
0
0
0
0
0
0
0
0
0
0
0
0
0
0
0
0
0
0
0
0
0
0
0
0
0
0
0
0
0
0
0
0
0
0
0
0
0
0
0
0
0
0
0
0
0
0
0
0
0
0
0
0
0
0
0
0
0
0
0
0
0
0
0
0
0
0
0
0
0
0
0
0
0
0
0
0
0
0
0
0
0
0
0
0
0
0
0
0
0
0
0
0
0
0
0
0
0
0
0
0
0
0
0
0
0
0
0
0
0
0
0
0
0
0
0
0
0
0
0
0
0
0
0
0
0
0
0
0
0
0
0
0
0
0
0
0
0
0
0
0
0
0
0
0
0
0
0
0
0
0
0
0
0
0
0
0
0
0
0
0
0
0
0
0
0
0
0
0
0
0
0
0
0
0
0
0
0
0
0
0
0
0
0
0
0
0
0
0
0
0
0
0
0
0
0
0
0
0
0
0
0
0
0
0
0
0
0
0
0
0
0
0
0
0
0
0
0
0
0
0
0
0
0
0
0
0
0
0
0
0
0
0
0
0
0
0
0
0
0
0
0
0
0
0
0
0
0
0
0
0
0
0
0
0
0
0
0
0
0
0
0
0
0
0
0
0
0
0
0
0
0
0
0
0
0
0
0
0
0
0
0
0
0
0
0
0
0
0
0
0
0
0
0
0
0
0
0
0
0
0
0
0
0
0
0
0
0
0
0
0
0
0
0
0
0
0
0
0
0
0
0
0
0
0
0
0
0
0
0
0
0
0
0
0
0
0
0
0
0
0
0
0
0
0
0
0
0
0
0
0
0
0
0
0
0
0
0
0
0
0
0
0
0
0
0
0
0
0
0
0
0
0
0
0
0
0
0
0
0
0
0
0
0
0
0
0
0
0
0
0
0
0
0
0
0
0
0
0
0
0
0
0
0
0
0
0
0
0
0
0
0
0
0
0
0
0
0
0
0
0
0
0
0
0
0
0
0
0
0
0
0
0
0
0
0
0
0
0
0
0
0
0
0
0
0
0
0
0
0
0
0
0
0
0
0
0
0
0
0
0
0
0
0
0
0
0
0
0
0
0
0
0
0
0
0
0
0
0
0
0
0
0
0
0
0
0
0
0
0
0
0
0
0
0
0
0
0
0
0
0
0
0
0
0
0
0
0
0
0
0
0
0
0
0
0
0
0
0
0
0
0
0
0
0
0
0
0
0
0
0
0
0
0
0
0
0
0
0
0
0
0
0
0
0
0
0
0
0
0
0
0
0
0
0
0
0
0
0
0
0
0
0
0
0
0
0
0
0
0
0
0
0
0
0
0
0
0
0
0
0
0
0
0
0
0
0
0
0
0
0
0
0
0
0
0
0
0
0
0
0
0
0
0
0
0
0
0
0
0
0
0
0
0
0
0
0
0
0
0
0
0
0
0
0
0
0
0
0
0
0
0
0
0
0
0
0
0
0
0
0
0
0
0
0
0
0
0
0
0
0
0
0
0
0
0
0
0
0
0
0
0
0
0
0
0
0
0
0
0
0
0
0
0
0
0
0
0
0
0
0
0
0
0
0
0
0
0
0
0
0
0
0
0
0
0
0
0
0
0
0
0
0
0
0
0
0
0
0
0
0
0
0
0
0
0
0
0
0
0
0
0
0
0
0
0
0
0
0
0
0
0
0
0
0
0
0
0
0
0
0
0
0
0
0
0
0
0
0
0
0
0
0
0
0
0
0
0
0
0
0
0
0
0
0
0
0
0
0
0
0
0
0
0
0
0
0
0
0
0
0
0
0
0
0
0
0
0
0
0
0
0
0
0
0
0
0
0
0
0
0
0
0
0
0
0
0
0
0
0
0
0
0
0
0
0
0
0
0
0
0
0
0
0
0
0
0
0
0
0
0
0
0
0
0
0
0
0
0
0
0
0
0
0
0
0
0
0
0
0
0
0
0
0
0
0
0
0
0
0
0
0
0
0
0
0
0
0
0
0
0
0
0
0
0
0
0
0
0
0
0
0
0
0
0
0
0
0
0
0
0
0
0
0
0
0
0
0
0
0
0
0
0
0
0
0
0
0
0
0
0
0
0
0
0
0
0
0
0
0
0
0
0
0
0
0
0
0
0
0
0
0
0
0
0
0
0
0
0
0
0
0
0
0
0
0
0
0
0
0
0
0
0
0
0
0
0
0
0
0
0
0
0
0
0
0
0
0
0
0
0
0
0
0
0
0
0
0
0
0
0
0
0
0
0
0
0
0
0
0
0
0
0
0
0
0
0
0
0
0
0
0
0
0
0
0
0
0
0
0
0
0
0
0
0
0
0
0
0
0
0
0
0
0
0
0
0
0
0
0
0
0
0
0
0
0
0
0
0
0
0
0
0
0
0
0
0
0
0
0
0
0
0
0
0
0
0
0
0
0
0
0
0
0
0
0
0
0
0
0
0
0
0
0
0
0
0
0
0
0
0
0
0
0
0
0
0
0
0
0
0
0
0
0
0
0
0
0
0
0
0
0
0
0
0
0
0
0
0
0
0
0
0
0
0
0
0
0
0
0
0
0
0
0
0
0
0
0
0
0
0
0
0
0
0
0
0
0
0
0
0
0
0
0
0
0
0
0
0
0
0
0
0
0
0
0
0
0
0
0
0
0
0
0
0
0
0
0
0
0
0
0
0
0
0
0
0
0
0
0
0
0
0
0
0
0
0
0
0
0
0
0
0
0
0
0
0
0
0
0
0
0
0
0
0
0
0
0
0
0
0
0
0
0
0
0
0
0
0
0
0
0
0
0
0
0
0
0
0
0
0
0
0
0
0
0
0
0
0
0
0
0
0
0
0
0
0
0
0
0
0
0
0
0
0
0
0
0
0
0
0
0
0
0
0
0
0
0
0
0
0
0
0
0
0
0
0
0
0
0
0
0
0
0
0
0
0
0
0
0
0
0
0
0
0
0
0
0
0
0
0
0
0
0
0
0
0
0
0
0
0
0
0
0
0
0
0
0
0
0
0
0
0
0
0
0
0
0
0
0
0
0
0
0
0
0
0
0
0
0
0
0
0
0
0
0
0
0
0
0
0
0
0
0
0
0
0
0
0
0
0
0
0
0
0
0
0
0
0
0
0
0
0
0
0
0
0
0
0
0
0
0
0
0
0
0
0
0
0
0
0
0
0
0
0
0
0
0
0
0
0
0
0
0
0
0
0
0
0
0
0
0
0
0
0
0
0
0
0
0
0
0
0
0
0
0
0
0
0
0
0
0
0
0
0
0
0
0
0
0
0
0
0
0
0
0
0
0
0
0
0
0
0
0
0
0
0
0
0
0
0
0
0
0
0
0
0
0
0
0
0
0
0
0
0
0
0
0
0
0
0
0
0
0
0
0
0
0
0
0
0
0
0
0
0
0
0
0
0
0
0
0
0
0
0
0
0
0
0
0
0
0
0
0
0
0
0
0
0
0
0
0
0
0
0
0
0
0
0
0
0
0
0
0
0
0
0
0
0
0
0
0
0
0
0
0
0
0
0
0
0
0
0
0
0
0
0
0
0
0
0
0
0
0
0
0
0
0
0
0
0
0
0
0
0
0
0
0
0
0
0
0
0
0
0
0
0
0
0
0
0
0
0
0
0
0
0
0
0
0
0
0
0
0
0
0
0
0
0
0
0
0
0
0
0
0
0
0
0
0
0
0
0
0
0
0
0
0
0
0
0
0
0
0
0
0
0
0
0
0
0
0
0
0
0
0
0
0
0
0
0
0
0
0
0
0
0
0
0
0
0
0
0
0
0
0
0
0
0
0
0
0
0
0
0
0
0
0
0
0
0
0
0
0
0
0
0
0
0
0
0
0
0
0
0
0
0
0
0
0
0
0
0
0
0
0
0
0
0
0
0
0
0
0
0
0
0
0
0
0
0
0
0
0
0
0
0
0
0
0
0
0
0
0
0
0
0
0
0
0
0
0
0
0
0
0
0
0
0
0
0
0
0
0
0
0
0
0
0
0
0
0
0
0
0
0
0
0
0
0
0
0
0
0
0
0
0
0
0
0
0
0
0
0
0
0
0
0
0
0
0
0
0
0
0
0
0
0
0
0
0
0
0
0
0
0
0
0
0
0
0
0
0
0
0
0
0
0
0
0
0
0
0
0
0
0
0
0
0
0
0
0
0
0
0
0
0
0
0
0
0
0
0
0
0
0
0
0
0
0
0
0
0
0
0
0
0
0
0
0
0
0
0
0
0
0
0
0
0
0
0
0
0
0
0
0
0
0
0
0
0
0
0
0
0
0
0
0
0
0
0
0
0
0
0
0
0
0
0
0
0
0
0
0
0
0
0
0
0
0
0
0
0
0
0
0
0
0
0
0
0
0
0
0
0
0
0
0
0
0
0
0
0
0
0
0
0
0
0
0
0
0
0
0
0
0
0
0
0
0
0
0
0
0
0
0
0
0
0
0
0
0
0
0
0
0
0
0
0
0
0
0
0
0
0
0
0
0
0
0
0
0
0
0
0
0
0
0
0
0
0
0
0
0
0
0
0
0
0
0
0
0
0
0
0
0
0
0
0
0
0
0
0
0
0
0
0
0
0
0
0
0
0
0
0
0
0
0
0
0
0
0
0
0
0
0
0
0
0
0
0
0
0
0
0
0
0
0
0
0
0
0
0
0
0
0
0
0
0
0
0
0
0
0
0
0
0
0
0
0
0
0
0
0
0
0
0
0
0
0
0
0
0
0
0
0
0
0
0
0
0
0
0
0
0
0
0
0
0
0
0
0
0
0
0
0
0
0
0
0
0
0
0
0
0
0
0
0
0
0
0
0
0
0
0
0
0
0
0
0
0
0
0
0
0
0
0
0
0
0
0
0
0
0
0
0
0
0
0
0
0
0
0
0
0
0
0
0
0
0
0
0
0
0
0
0
0
0
0
0
0
0
0
0
0
0
0
0
0
0
0
0
0
0
0
0
0
0
0
0
0
0
0
0
0
0
0
0
0
0
0
0
0
0
0
0
0
0
0
0
0
0
0
0
0
0
0
0
0
0
0
0
0
0
0
0
0
0
0
0
0
0
0
0
0
0
0
0
0
0
0
0
0
0
0
0
0
0
0
0
0
0
0
0
0
0
0
0
0
0
0
0
0
0
0
0
0
0
0
0
0
0
0
0
0
0
0
0
0
0
0
0
0
0
0
0
0
0
0
0
0
0
0
0
0
0
0
0
0
0
0
0
0
0
0
0
0
0
0
0
0
0
0
0
0
0
0
0
0
0
0
0
0
0
0
0
0
0
0
0
0
0
0
0
0
0
0
0
0
0
0
0
0
0
0
0
0
0
0
0
0
0
0
0
0
0
0
0
0
0
0
0
0
0
0
0
0
0
0
0
0
0
0
0
0
0
0
0
0
0
0
0
0
0
0
0
0
0
0
0
0
0
0
0
0
0
0
0
0
0
0
0
0
0
0
0
0
0
0
0
0
0
0
0
0
0
0
0
0
0
0
0
0
0
0
0
0
0
0
0
0
0
0
0
0
0
0
0
0
0
0
0
0
0
0
0
0
0
0
0
0
0
0
0
0
0
0
0
0
0
0
0
0
0
0
0
0
0
0
0
0
0
0
0
0
0
0
0
0
0
0
0
0
0
0
0
0
0
0
0
0
0
0
0
0
0
0
0
0
0
0
0
0
0
0
0
0
0
0
0
0
0
0
0
0
0
0
0
0
0
0
0
0
0
0
0
0
0
0
0
0
0
0
0
0
0
0
0
0
0
0
0
0
0
0
0
0
0
0
0
0
0
0
0
0
0
0
0
0
0
0
0
0
0
0
0
0
0
0
0
0
0
0
0
0
0
0
0
0
0
0
0
0
0
0
0
0
0
0
0
0
0
0
0
0
0
0
0
0
0
0
0
0
0
0
0
0
0
0
0
0
0
0
0
0
0
0
0
0
0
0
0
0
0
0
0
0
0
0
0
0
0
0
0
0
0
0
0
0
0
0
0
0
0
0
0
0
0
0
0
0
0
0
0
0
0
0
0
0
0
0
0
0
0
0
0
0
0
0
0
0
0
0
0
0
0
0
0
0
0
0
0
0
0
0
0
0
0
0
0
0
0
0
0
0
0
0
0
0
0
0
0
0
0
0
0
0
0
0
0
0
0
0
0
0
0
0
0
0
0
0
0
0
0
0
0
0
0
0
0
0
0
0
0
0
0
0
0
0
0
0
0
0
0
0
0
0
0
0
0
0
0
0
0
0
0
0
0
0
0
0
0
0
0
0
0
0
0
0
0
0
0
0
0
0
0
0
0
0
0
0
0
0
0
0
0
0
0
0
0
0
0
0
0
0
0
0
0
0
0
0
0
0
0
0
0
0
0
0
0
0
0
0
0
0
0
0
0
0
0
0
0
0
0
0
0
0
0
0
0
0
0
0
0
0
0
0
0
0
0
0
0
0
0
0
0
0
0
0
0
0
0
0
0
0
0
0
0
0
0
0
0
0
0
0
0
0
0
0
0
0
0
0
0
0
0
0
0
0
0
0
0
0
0
0
0
0
0
0
0
0
0
0
0
0
0
0
0
0
0
0
0
0
0
0
0
0
0
0
0
0
0
0
0
0
0
0
0
0
0
0
0
0
0
0
0
0
0
0
0
0
0
0
0
0
0
0
0
0
0
0
0
0
0
0
0
0
0
0
0
0
0
0
0
0
0
0
0
0
0
0
0
0
0
0
0
0
0
0
0
0
0
0
0
0
0
0
0
0
0
0
0
0
0
0
0
0
0
0
0
0
0
0
0
0
0
0
0
0
0
0
0
0
0
0
0
0
0
0
0
0
0
0
0
0
0
0
0
0
0
0
0
0
0
0
0
0
0
0
0
0
0
0
0
0
0
0
0
0
0
0
0
0
0
0
0
0
0
0
0
0
0
0
0
0
0
0
0
0
0
0
0
0
0
0
0
0
0
0
0
0
0
0
0
0
0
0
0
0
0
0
0
0
0
0
0
0
0
0
0
0
0
0
0
0
0
0
0
0
0
0
0
0
0
0
0
0
0
0
0
0
0
0
0
0
0
0
0
0
0
0
0
0
0
0
0
0
0
0
0
0
0
0
0
0
0
0
0
0
0
0
0
0
0
0
0
0
0
0
0
0
0
0
0
0
0
0
0
0
0
0
0
0
0
0
0
0
0
0
0
0
0
0
0
0
0
0
0
0
0
0
0
0
0
0
0
0
0
0
0
0
0
0
0
0
0
0
0
0
0
0
0
0
0
0
0
0
0
0
0
0
0
0
0
0
0
0
0
0
0
0
0
0
0
0
0
0
0
0
0
0
0
0
0
0
0
0
0
0
0
0
0
0
0
0
0
0
0
0
0
0
0
0
0
0
0
0
0
0
0
0
0
0
0
0
0
0
0
0
0
0
0
0
0
0
0
0
0
0
0
0
0
0
0
0
0
0
0
0
0
0
0
0
0
0
0
0
0
0
0
0
0
0
0
0
0
0
0
0
0
0
0
0
0
0
0
0
0
0
0
0
0
0
0
0
0
0
0
0
0
0
0
0
0
0
0
0
0
0
0
0
0
0
0
0
0
0
0
0
0
0
0
0
0
0
0
0
0
0
0
0
0
0
0
0
0
0
0
0
0
0
0
0
0
0
0
0
0
0
0
0
0
0
0
0
0
0
0
0
0
0
0
0
0
0
0
0
0
0
0
0
0
0
0
0
0
0
0
0
0
0
0
0
0
0
0
0
0
0
0
0
0
0
0
0
0
0
0
0
0
0
0
0
0
0
0
0
0
0
0
0
0
0
0
0
0
0
0
0
0
0
0
0
0
0
0
0
0
0
0
0
0
0
0
0
0
0
0
0
0
0
0
0
0
0
0
0
0
0
0
0
0
0
0
0
0
0
0
0
0
0
0
0
0
0
0
0
0
0
0
0
0
0
0
0
0
0
0
0
0
0
0
0
0
0
0
0
0
0
0
0
0
0
0
0
0
0
0
0
0
0
0
0
0
0
0
0
0
0
0
0
0
0
0
0
0
0
0
0
0
0
0
0
0
0
0
0
0
0
0
0
0
0
0
0
0
0
0
0
0
0
0
0
0
0
0
0
0
0
0
0
0
0
0
0
0
0
0
0
0
0
0
0
0
0
0
0
0
0
0
0
0
0
0
0
0
0
0
0
0
0
0
0
0
0
0
0
0
0
0
0
0
0
0
0
0
0
0
0
0
0
0
0
0
0
0
0
0
0
0
0
0
0
0
0
0
0
0
0
0
0
0
0
0
0
0
0
0
0
0
0
0
0
0
0
0
0
0
0
0
0
0
0
0
0
0
0
0
0
0
0
0
0
0
0
0
0
0
0
0
0
0
0
0
0
0
0
0
0
0
0
0
0
0
0
0
0
0
0
0
0
0
0
0
0
0
0
0
0
0
0
0
0
0
0
0
0
0
0
0
0
0
0
0
0
0
0
0
0
0
0
0
0
0
0
0
0
0
0
0
0
0
0
0
0
0
0
0
0
0
0
0
0
0
0
0
0
0
0
0
0
0
0
0
0
0
0
0
0
0
0
0
0
0
0
0
0
0
0
0
0
0
0
0
0
0
0
0
0
0
0
0
0
0
0
0
0
0
0
0
0
0
0
0
0
0
0
0
0
0
0
0
0
0
0
0
0
0
0
0
0
0
0
0
0
0
0
0
0
0
0
0
0
0
0
0
0
0
0
0
0
0
0
0
0
0
0
0
0
0
0
0
0
0
0
0
0
0
0
0
0
0
0
0
0
0
0
0
0
0
0
0
0
0
0
0
0
0
0
0
0
0
0
0
0
0
0
0
0
0
0
0
0
0
0
0
0
0
0
0
0
0
0
0
0
0
0
0
0
0
0
0
0
0
0
0
0
0
0
0
0
0
0
0
0
0
0
0
0
0
0
0
0
0
0
0
0
0
0
0
0
0
0
0
0
0
0
0
0
0
0
0
0
0
0
0
0
0
0
0
0
0
0
0
0
0
0
0
0
0
0
0
0
0
0
0
0
0
0
0
0
0
0
0
0
0
0
0
0
0
0
0
0
0
0
0
0
0
0
0
0
0
0
0
0
0
0
0
0
0
0
0
0
0
0
0
0
0
0
0
0
0
0
0
0
0
0
0
0
0
0
0
0
0
0
0
0
0
0
0
0
0
0
0
0
0
0
0
0
0
0
0
0
0
0
0
0
0
0
0
0
0
0
0
0
0
0
0
0
0
0
0
0
0
0
0
0
0
0
0
0
0
0
0
0
0
0
0
0
0
0
0
0
0
0
0
0
0
0
0
0
0
0
0
0
0
0
0
0
0
0
0
0
0
0
0
0
0
0
0
0
0
0
0
0
0
0
0
0
0
0
0
0
0
0
0
0
0
0
0
0
0
0
0
0
0
0
0
0
0
0
0
0
0
0
0
0
0
0
0
0
0
0
0
0
0
0
0
0
0
0
0
0
0
0
0
0
0
0
0
0
0
0
0
0
0
0
0
0
0
0
0
0
0
0
0
0
0
0
0
0
0
0
0
0
0
0
0
0
0
0
0
0
0
0
0
0
0
0
0
0
0
0
0
0
0
0
0
0
0
0
0
0
0
0
0
0
0
0
0
0
0
0
0
0
0
0
0
0
0
0
0
0
0
0
0
0
0
0
0
0
0
0
0
0
0
0
0
0
0
0
0
0
0
0
0
0
0
0
0
0
0
0
0
0
0
0
0
0
0
0
0
0
0
0
0
0
0
0
0
0
0
0
0
0
0
0
0
0
0
0
0
0
0
0
0
0
0
0
0
0
0
0
0
0
0
0
0
0
0
0
0
0
0
0
0
0
0
0
0
0
0
0
0
0
0
0
0
0
0
0
0
0
0
0
0
0
0
0
0
0
0
0
0
0
0
0
0
0
0
0
0
0
0
0
0
0
0
0
0
0
0
0
0
0
0
0
0
0
0
0
0
0
0
0
0
0
0
0
0
0
0
0
0
0
0
0
0
0
0
0
0
0
0
0
0
0
0
0
0
0
0
0
0
0
0
0
0
0
0
0
0
0
0
0
0
0
0
0
0
0
0
0
0
0
0
0
0
0
0
0
0
0
0
0
0
0
0
0
0
0
0
0
0
0
0
0
0
0
0
0
0
0
0
0
0
0
0
0
0
0
0
0
0
0
0
0
0
0
0
0
0
0
0
0
0
0
0
0
0
0
0
0
0
0
0
0
0
0
0
0
0
0
0
0
0
0
0
0
0
0
0
0
0
0
0
0
0
0
0
0
0
0
0
0
0
0
0
0
0
0
0
0
0
0
0
0
0
0
0
0
0
0
0
0
0
0
0
0
0
0
0
0
0
0
0
0
0
0
0
0
0
0
0
0
0
0
0
0
0
0
0
0
0
0
0
0
0
0
0
0
0
0
0
0
0
0
0
0
0
0
0
0
0
0
0
0
0
0
0
0
0
0
0
0
0
0
0
0
0
0
0
0
0
0
0
0
0
0
0
0
0
0
0
0
0
0
0
0
0
0
0
0
0
0
0
0
0
0
0
0
0
0
0
0
0
0
0
0
0
0
0
0
0
0
0
0
0
0
0
0
0
0
0
0
0
0
0
0
0
0
0
0
0
0
0
0
0
0
0
0
0
0
0
0
0
0
0
0
0
0
0
0
0
0
0
0
0
0
0
0
0
0
0
0
0
0
0
0
0
0
0
0
0
0
0
0
0
0
0
0
0
0
0
0
0
0
0
0
0
0
0
0
0
0
0
0
0
0
0
0
0
0
0
0
0
0
0
0
0
0
0
0
0
0
0
0
0
0
0
0
0
0
0
0
0
0
0
0
0
0
0
0
0
0
0
0
0
0
0
0
0
0
0
0
0
0
0
0
0
0
0
0
0
0
0
0
0
0
0
0
0
0
0
0
0
0
0
0
0
0
0
0
0
0
0
0
0
0
0
0
0
0
0
0
0
0
0
0
0
0
0
0
0
0
0
0
0
0
0
0
0
0
0
0
0
0
0
0
0
0
0
0
0
0
0
0
0
0
0
0
0
0
0
0
0
0
0
0
0
0
0
0
0
0
0
0
0
0
0
0
0
0
0
0
0
0
0
0
0
0
0
0
0
0
0
0
0
0
0
0
0
0
0
0
0
0
0
0
0
0
0
0
0
0
0
0
0
0
0
0
0
0
0
0
0
0
0
0
0
0
0
0
0
0
0
0
0
0
0
0
0
0
0
0
0
0
0
0
0
0
0
0
0
0
0
0
0
0
0
0
0
0
0
0
0
0
0
0
0
0
0
0
0
0
0
0
0
0
0
0
0
0
0
0
0
0
0
0
0
0
0
0
0
0
0
0
0
0
0
0
0
0
0
0
0
0
0
0
0
0
0
0
0
0
0
0
0
0
0
0
0
0
0
0
0
0
0
0
0
0
0
0
0
0
0
0
0
0
0
0
0
0
0
0
0
0
0
0
0
0
0
0
0
0
0
0
0
0
0
0
0
0
0
0
0
0
0
0
0
0
0
0
0
0
0
0
0
0
0
0
0
0
0
0
0
0
0
0
0
0
0
0
0
0
0
0
0
0
0
0
0
0
0
0
0
0
0
0
0
0
0
0
0
0
0
0
0
0
0
0
0
0
0
0
0
0
0
0
0
0
0
0
0
0
0
0
0
0
0
0
0
0
0
0
0
0
0
0
0
0
0
0
0
0
0
0
0
0
0
0
0
0
0
0
0
0
0
0
0
0
0
0
0
0
0
0
0
0
0
0
0
0
0
0
0
0
0
0
0
0
0
0
0
0
0
0
0
0
0
0
0
0
0
0
0
0
0
0
0
0
0
0
0
0
0
0
0
0
0
0
0
0
0
0
0
0
0
0
0
0
0
0
0
0
0
0
0
0
0
0
0
0
0
0
0
0
0
0
0
0
0
0
0
0
0
0
0
0
0
0
0
0
0
0
0
0
0
0
0
0
0
0
0
0
0
0
0
0
0
0
0
0
0
0
0
0
0
0
0
0
0
0
0
0
0
0
0
0
0
0
0
0
0
0
0
0
0
0
0
0
0
0
0
0
0
0
0
0
0
0
0
0
0
0
0
0
0
0
0
0
0
0
0
0
0
0
0
0
0
0
0
0
0
0
0
0
0
0
0
0
0
0
0
0
0
0
0
0
0
0
0
0
0
0
0
0
0
0
0
0
0
0
0
0
0
0
0
0
0
0
0
0
0
0
0
0
0
0
0
0
0
0
0
0
0
0
0
0
0
0
0
0
0
0
0
0
0
0
0
0
0
0
0
0
0
0
0
0
0
0
0
0
0
0
0
0
0
0
0
0
0
0
0
0
0
0
0
0
0
0
0
0
0
0
0
0
0
0
0
0
0
0
0
0
0
0
0
0
0
0
0
0
0
0
0
0
0
0
0
0
0
0
0
0
0
0
0
0
0
0
0
0
0
0
0
0
0
0
0
0
0
0
0
0
0
0
0
0
0
0
0
0
0
0
0
0
0
0
0
0
0
0
0
0
0
0
0
0
0
0
0
0
0
0
0
0
0
0
0
0
0
0
0
0
0
0
0
0
0
0
0
0
0
0
0
0
0
0
0
0
0
0
0
0
0
0
0
0
0
0
0
0
0
0
0
0
0
0
0
0
0
0
0
0
0
0
0
0
0
0
0
0
0
0
0
0
0
0
0
0
0
0
0
0
0
0
0
0
0
0
0
0
0
0
0
0
0
0
0
0
0
0
0
0
0
0
0
0
0
0
0
0
0
0
0
0
0
0
0
0
0
0
0
0
0
0
0
0
0
0
0
0
0
0
0
0
0
0
0
0
0
0
0
0
0
0
0
0
0
0
0
0
0
0
0
0
0
0
0
0
0
0
0
0
0
0
0
0
0
0
0
0
0
0
0
0
0
0
0
0
0
0
0
0
0
0
0
0
0
0
0
0
0
0
0
0
0
0
0
0
0
0
0
0
0
0
0
0
0
0
0
0
0
0
0
0
0
0
0
0
0
0
0
0
0
0
0
0
0
0
0
0
0
0
0
0
0
0
0
0
0
0
0
0
0
0
0
0
0
0
0
0
0
0
0
0
0
0
0
0
0
0
0
0
0
0
0
0
0
0
0
0
0
0
0
0
0
0
0
0
0
0
0
0
0
0
0
0
0
0
0
0
0
0
0
0
0
0
0
0
0
0
0
0
0
0
0
0
0
0
0
0
0
0
0
0
0
0
0
0
0
0
0
0
0
0
0
0
0
0
0
0
0
0
0
0
0
0
0
0
0
0
0
0
0
0
0
0
0
0
0
0
0
0
0
0
0
0
0
0
0
0
0
0
0
0
0
0
0
0
0
0
0
0
0
0
0
0
0
0
0
0
0
0
0
0
0
0
0
0
0
0
0
0
0
0
0
0
0
0
0
0
0
0
0
0
0
0
0
0
0
0
0
0
0
0
0
0
0
0
0
0
0
0
0
0
0
0
0
0
0
0
0
0
0
0
0
0
0
0
0
0
0
0
0
0
0
0
0
0
0
0
0
0
0
0
0
0
0
0
0
0
0
0
0
0
0
0
0
0
0
0
0
0
0
0
0
0
0
0
0
0
0
0
0
0
0
0
0
0
0
0
0
0
0
0
0
0
0
0
0
0
0
0
0
0
0
0
0
0
0
0
0
0
0
0
0
0
0
0
0
0
0
0
0
0
0
0
0
0
0
0
0
0
0
0
0
0
0
0
0
0
0
0
0
0
0
0
0
0
0
0
0
0
0
0
0
0
0
0
0
0
0
0
0
0
0
0
0
0
0
0
0
0
0
0
0
0
0
0
0
0
0
0
0
0
0
0
0
0
0
0
0
0
0
0
0
0
0
0
0
0
0
0
0
0
0
0
0
0
0
0
0
0
0
0
0
0
0
0
0
0
0
0
0
0
0
0
0
0
0
0
0
0
0
0
0
0
0
0
0
0
0
0
0
0
0
0
0
0
0
0
0
0
0
0
0
0
0
0
0
0
0
0
0
0
0
0
0
0
0
0
0
0
0
0
0
0
0
0
0
0
0
0
0
0
0
0
0
0
0
0
0
0
0
0
0
0
0
0
0
0
0
0
0
0
0
0
0
0
0
0
0
0
0
0
0
0
0
0
0
0
0
0
0
0
0
0
0
0
0
0
0
0
0
0
0
0
0
0
0
0
0
0
0
0
0
0
0
0
0
0
0
0
0
0
0
0
0
0
0
0
0
0
0
0
0
0
0
0
0
0
0
0
0
0
0
0
0
0
0
0
0
0
0
0
0
0
0
0
0
0
0
0
0
0
0
0
0
0
0
0
0
0
0
0
0
0
0
0
0
0
0
0
0
0
0
0
0
0
0
0
0
0
0
0
0
0
0
0
0
0
0
0
0
0
0
0
0
0
0
0
0
0
0
0
0
0
0
0
0
0
0
0
0
0
0
0
0
0
0
0
0
0
0
0
0
0
0
0
0
0
0
0
0
0
0
0
0
0
0
0
0
0
0
0
0
0
0
0
0
0
0
0
0
0
0
0
0
0
0
0
0
0
0
0
0
0
0
0
0
0
0
0
0
0
0
0
0
0
0
0
0
0
0
0
0
0
0
0
0
0
0
0
0
0
0
0
0
0
0
0
0
0
0
0
0
0
0
0
0
0
0
0
0
0
0
0
0
0
0
0
0
0
0
0
0
0
0
0
0
0
0
0
0
0
0
0
0
0
0
0
0
0
0
0
0
0
0
0
0
0
0
0
0
0
0
0
0
0
0
0
0
0
0
0
0
0
0
0
0
0
0
0
0
0
0
0
0
0
0
0
0
0
0
0
0
0
0
0
0
0
0
0
0
0
0
0
0
0
0
0
0
0
0
0
0
0
0
0
0
0
0
0
0
0
0
0
0
0
0
0
0
0
0
0
0
0
0
0
0
0
0
0
0
0
0
0
0
0
0
0
0
0
0
0
0
0
0
0
0
0
0
0
0
0
0
0
0
0
0
0
0
0
0
0
0
0
0
0
0
0
0
0
0
0
0
0
0
0
0
0
0
0
0
0
0
0
0
0
0
0
0
0
0
0
0
0
0
0
0
0
0
0
0
0
0
0
0
0
0
0
0
0
0
0
0
0
0
0
0
0
0
0
0
0
0
0
0
0
0
0
0
0
0
0
0
0
0
0
0
0
0
0
0
0
0
0
0
0
0
0
0
0
0
0
0
0
0
0
0
0
0
0
0
0
0
0
0
0
0
0
0
0
0
0
0
0
0
0
0
0
0
0
0
0
0
0
0
0
0
0
0
0
0
0
0
0
0
0
0
0
0
0
0
0
0
0
0
0
0
0
0
0
0
0
0
0
0
0
0
0
0
0
0
0
0
0
0
0
0
0
0
0
0
0
0
0
0
0
0
0
0
0
0
0
0
0
0
0
0
0
0
0
0
0
0
0
0
0
0
0
0
0
0
0
0
0
0
0
0
0
0
0
0
0
0
0
0
0
0
0
0
0
0
0
0
0
0
0
0
0
0
0
0
0
0
0
0
0
0
0
0
0
0
0
0
0
0
0
0
0
0
0
0
0
0
0
0
0
0
0
0
0
0
0
0
0
0
0
0
0
0
0
0
0
0
0
0
0
0
0
0
0
0
0
0
0
0
0
0
0
0
0
0
0
0
0
0
0
0
0
0
0
0
0
0
0
0
0
0
0
0
0
0
0
0
0
0
0
0
0
0
0
0
0
0
0
0
0
0
0
0
0
0
0
0
0
0
0
0
0
0
0
0
0
0
0
0
0
0
0
0
0
0
0
0
0
0
0
0
0
0
0
0
0
0
0
0
0
0
0
0
0
0
0
0
0
0
0
0
0
0
0
0
0
0
0
0
0
0
0
0
0
0
0
0
0
0
0
0
0
0
0
0
0
0
0
0
0
0
0
0
0
0
0
0
0
0
0
0
0
0
0
0
0
0
0
0
0
0
0
0
0
0
0
0
0
0
0
0
0
0
0
0
0
0
0
0
0
0
0
0
0
0
0
0
0
0
0
0
0
0
0
0
0
0
0
0
0
0
0
0
0
0
0
0
0
0
0
0
0
0
0
0
0
0
0
0
0
0
0
0
0
0
0
0
0
0
0
0
0
0
0
0
0
0
0
0
0
0
0
0
0
0
0
0
0
0
0
0
0
0
0
0
0
0
0
0
0
0
0
0
0
0
0
0
0
0
0
0
0
0
0
0
0
0
0
0
0
0
0
0
0
0
0
0
0
0
0
0
0
0
0
0
0
0
0
0
0
0
0
0
0
0
0
0
0
0
0
0
0
0
0
0
0
0
0
0
0
0
0
0
0
0
0
0
0
0
0
0
0
0
0
0
0
0
0
0
0
0
0
0
0
0
0
0
0
0
0
0
0
0
0
0
0
0
0
0
0
0
0
0
0
0
0
0
0
0
0
0
0
0
0
0
0
0
0
0
0
0
0
0
0
0
0
0
0
0
0
0
0
0
0
0
0
0
0
0
0
0
0
0
0
0
0
0
0
0
0
0
0
0
0
0
0
0
0
0
0
0
0
0
0
0
0
0
0
0
0
0
0
0
0
0
0
0
0
0
0
0
0
0
0
0
0
0
0
0
0
0
0
0
0
0
0
0
0
0
0
0
0
0
0
0
0
0
0
0
0
0
0
0
0
0
0
0
0
0
0
0
0
0
0
0
0
0
0
0
0
0
0
0
0
0
0
0
0
0
0
0
0
0
0
0
0
0
0
0
0
0
0
0
0
0
0
0
0
0
0
0
0
0
0
0
0
0
0
0
0
0
0
0
0
0
0
0
0
0
0
0
0
0
0
0
0
0
0
0
0
0
0
0
0
0
0
0
0
0
0
0
0
0
0
0
0
0
0
0
0
0
0
0
0
0
0
0
0
0
0
0
0
0
0
0
0
0
0
0
0
0
0
0
0
0
0
0
0
0
0
0
0
0
0
0
0
0
0
0
0
0
0
0
0
0
0
0
0
0
0
0
0
0
0
0
0
0
0
0
0
0
0
0
0
0
0
0
0
0
0
0
0
0
0
0
0
0
0
0
0
0
0
0
0
0
0
0
0
0
0
0
0
0
0
0
0
0
0
0
0
0
0
0
0
0
0
0
0
0
0
0
0
0
0
0
0
0
0
0
0
0
0
0
0
0
0
0
0
0
0
0
0
0
0
0
0
0
0
0
0
0
0
0
0
0
0
0
0
0
0
0
0
0
0
0
0
0
0
0
0
0
0
0
0
0
0
0
0
0
0
0
0
0
0
0
0
0
0
0
0
0
0
0
0
0
0
0
0
0
0
0
0
0
0
0
0
0
0
0
0
0
0
0
0
0
0
0
0
0
0
0
0
0
0
0
0
0
0
0
0
0
0
0
0
0
0
0
0
0
0
0
0
0
0
0
0
0
0
0
0
0
0
0
0
0
0
0
0
0
0
0
0
0
0
0
0
0
0
0
0
0
0
0
0
0
0
0
0
0
0
0
0
0
0
0
0
0
0
0
0
0
0
0
0
0
0
0
0
0
0
0
0
0
0
0
0
0
0
0
0
0
0
0
0
0
0
0
0
0
0
0
0
0
0
0
0
0
0
0
0
0
0
0
0
0
0
0
0
0
0
0
0
0
0
0
0
0
0
0
0
0
0
0
0
0
0
0
0
0
0
0
0
0
0
0
0
0
0
0
0
0
0
0
0
0
0
0
0
0
0
0
0
0
0
0
0
0
0
0
0
0
0
0
0
0
0
0
0
0
0
0
0
0
0
0
0
0
0
0
0
0
0
0
0
0
0
0
0
0
0
0
0
0
0
0
0
0
0
0
0
0
0
0
0
0
0
0
0
0
0
0
0
0
0
0
0
0
0
0
0
0
0
0
0
0
0
0
0
0
0
0
0
0
0
0
0
0
0
0
0
0
0
0
0
0
0
0
0
0
0
0
0
0
0
0
0
0
0
0
0
0
0
0
0
0
0
0
0
0
0
0
0
0
0
0
0
0
0
0
0
0
0
0
0
0
0
0
0
0
0
0
0
0
0
0
0
0
0
0
0
0
0
0
0
0
0
0
0
0
0
0
0
0
0
0
0
0
0
0
0
0
0
0
0
0
0
0
0
0
0
0
0
0
0
0
0
0
0
0
0
0
0
0
0
0
0
0
0
0
0
0
0
0
0
0
0
0
0
0
0
0
0
0
0
0
0
0
0
0
0
0
0
0
0
0
0
0
0
0
0
0
0
0
0
0
0
0
0
0
0
0
0
0
0
0
0
0
0
0
0
0
0
0
0
0
0
0
0
0
0
0
0
0
0
0
0
0
0
0
0
0
0
0
0
0
0
0
0
0
0
0
0
0
0
0
0
0
0
0
0
0
0
0
0
0
0
0
0
0
0
0
0
0
0
0
0
0
0
0
0
0
0
0
0
0
0
0
0
0
0
0
0
0
0
0
0
0
0
0
0
0
0
0
0
0
0
0
0
0
0
0
0
0
0
0
0
0
0
0
0
0
0
0
0
0
0
0
0
0
0
0
0
0
0
0
0
0
0
0
0
0
0
0
0
0
0
0
0
0
0
0
0
0
0
0
0
0
0
0
0
0
0
0
0
0
0
0
0
0
0
0
0
0
0
0
0
0
0
0
0
0
0
0
0
0
0
0
0
0
0
0
0
0
0
0
0
0
0
0
0
0
0
0
0
0
0
0
0
0
0
0
0
0
0
0
0
0
0
0
0
0
0
0
0
0
0
0
0
0
0
0
0
0
0
0
0
0
0
0
0
0
0
0
0
0
0
0
0
0
0
0
0
0
0
0
0
0
0
0
0
0
0
0
0
0
0
0
0
0
0
0
0
0
0
0
0
0
0
0
0
0
0
0
0
0
0
0
0
0
0
0
0
0
0
0
0
0
0
0
0
0
0
0
0
0
0
0
0
0
0
0
0
0
0
0
0
0
0
0
0
0
0
0
0
0
0
0
0
0
0
0
0
0
0
0
0
0
0
0
0
0
0
0
0
0
0
0
0
0
0
0
0
0
0
0
0
0
0
0
0
0
0
0
0
0
0
0
0
0
0
0
0
0
0
0
0
0
0
0
0
0
0
0
0
0
0
0
0
0
0
0
0
0
0
0
0
0
0
0
0
0
0
0
0
0
0
0
0
0
0
0
0
0
0
0
0
0
0
0
0
0
0
0
0
0
0
0
0
0
0
0
0
0
0
0
0
0
0
0
0
0
0
0
0
0
0
0
0
0
0
0
0
0
0
0
0
0
0
0
0
0
0
0
0
0
0
0
0
0
0
0
0
0
0
0
0
0
0
0
0
0
0
0
0
0
0
0
0
0
0
0
0
0
0
0
0
0
0
0
0
0
0
0
0
0
0
0
0
0
0
0
0
0
0
0
0
0
0
0
0
0
0
0
0
0
0
0
0
0
0
0
0
0
0
0
0
0
0
0
0
0
0
0
0
0
0
0
0
0
0
0
0
0
0
0
0
0
0
0
0
0
0
0
0
0
0
0
0
0
0
0
0
0
0
0
0
0
0
0
0
0
0
0
0
0
0
0
0
0
0
0
0
0
0
0
0
0
0
0
0
0
0
0
0
0
0
0
0
0
0
0
0
0
0
0
0
0
0
0
0
0
0
0
0
0
0
0
0
0
0
0
0
0
0
0
0
0
0
0
0
0
0
0
0
0
0
0
0
0
0
0
0
0
0
0
0
0
0
0
0
0
0
0
0
0
0
0
0
0
0
0
0
0
0
0
0
0
0
0
0
0
0
0
0
0
0
0
0
0
0
0
0
0
0
0
0
0
0
0
0
0
0
0
0
0
0
0
0
0
0
0
0
0
0
0
0
0
0
0
0
0
0
0
0
0
0
0
0
0
0
0
0
0
0
0
0
0
0
0
0
0
0
0
0
0
0
0
0
0
0
0
0
0
0
0
0
0
0
0
0
0
0
0
0
0
0
0
0
0
0
0
0
0
0
0
0
0
0
0
0
0
0
0
0
0
0
0
0
0
0
0
0
0
0
0
0
0
0
0
0
0
0
0
0
0
0
0
0
0
0
0
0
0
0
0
0
0
0
0
0
0
0
0
0
0
0
0
0
0
0
0
0
0
0
0
0
0
0
0
0
0
0
0
0
0
0
0
0
0
0
0
0
0
0
0
0
0
0
0
0
0
0
0
0
0
0
0
0
0
0
0
0
0
0
0
0
0
0
0
0
0
0
0
0
0
0
0
0
0
0
0
0
0
0
0
0
0
0
0
0
0
0
0
0
0
0
0
0
0
0
0
0
0
0
0
0
0
0
0
0
0
0
0
0
0
0
0
0
0
0
0
0
0
0
0
0
0
0
0
0
0
0
0
0
0
0
0
0
0
0
0
0
0
0
0
0
0
0
0
0
0
0
0
0
0
0
0
0
0
0
0
0
0
0
0
0
0
0
0
0
0
0
0
0
0
0
0
0
0
0
0
0
0
0
0
0
0
0
0
0
0
0
0
0
0
0
0
0
0
0
0
0
0
0
0
0
0
0
0
0
0
0
0
0
0
0
0
0
0
0
0
0
0
0
0
0
0
0
0
0
0
0
0
0
0
0
0
0
0
0
0
0
0
0
0
0
0
0
0
0
0
0
0
0
0
0
0
0
0
0
0
0
0
0
0
0
0
0
0
0
0
0
0
0
0
0
0
0
0
0
0
0
0
0
0
0
0
0
0
0
0
0
0
0
0
0
0
0
0
0
0
0
0
0
0
0
0
0
0
0
0
0
0
0
0
0
0
0
0
0
0
0
0
0
0
0
0
0
0
0
0
0
0
0
0
0
0
0
0
0
0
0
0
0
0
0
0
0
0
0
0
0
0
0
0
0
0
0
0
0
0
0
0
0
0
0
0
0
0
0
0
0
0
0
0
0
0
0
0
0
0
0
0
0
0
0
0
0
0
0
0
0
0
0
0
0
0
0
0
0
0
0
0
0
0
0
0
0
0
0
0
0
0
0
0
0
0
0
0
0
0
0
0
0
0
0
0
0
0
0
0
0
0
0
0
0
0
0
0
0
0
0
0
0
0
0
0
0
0
0
0
0
0
0
0
0
0
0
0
0
0
0
0
0
0
0
0
0
0
0
0
0
0
0
0
0
0
0
0
0
0
0
0
0
0
0
0
0
0
0
0
0
0
0
0
0
0
0
0
0
0
0
0
0
0
0
0
0
0
0
0
0
0
0
0
0
0
0
0
0
0
0
0
0
0
0
0
0
0
0
0
0
0
0
0
0
0
0
0
0
0
0
0
0
0
0
0
0
0
0
0
0
0
0
0
0
0
0
0
0
0
0
0
0
0
0
0
0
0
0
0
0
0
0
0
0
0
0
0
0
0
0
0
0
0
0
0
0
0
0
0
0
0
0
0
0
0
0
0
0
0
0
0
0
0
0
0
0
0
0
0
0
0
0
0
0
0
0
0
0
0
0
0
0
0
0
0
0
0
0
0
0
0
0
0
0
0
0
0
0
0
0
0
0
0
0
0
0
0
0
0
0
0
0
0
0
0
0
0
0
0
0
0
0
0
0
0
0
0
0
0
0
0
0
0
0
0
0
0
0
0
0
0
0
0
0
0
0
0
0
0
0
0
0
0
0
0
0
0
0
0
0
0
0
0
0
0
0
0
0
0
0
0
0
0
0
0
0
0
0
0
0
0
0
0
0
0
0
0
0
0
0
0
0
0
0
0
0
0
0
0
0
0
0
0
0
0
0
0
0
0
0
0
0
0
0
0
0
0
0
0
0
0
0
0
0
0
0
0
0
0
0
0
0
0
0
0
0
0
0
0
0
0
0
0
0
0
0
0
0
0
0
0
0
0
0
0
0
0
0
0
0
0
0
0
0
0
0
0
0
0
0
0
0
0
0
0
0
0
0
0
0
0
0
0
0
0
0
0
0
0
0
0
0
0
0
0
0
0
0
0
0
0
0
0
0
0
0
0
0
0
0
0
0
0
0
0
0
0
0
0
0
0
0
0
0
0
0
0
0
0
0
0
0
0
0
0
0
0
0
0
0
0
0
0
0
0
0
0
0
0
0
0
0
0
0
0
0
0
0
0
0
0
0
0
0
0
0
0
0
0
0
0
0
0
0
0
0
0
0
0
0
0
0
0
0
0
0
0
0
0
0
0
0
0
0
0
0
0
0
0
0
0
0
0
0
0
0
0
0
0
0
0
0
0
0
0
0
0
0
0
0
0
0
0
0
0
0
0
0
0
0
0
0
0
0
0
0
0
0
0
0
0
0
0
0
0
0
0
0
0
0
0
0
0
0
0
0
0
0
0
0
0
0
0
0
0
0
0
0
0
0
0
0
0
0
0
0
0
0
0
0
0
0
0
0
0
0
0
0
0
0
0
0
0
0
0
0
0
0
0
0
0
0
0
0
0
0
0
0
0
0
0
0
0
0
0
0
0
0
0
0
0
0
0
0
0
0
0
0
0
0
0
0
0
0
0
0
0
0
0
0
0
0
0
0
0
0
0
0
0
0
0
0
0
0
0
0
0
0
0
0
0
0
0
0
0
0
0
0
0
0
0
0
0
0
0
0
0
0
0
0
0
0
0
0
0
0
0
0
0
0
0
0
0
0
0
0
0
0
0
0
0
0
0
0
0
0
0
0
0
0
0
0
0
0
0
0
0
0
0
0
0
0
0
0
0
0
0
0
0
0
0
0
0
0
0
0
0
0
0
0
0
0
0
0
0
0
0
0
0
0
0
0
0
0
0
0
0
0
0
0
0
0
0
0
0
0
0
0
0
0
0
0
0
0
0
0
0
0
0
0
0
0
0
0
0
0
0
0
0
0
0
0
0
0
0
0
0
0
0
0
0
0
0
0
0
0
0
0
0
0
0
0
0
0
0
0
0
0
0
0
0
0
0
0
0
0
0
0
0
0
0
0
0
0
0
0
0
0
0
0
0
0
0
0
0
0
0
0
0
0
0
0
0
0
0
0
0
0
0
0
0
0
0
0
0
0
0
0
0
0
0
0
0
0
0
0
0
0
0
0
0
0
0
0
0
0
0
0
0
0
0
0
0
0
0
0
0
0
0
0
0
0
0
0
0
0
0
0
0
0
0
0
0
0
0
0
0
0
0
0
0
0
0
0
0
0
0
0
0
0
0
0
0
0
0
0
0
0
0
0
0
0
0
0
0
0
0
0
0
0
0
0
0
0
0
0
0
0
0
0
0
0
0
0
0
0
0
0
0
0
0
0
0
0
0
0
0
0
0
0
0
0
0
0
0
0
0
0
0
0
0
0
0
0
0
0
0
0
0
0
0
0
0
0
0
0
0
0
0
0
0
0
0
0
0
0
0
0
0
0
0
0
0
0
0
0
0
0
0
0
0
0
0
0
0
0
0
0
0
0
0
0
0
0
0
0
0
0
0
0
0
0
0
0
0
0
0
0
0
0
0
0
0
0
0
0
0
0
0
0
0
0
0
0
0
0
0
0
0
0
0
0
0
0
0
0
0
0
0
0
0
0
0
0
0
0
0
0
0
0
0
0
0
0
0
0
0
0
0
0
0
0
0
0
0
0
0
0
0
0
0
0
0
0
0
0
0
0
0
0
0
0
0
0
0
0
0
0
0
0
0
0
0
0
0
0
0
0
0
0
0
0
0
0
0
0
0
0
0
0
0
0
0
0
0
0
0
0
0
0
0
0
0
0
0
0
0
0
0
0
0
0
0
0
0
0
0
0
0
0
0
0
0
0
0
0
0
0
0
0
0
0
0
0
0
0
0
0
0
0
0
0
0
0
0
0
0
0
0
0
0
0
0
0
0
0
0
0
0
0
0
0
0
0
0
0
0
0
0
0
0
0
0
0
0
0
0
0
0
0
0
0
0
0
0
0
0
0
0
0
0
0
0
0
0
0
0
0
0
0
0
0
0
0
0
0
0
0
0
0
0
0
0
0
0
0
0
0
0
0
0
0
0
0
0
0
0
0
0
0
0
0
0
0
0
0
0
0
0
0
0
0
0
0
0
0
0
0
0
0
0
0
0
0
0
0
0
0
0
0
0
0
0
0
0
0
0
0
0
0
0
0
0
0
0
0
0
0
0
0
0
0
0
0
0
0
0
0
0
0
0
0
0
0
0
0
0
0
0
0
0
0
0
0
0
0
0
0
0
0
0
0
0
0
0
0
0
0
0
0
0
0
0
0
0
0
0
0
0
0
0
0
0
0
0
0
0
0
0
0
0
0
0
0
0
0
0
0
0
0
0
0
0
0
0
0
0
0
0
0
0
0
0
0
0
0
0
0
0
0
0
0
0
0
0
0
0
0
0
0
0
0
0
0
0
0
0
0
0
0
0
0
0
0
0
0
0
0
0
0
0
0
0
0
0
0
0
0
0
0
0
0
0
0
0
0
0
0
0
0
0
0
0
0
0
0
0
0
0
0
0
0
0
0
0
0
0
0
0
0
0
0
0
0
0
0
0
0
0
0
0
0
0
0
0
0
0
0
0
0
0
0
0
0
0
0
0
0
0
0
0
0
0
0
0
0
0
0
0
0
0
0
0
0
0
0
0
0
0
0
0
0
0
0
0
0
0
0
0
0
0
0
0
0
0
0
0
0
0
0
0
0
0
0
0
0
0
0
0
0
0
0
0
0
0
0
0
0
0
0
0
0
0
0
0
0
0
0
0
0
0
0
0
0
0
0
0
0
0
0
0
0
0
0
0
0
0
0
0
0
0
0
0
0
0
0
0
0
0
0
0
0
0
0
0
0
0
0
0
0
0
0
0
0
0
0
0
0
0
0
0
0
0
0
0
0
0
0
0
0
0
0
0
0
0
0
0
0
0
0
0
0
0
0
0
0
0
0
0
0
0
0
0
0
0
0
0
0
0
0
0
0
0
0
0
0
0
0
0
0
0
0
0
0
0
0
0
0
0
0
0
0
0
0
0
0
0
0
0
0
0
0
0
0
0
0
0
0
0
0
0
0
0
0
0
0
0
0
0
0
0
0
0
0
0
0
0
0
0
0
0
0
0
0
0
0
0
0
0
0
0
0
0
0
0
0
0
0
0
0
0
0
0
0
0
0
0
0
0
0
0
0
0
0
0
0
0
0
0
0
0
0
0
0
0
0
0
0
0
0
0
0
0
0
0
0
0
0
0
0
0
0
0
0
0
0
0
0
0
0
0
0
0
0
0
0
0
0
0
0
0
0
0
0
0
0
0
0
0
0
0
0
0
0
0
0
0
0
0
0
0
0
0
0
0
0
0
0
0
0
0
0
0
0
0
0
0
0
0
0
0
0
0
0
0
0
0
0
0
0
0
0
0
0
0
0
0
0
0
0
0
0
0
0
0
0
0
0
0
0
0
0
0
0
0
0
0
0
0
0
0
0
0
0
0
0
0
0
0
0
0
0
0
0
0
0
0
0
0
0
0
0
0
0
0
0
0
0
0
0
0
0
0
0
0
0
0
0
0
0
0
0
0
0
0
0
0
0
0
0
0
0
0
0
0
0
0
0
0
0
0
0
0
0
0
0
0
0
0
0
0
0
0
0
0
0
0
0
0
0
0
0
0
0
0
0
0
0
0
0
0
0
0
0
0
0
0
0
0
0
0
0
0
0
0
0
0
0
0
0
0
0
0
0
0
0
0
0
0
0
0
0
0
0
0
0
0
0
0
0
0
0
0
0
0
0
0
0
0
0
0
0
0
0
0
0
0
0
0
0
0
0
0
0
0
0
0
0
0
0
0
0
0
0
0
0
0
0
0
0
0
0
0
0
0
0
0
0
0
0
0
0
0
0
0
0
0
0
0
0
0
0
0
0
0
0
0
0
0
0
0
0
0
0
0
0
0
0
0
0
0
0
0
0
0
0
0
0
0
0
0
0
0
0
0
0
0
0
0
0
0
0
0
0
0
0
0
0
0
0
0
0
0
0
0
0
0
0
0
0
0
0
0
0
0
0
0
0
0
0
0
0
0
0
0
0
0
0
0
0
0
0
0
0
0
0
0
0
0
0
0
0
0
0
0
0
0
0
0
0
0
0
0
0
0
0
0
0
0
0
0
0
0
0
0
0
0
0
0
0
0
0
0
0
0
0
0
0
0
0
0
0
0
0
0
0
0
0
0
0
0
0
0
0
0
0
0
0
0
0
0
0
0
0
0
0
0
0
0
0
0
0
0
0
0
0
0
0
0
0
0
0
0
0
0
0
0
0
0
0
0
0
0
0
0
0
0
0
0
0
0
0
0
0
0
0
0
0
0
0
0
0
0
0
0
0
0
0
0
0
0
0
0
0
0
0
0
0
0
0
0
0
0
0
0
0
0
0
0
0
0
0
0
0
0
0
0
0
0
0
0
0
0
0
0
0
0
0
0
0
0
0
0
0
0
0
0
0
0
0
0
0
0
0
0
0
0
0
0
0
0
0
0
0
0
0
0
0
0
0
0
0
0
0
0
0
0
0
0
0
0
0
0
0
0
0
0
0
0
0
0
0
0
0
0
0
0
0
0
0
0
0
0
0
0
0
0
0
0
0
0
0
0
0
0
0
0
0
0
0
0
0
0
0
0
0
0
0
0
0
0
0
0
0
0
0
0
0
0
0
0
0
0
0
0
0
0
0
0
0
0
0
0
0
0
0
0
0
0
0
0
0
0
0
0
0
0
0
0
0
0
0
0
0
0
0
0
0
0
0
0
0
0
0
0
0
0
0
0
0
0
0
0
0
0
0
0
0
0
0
0
0
0
0
0
0
0
0
0
0
0
0
0
0
0
0
0
0
0
0
0
0
0
0
0
0
0
0
0
0
0
0
0
0
0
0
0
0
0
0
0
0
0
0
0
0
0
0
0
0
0
0
0
0
0
0
0
0
0
0
0
0
0
0
0
0
0
0
0
0
0
0
0
0
0
0
0
0
0
0
0
0
0
0
0
0
0
0
0
0
0
0
0
0
0
0
0
0
0
0
0
0
0
0
0
0
0
0
0
0
0
0
0
0
0
0
0
0
0
0
0
0
0
0
0
0
0
0
0
0
0
0
0
0
0
0
0
0
0
0
0
0
0
0
0
0
0
0
0
0
0
0
0
0
0
0
0
0
0
0
0
0
0
0
0
0
0
0
0
0
0
0
0
0
0
0
0
0
0
0
0
0
0
0
0
0
0
0
0
0
0
0
0
0
0
0
0
0
0
0
0
0
0
0
0
0
0
0
0
0
0
0
0
0
0
0
0
0
0
0
0
0
0
0
0
0
0
0
0
0
0
0
0
0
0
0
0
0
0
0
0
0
0
0
0
0
0
0
0
0
0
0
0
0
0
0
0
0
0
0
0
0
0
0
0
0
0
0
0
0
0
0
0
0
0
0
0
0
0
0
0
0
0
0
0
0
0
0
0
0
0
0
0
0
0
0
0
0
0
0
0
0
0
0
0
0
0
0
0
0
0
0
0
0
0
0
0
0
0
0
0
0
0
0
0
0
0
0
0
0
0
0
0
0
0
0
0
0
0
0
0
0
0
0
0
0
0
0
0
0
0
0
0
0
0
0
0
0
0
0
0
0
0
0
0
0
0
0
0
0
0
0
0
0
0
0
0
0
0
0
0
0
0
0
0
0
0
0
0
0
0
0
0
0
0
0
0
0
0
0
0
0
0
0
0
0
0
0
0
0
0
0
0
0
0
0
0
0
0
0
0
0
0
0
0
0
0
0
0
0
0
0
0
0
0
0
0
0
0
0
0
0
0
0
0
0
0
0
0
0
0
0
0
0
0
0
0
0
0
0
0
0
0
0
0
0
0
0
0
0
0
0
0
0
0
0
0
0
0
0
0
0
0
0
0
0
0
0
0
0
0
0
0
0
0
0
0
0
0
0
0
0
0
0
0
0
0
0
0
0
0
0
0
0
0
0
0
0
0
0
0
0
0
0
0
0
0
0
0
0
0
0
0
0
0
0
0
0
0
0
0
0
0
0
0
0
0
0
0
0
0
0
0
0
0
0
0
0
0
0
0
0
0
0
0
0
0
0
0
0
0
0
0
0
0
0
0
0
0
0
0
0
0
0
0
0
0
0
0
0
0
0
0
0
0
0
0
0
0
0
0
0
0
0
0
0
0
0
0
0
0
0
0
0
0
0
0
0
0
0
0
0
0
0
0
0
0
0
0
0
0
0
0
0
0
0
0
0
0
0
0
0
0
0
0
0
0
0
0
0
0
0
0
0
0
0
0
0
0
0
0
0
0
0
0
0
0
0
0
0
0
0
0
0
0
0
0
0
0
0
0
0
0
0
0
0
0
0
0
0
0
0
0
0
0
0
0
0
0
0
0
0
0
0
0
0
0
0
0
0
0
0
0
0
0
0
0
0
0
0
0
0
0
0
0
0
0
0
0
0
0
0
0
0
0
0
0
0
0
0
0
0
0
0
0
0
0
0
0
0
0
0
0
0
0
0
0
0
0
0
0
0
0
0
0
0
0
0
0
0
0
0
0
0
0
0
0
0
0
0
0
0
0
0
0
0
0
0
0
0
0
0
0
0
0
0
0
0
0
0
0
0
0
0
0
0
0
0
0
0
0
0
0
0
0
0
0
0
0
0
0
0
0
0
0
0
0
0
0
0
0
0
0
0
0
0
0
0
0
0
0
0
0
0
0
0
0
0
0
0
0
0
0
0
0
0
0
0
0
0
0
0
0
0
0
0
0
0
0
0
0
0
0
0
0
0
0
0
0
0
0
0
0
0
0
0
0
0
0
0
0
0
0
0
0
0
0
0
0
0
0
0
0
0
0
0
0
0
0
0
0
0
0
0
0
0
0
0
0
0
0
0
0
0
0
0
0
0
0
0
0
0
0
0
0
0
0
0
0
0
0
0
0
0
0
0
0
0
0
0
0
0
0
0
0
0
0
0
0
0
0
0
0
0
0
0
0
0
0
0
0
0
0
0
0
0
0
0
0
0
0
0
0
0
0
0
0
0
0
0
0
0
0
0
0
0
0
0
0
0
0
0
0
0
0
0
0
0
0
0
0
0
0
0
0
0
0
0
0
0
0
0
0
0
0
0
0
0
0
0
0
0
0
0
0
0
0
0
0
0
0
0
0
0
0
0
0
0
0
0
0
0
0
0
0
0
0
0
0
0
0
0
0
0
0
0
0
0
0
0
0
0
0
0
0
0
0
0
0
0
0
0
0
0
0
0
0
0
0
0
0
0
0
0
0
0
0
0
0
0
0
0
0
0
0
0
0
0
0
0
0
0
0
0
0
0
0
0
0
0
0
0
0
0
0
0
0
0
0
0
0
0
0
0
0
0
0
0
0
0
0
0
0
0
0
0
0
0
0
0
0
0
0
0
0
0
0
0
0
0
0
0
0
0
0
0
0
0
0
0
0
0
0
0
0
0
0
0
0
0
0
0
0
0
0
0
0
0
0
0
0
0
0
0
0
0
0
0
0
0
0
0
0
0
0
0
0
0
0
0
0
0
0
0
0
0
0
0
0
0
0
0
0
0
0
0
0
0
0
0
0
0
0
0
0
0
0
0
0
0
0
0
0
0
0
0
0
0
0
0
0
0
0
0
0
0
0
0
0
0
0
0
0
0
0
0
0
0
0
0
0
0
0
0
0
0
0
0
0
0
0
0
0
0
0
0
0
0
0
0
0
0
0
0
0
0
0
0
0
0
0
0
0
0
0
0
0
0
0
0
0
0
0
0
0
0
0
0
0
0
0
0
0
0
0
0
0
0
0
0
0
0
0
0
0
0
0
0
0
0
0
0
0
0
0
0
0
0
0
0
0
0
0
0
0
0
0
0
0
0
0
0
0
0
0
0
0
0
0
0
0
0
0
0
0
0
0
0
0
0
0
0
0
0
0
0
0
0
0
0
0
0
0
0
0
0
0
0
0
0
0
0
0
0
0
0
0
0
0
0
0
0
0
0
0
0
0
0
0
0
0
0
0
0
0
0
0
0
0
0
0
0
0
0
0
0
0
0
0
0
0
0
0
0
0
0
0
0
0
0
0
0
0
0
0
0
0
0
0
0
0
0
0
0
0
0
0
0
0
0
0
0
0
0
0
0
0
0
0
0
0
0
0
0
0
0
0
0
0
0
0
0
0
0
0
0
0
0
0
0
0
0
0
0
0
0
0
0
0
0
0
0
0
0
0
0
0
0
0
0
0
0
0
0
0
0
0
0
0
0
0
0
0
0
0
0
0
0
0
0
0
0
0
0
0
0
0
0
0
0
0
0
0
0
0
0
0
0
0
0
0
0
0
0
0
0
0
0
0
0
0
0
0
0
0
0
0
0
0
0
0
0
0
0
0
0
0
0
0
0
0
0
0
0
0
0
0
0
0
0
0
0
0
0
0
0
0
0
0
0
0
0
0
0
0
0
0
0
0
0
0
0
0
0
0
0
0
0
0
0
0
0
0
0
0
0
0
0
0
0
0
0
0
0
0
0
0
0
0
0
0
0
0
0
0
0
0
0
0
0
0
0
0
0
0
0
0
0
0
0
0
0
0
0
0
0
0
0
0
0
0
0
0
0
0
0
0
0
0
0
0
0
0
0
0
0
0
0
0
0
0
0
0
0
0
0
0
0
0
0
0
0
0
0
0
0
0
0
0
0
0
0
0
0
0
0
0
0
0
0
0
0
0
0
0
0
0
0
0
0
0
0
0
0
0
0
0
0
0
0
0
0
0
0
0
0
0
0
0
0
0
0
0
0
0
0
0
0
0
0
0
0
0
0
0
0
0
0
0
0
0
0
0
0
0
0
0
0
0
0
0
0
0
0
0
0
0
0
0
0
0
0
0
0
0
0
0
0
0
0
0
0
0
0
0
0
0
0
0
0
0
0
0
0
0
0
0
0
0
0
0
0
0
0
0
0
0
0
0
0
0
0
0
0
0
0
0
0
0
0
0
0
0
0
0
0
0
0
0
0
0
0
0
0
0
0
0
0
0
0
0
0
0
0
0
0
0
0
0
0
0
0
0
0
0
0
0
0
0
0
0
0
0
0
0
0
0
0
0
0
0
0
0
0
0
0
0
0
0
0
0
0
0
0
0
0
0
0
0
0
0
0
0
0
0
0
0
0
0
0
0
0
0
0
0
0
0
0
0
0
0
0
0
0
0
0
0
0
0
0
0
0
0
0
0
0
0
0
0
0
0
0
0
0
0
0
0
0
0
0
0
0
0
0
0
0
0
0
0
0
0
0
0
0
0
0
0
0
0
0
0
0
0
0
0
0
0
0
0
0
0
0
0
0
0
0
0
0
0
0
0
0
0
0
0
0
0
0
0
0
0
0
0
0
0
0
0
0
0
0
0
0
0
0
0
0
0
0
0
0
0
0
0
0
0
0
0
0
0
0
0
0
0
0
0
0
0
0
0
0
0
0
0
0
0
0
0
0
0
0
0
0
0
0
0
0
0
0
0
0
0
0
0
0
0
0
0
0
0
0
0
0
0
0
0
0
0
0
0
0
0
0
0
0
0
0
0
0
0
0
0
0
0
0
0
0
0
0
0
0
0
0
0
0
0
0
0
0
0
0
0
0
0
0
0
0
0
0
0
0
0
0
0
0
0
0
0
0
0
0
0
0
0
0
0
0
0
0
0
0
0
0
0
0
0
0
0
0
0
0
0
0
0
0
0
0
0
0
0
0
0
0
0
0
0
0
0
0
0
0
0
0
0
0
0
0
0
0
0
0
0
0
0
0
0
0
0
0
0
0
0
0
0
0
0
0
0
0
0
0
0
0
0
0
0
0
0
0
0
0
0
0
0
0
0
0
0
0
0
0
0
0
0
0
0
0
0
0
0
0
0
0
0
0
0
0
0
0
0
0
0
0
0
0
0
0
0
0
0
0
0
0
0
0
0
0
0
0
0
0
0
0
0
0
0
0
0
0
0
0
0
0
0
0
0
0
0
0
0
0
0
0
0
0
0
0
0
0
0
0
0
0
0
0
0
0
0
0
0
0
0
0
0
0
0
0
0
0
0
0
0
0
0
0
0
0
0
0
0
0
0
0
0
0
0
0
0
0
0
0
0
0
0
0
0
0
0
0
0
0
0
0
0
0
0
0
0
0
0
0
0
0
0
0
0
0
0
0
0
0
0
0
0
0
0
0
0
0
0
0
0
0
0
0
0
0
0
0
0
0
0
0
0
0
0
0
0
0
0
0
0
0
0
0
0
0
0
0
0
0
0
0
0
0
0
0
0
0
0
0
0
0
0
0
0
0
0
0
0
0
0
0
0
0
0
0
0
0
0
0
0
0
0
0
0
0
0
0
0
0
0
0
0
0
0
0
0
0
0
0
0
0
0
0
0
0
0
0
0
0
0
0
0
0
0
0
0
0
0
0
0
0
0
0
0
0
0
0
0
0
0
0
0
0
0
0
0
0
0
0
0
0
0
0
0
0
0
0
0
0
0
0
0
0
0
0
0
0
0
0
0
0
0
0
0
0
0
0
0
0
0
0
0
0
0
0
0
0
0
0
0
0
0
0
0
0
0
0
0
0
0
0
0
0
0
0
0
0
0
0
0
0
0
0
0
0
0
0
0
0
0
0
0
0
0
0
0
0
0
0
0
0
0
0
0
0
0
0
0
0
0
0
0
0
0
0
0
0
0
0
0
0
0
0
0
0
0
0
0
0
0
0
0
0
0
0
0
0
0
0
0
0
0
0
0
0
0
0
0
0
0
0
0
0
0
0
0
0
0
0
0
0
0
0
0
0
0
0
0
0
0
0
0
0
0
0
0
0
0
0
0
0
0
0
0
0
0
0
0
0
0
0
0
0
0
0
0
0
0
0
0
0
0
0
0
0
0
0
0
0
0
0
0
0
0
0
0
0
0
0
0
0
0
0
0
0
0
0
0
0
0
0
0
0
0
0
0
0
0
0
0
0
0
0
0
0
0
0
0
0
0
0
0
0
0
0
0
0
0
0
0
0
0
0
0
0
0
0
0
0
0
0
0
0
0
0
0
0
0
0
0
0
0
0
0
0
0
0
0
0
0
0
0
0
0
0
0
0
0
0
0
0
0
0
0
0
0
0
0
0
0
0
0
0
0
0
0
0
0
0
0
0
0
0
0
0
0
0
0
0
0
0
0
0
0
0
0
0
0
0
0
0
0
0
0
0
0
0
0
0
0
0
0
0
0
0
0
0
0
0
0
0
0
0
0
0
0
0
0
0
0
0
0
0
0
0
0
0
0
0
0
0
0
0
0
0
0
0
0
0
0
0
0
0
0
0
0
0
0
0
0
0
0
0
0
0
0
0
0
0
0
0
0
0
0
0
0
0
0
0
0
0
0
0
0
0
0
0
0
0
0
0
0
0
0
0
0
0
0
0
0
0
0
0
0
0
0
0
0
0
0
0
0
0
0
0
0
0
0
0
0
0
0
0
0
0
0
0
0
0
0
0
0
0
0
0
0
0
0
0
0
0
0
0
0
0
0
0
0
0
0
0
0
0
0
0
0
0
0
0
0
0
0
0
0
0
0
0
0
0
0
0
0
0
0
0
0
0
0
0
0
0
0
0
0
0
0
0
0
0
0
0
0
0
0
0
0
0
0
0
0
0
0
0
0
0
0
0
0
0
0
0
0
0
0
0
0
0
0
0
0
0
0
0
0
0
0
0
0
0
0
0
0
0
0
0
0
0
0
0
0
0
0
0
0
0
0
0
0
0
0
0
0
0
0
0
0
0
0
0
0
0
0
0
0
0
0
0
0
0
0
0
0
0
0
0
0
0
0
0
0
0
0
0
0
0
0
0
0
0
0
0
0
0
0
0
0
0
0
0
0
0
0
0
0
0
0
0
0
0
0
0
0
0
0
0
0
0
0
0
0
0
0
0
0
0
0
0
0
0
0
0
0
0
0
0
0
0
0
0
0
0
0
0
0
0
0
0
0
0
0
0
0
0
0
0
0
0
0
0
0
0
0
0
0
0
0
0
0
0
0
0
0
0
0
0
0
0
0
0
0
0
0
0
0
0
0
0
0
0
0
0
0
0
0
0
0
0
0
0
0
0
0
0
0
0
0
0
0
0
0
0
0
0
0
0
0
0
0
0
0
0
0
0
0
0
0
0
0
0
0
0
0
0
0
0
0
0
0
0
0
0
0
0
0
0
0
0
0
0
0
0
0
0
0
0
0
0
0
0
0
0
0
0
0
0
0
0
0
0
0
0
0
0
0
0
0
0
0
0
0
0
0
0
0
0
0
0
0
0
0
0
0
0
0
0
0
0
0
0
0
0
0
0
0
0
0
0
0
0
0
0
0
0
0
0
0
0
0
0
0
0
0
0
0
0
0
0
0
0
0
0
0
0
0
0
0
0
0
0
0
0
0
0
0
0
0
0
0
0
0
0
0
0
0
0
0
0
0
0
0
0
0
0
0
0
0
0
0
0
0
0
0
0
0
0
0
0
0
0
0
0
0
0
0
0
0
0
0
0
0
0
0
0
0
0
0
0
0
0
0
0
0
0
0
0
0
0
0
0
0
0
0
0
0
0
0
0
0
0
0
0
0
0
0
0
0
0
0
0
0
0
0
0
0
0
0
0
0
0
0
0
0
0
0
0
0
0
0
0
0
0
0
0
0
0
0
0
0
0
0
0
0
0
0
0
0
0
0
0
0
0
0
0
0
0
0
0
0
0
0
0
0
0
0
0
0
0
0
0
0
0
0
0
0
0
0
0
0
0
0
0
0
0
0
0
0
0
0
0
0
0
0
0
0
0
0
0
0
0
0
0
0
0
0
0
0
0
0
0
0
0
0
0
0
0
0
0
0
0
0
0
0
0
0
0
0
0
0
0
0
0
0
0
0
0
0
0
0
0
0
0
0
0
0
0
0
0
0
0
0
0
0
0
0
0
0
0
0
0
0
0
0
0
0
0
0
0
0
0
0
0
0
0
0
0
0
0
0
0
0
0
0
0
0
0
0
0
0
0
0
0
0
0
0
0
0
0
0
0
0
0
0
0
0
0
0
0
0
0
0
0
0
0
0
0
0
0
0
0
0
0
0
0
0
0
0
0
0
0
0
0
0
0
0
0
0
0
0
0
0
0
0
0
0
0
0
0
0
0
0
0
0
0
0
0
0
0
0
0
0
0
0
0
0
0
0
0
0
0
0
0
0
0
0
0
0
0
0
0
0
0
0
0
0
0
0
0
0
0
0
0
0
0
0
0
0
0
0
0
0
0
0
0
0
0
0
0
0
0
0
0
0
0
0
0
0
0
0
0
0
0
0
0
0
0
0
0
0
0
0
0
0
0
0
0
0
0
0
0
0
0
0
0
0
0
0
0
0
0
0
0
0
0
0
0
0
0
0
0
0
0
0
0
0
0
0
0
0
0
0
0
0
0
0
0
0
0
0
0
0
0
0
0
0
0
0
0
0
0
0
0
0
0
0
0
0
0
0
0
0
0
0
0
0
0
0
0
0
0
0
0
0
0
0
0
0
0
0
0
0
0
0
0
0
0
0
0
0
0
0
0
0
0
0
0
0
0
0
0
0
0
0
0
0
0
0
0
0
0
0
0
0
0
0
0
0
0
0
0
0
0
0
0
0
0
0
0
0
0
0
0
0
0
0
0
0
0
0
0
0
0
0
0
0
0
0
0
0
0
0
0
0
0
0
0
0
0
0
0
0
0
0
0
0
0
0
0
0
0
0
0
0
0
0
0
0
0
0
0
0
0
0
0
0
0
0
0
0
0
0
0
0
0
0
0
0
0
0
0
0
0
0
0
0
0
0
0
0
0
0
0
0
0
0
0
0
0
0
0
0
0
0
0
0
0
0
0
0
0
0
0
0
0
0
0
0
0
0
0
0
0
0
0
0
0
0
0
0
0
0
0
0
0
0
0
0
0
0
0
0
0
0
0
0
0
0
0
0
0
0
0
0
0
0
0
0
0
0
0
0
0
0
0
0
0
0
0
0
0
0
0
0
0
0
0
0
0
0
0
0
0
0
0
0
0
0
0
0
0
0
0
0
0
0
0
0
0
0
0
0
0
0
0
0
0
0
0
0
0
0
0
0
0
0
0
0
0
0
0
0
0
0
0
0
0
0
0
0
0
0
0
0
0
0
0
0
0
0
0
0
0
0
0
0
0
0
0
0
0
0
0
0
0
0
0
0
0
0
0
0
0
0
0
0
0
0
0
0
0
0
0
0
0
0
0
0
0
0
0
0
0
0
0
0
0
0
0
0
0
0
0
0
0
0
0
0
0
0
0
0
0
0
0
0
0
0
0
0
0
0
0
0
0
0
0
0
0
0
0
0
0
0
0
0
0
0
0
0
0
0
0
0
0
0
0
0
0
0
0
0
0
0
0
0
0
0
0
0
0
0
0
0
0
0
0
0
0
0
0
0
0
0
0
0
0
0
0
0
0
0
0
0
0
0
0
0
0
0
0
0
0
0
0
0
0
0
0
0
0
0
0
0
0
0
0
0
0
0
0
0
0
0
0
0
0
0
0
0
0
0
0
0
0
0
0
0
0
0
0
0
0
0
0
0
0
0
0
0
0
0
0
0
0
0
0
0
0
0
0
0
0
0
0
0
0
0
0
0
0
0
0
0
0
0
0
0
0
0
0
0
0
0
0
0
0
0
0
0
0
0
0
0
0
0
0
0
0
0
0
0
0
0
0
0
0
0
0
0
0
0
0
0
0
0
0
0
0
0
0
0
0
0
0
0
0
0
0
0
0
0
0
0
0
0
0
0
0
0
0
0
0
0
0
0
0
0
0
0
0
0
0
0
0
0
0
0
0
0
0
0
0
0
0
0
0
0
0
0
0
0
0
0
0
0
0
0
0
0
0
0
0
0
0
0
0
0
0
0
0
0
0
0
0
0
0
0
0
0
0
0
0
0
0
0
0
0
0
0
0
0
0
0
0
0
0
0
0
0
0
0
0
0
0
0
0
0
0
0
0
0
0
0
0
0
0
0
0
0
0
0
0
0
0
0
0
0
0
0
0
0
0
0
0
0
0
0
0
0
0
0
0
0
0
0
0
0
0
0
0
0
0
0
0
0
0
0
0
0
0
0
0
0
0
0
0
0
0
0
0
0
0
0
0
0
0
0
0
0
0
0
0
0
0
0
0
0
0
0
0
0
0
0
0
0
0
0
0
0
0
0
0
0
0
0
0
0
0
0
0
0
0
0
0
0
0
0
0
0
0
0
0
0
0
0
0
0
0
0
0
0
0
0
0
0
0
0
0
0
0
0
0
0
0
0
0
0
0
0
0
0
0
0
0
0
0
0
0
0
0
0
0
0
0
0
0
0
0
0
0
0
0
0
0
0
0
0
0
0
0
0
0
0
0
0
0
0
0
0
0
0
0
0
0
0
0
0
0
0
0
0
0
0
0
0
0
0
0
0
0
0
0
0
0
0
0
0
0
0
0
0
0
0
0
0
0
0
0
0
0
0
0
0
0
0
0
0
0
0
0
0
0
0
0
0
0
0
0
0
0
0
0
0
0
0
0
0
0
0
0
0
0
0
0
0
0
0
0
0
0
0
0
0
0
0
0
0
0
0
0
0
0
0
0
0
0
0
0
0
0
0
0
0
0
0
0
0
0
0
0
0
0
0
0
0
0
0
0
0
0
0
0
0
0
0
0
0
0
0
0
0
0
0
0
0
0
0
0
0
0
0
0
0
0
0
0
0
0
0
0
0
0
0
0
0
0
0
0
0
0
0
0
0
0
0
0
0
0
0
0
0
0
0
0
0
0
0
0
0
0
0
0
0
0
0
0
0
0
0
0
0
0
0
0
0
0
0
0
0
0
0
0
0
0
0
0
0
0
0
0
0
0
0
0
0
0
0
0
0
0
0
0
0
0
0
0
0
0
0
0
0
0
0
0
0
0
0
0
0
0
0
0
0
0
0
0
0
0
0
0
0
0
0
0
0
0
0
0
0
0
0
0
0
0
0
0
0
0
0
0
0
0
0
0
0
0
0
0
0
0
0
0
0
0
0
0
0
0
0
0
0
0
0
0
0
0
0
0
0
0
0
0
0
0
0
0
0
0
0
0
0
0
0
0
0
0
0
0
0
0
0
0
0
0
0
0
0
0
0
0
0
0
0
0
0
0
0
0
0
0
0
0
0
0
0
0
0
0
0
0
0
0
0
0
0
0
0
0
0
0
0
0
0
0
0
0
0
0
0
0
0
0
0
0
0
0
0
0
0
0
0
0
0
0
0
0
0
0
0
0
0
0
0
0
0
0
0
0
0
0
0
0
0
0
0
0
0
0
0
0
0
0
0
0
0
0
0
0
0
0
0
0
0
0
0
0
0
0
0
0
0
0
0
0
0
0
0
0
0
0
0
0
0
0
0
0
0
0
0
0
0
0
0
0
0
0
0
0
0
0
0
0
0
0
0
0
0
0
0
0
0
0
0
0
0
0
0
0
0
0
0
0
0
0
0
0
0
0
0
0
0
0
0
0
0
0
0
0
0
0
0
0
0
0
0
0
0
0
0
0
0
0
0
0
0
0
0
0
0
0
0
0
0
0
0
0
0
0
0
0
0
0
0
0
0
0
0
0
0
0
0
0
0
0
0
0
0
0
0
0
0
0
0
0
0
0
0
0
0
0
0
0
0
0
0
0
0
0
0
0
0
0
0
0
0
0
0
0
0
0
0
0
0
0
0
0
0
0
0
0
0
0
0
0
0
0
0
0
0
0
0
0
0
0
0
0
0
0
0
0
0
0
0
0
0
0
0
0
0
0
0
0
0
0
0
0
0
0
0
0
0
0
0
0
0
0
0
0
0
0
0
0
0
0
0
0
0
0
0
0
0
0
0
0
0
0
0
0
0
0
0
0
0
0
0
0
0
0
0
0
0
0
0
0
0
0
0
0
0
0
0
0
0
0
0
0
0
0
0
0
0
0
0
0
0
0
0
0
0
0
0
0
0
0
0
0
0
0
0
0
0
0
0
0
0
0
0
0
0
0
0
0
0
0
0
0
0
0
0
0
0
0
0
0
0
0
0
0
0
0
0
0
0
0
0
0
0
0
0
0
0
0
0
0
0
0
0
0
0
0
0
0
0
0
0
0
0
0
0
0
0
0
0
0
0
0
0
0
0
0
0
0
0
0
0
0
0
0
0
0
0
0
0
0
0
0
0
0
0
0
0
0
0
0
0
0
0
0
0
0
0
0
0
0
0
0
0
0
0
0
0
0
0
0
0
0
0
0
0
0
0
0
0
0
0
0
0
0
0
0
0
0
0
0
0
0
0
0
0
0
0
0
0
0
0
0
0
0
0
0
0
0
0
0
0
0
0
0
0
0
0
0
0
0
0
0
0
0
0
0
0
0
0
0
0
0
0
0
0
0
0
0
0
0
0
0
0
0
0
0
0
0
0
0
0
0
0
0
0
0
0
0
0
0
0
0
0
0
0
0
0
0
0
0
0
0
0
0
0
0
0
0
0
0
0
0
0
0
0
0
0
0
0
0
0
0
0
0
0
0
0
0
0
0
0
0
0
0
0
0
0
0
0
0
0
0
0
0
0
0
0
0
0
0
0
0
0
0
0
0
0
0
0
0
0
0
0
0
0
0
0
0
0
0
0
0
0
0
0
0
0
0
0
0
0
0
0
0
0
0
0
0
0
0
0
0
0
0
0
0
0
0
0
0
0
0
0
0
0
0
0
0
0
0
0
0
0
0
0
0
0
0
0
0
0
0
0
0
0
0
0
0
0
0
0
0
0
0
0
0
0
0
0
0
0
0
0
0
0
0
0
0
0
0
0
0
0
0
0
0
0
0
0
0
0
0
0
0
0
0
0
0
0
0
0
0
0
0
0
0
0
0
0
0
0
0
0
0
0
0
0
0
0
0
0
0
0
0
0
0
0
0
0
0
0
0
0
0
0
0
0
0
0
0
0
0
0
0
0
0
0
0
0
0
0
0
0
0
0
0
0
0
0
0
0
0
0
0
0
0
0
0
0
0
0
0
0
0
0
0
0
0
0
0
0
0
0
0
0
0
0
0
0
0
0
0
0
0
0
0
0
0
0
0
0
0
0
0
0
0
0
0
0
0
0
0
0
0
0
0
0
0
0
0
0
0
0
0
0
0
0
0
0
0
0
0
0
0
0
0
0
0
0
0
0
0
0
0
0
0
0
0
0
0
0
0
0
0
0
0
0
0
0
0
0
0
0
0
0
0
0
0
0
0
0
0
0
0
0
0
0
0
0
0
0
0
0
0
0
0
0
0
0
0
0
0
0
0
0
0
0
0
0
0
0
0
0
0
0
0
0
0
0
0
0
0
0
0
0
0
0
0
0
0
0
0
0
0
0
0
0
0
0
0
0
0
0
0
0
0
0
0
0
0
0
0
0
0
0
0
0
0
0
0
0
0
0
0
0
0
0
0
0
0
0
0
0
0
0
0
0
0
0
0
0
0
0
0
0
0
0
0
0
0
0
0
0
0
0
0
0
0
0
0
0
0
0
0
0
0
0
0
0
0
0
0
0
0
0
0
0
0
0
0
0
0
0
0
0
0
0
0
0
0
0
0
0
0
0
0
0
0
0
0
0
0
0
0
0
0
0
0
0
0
0
0
0
0
0
0
0
0
0
0
0
0
0
0
0
0
0
0
0
0
0
0
0
0
0
0
0
0
0
0
0
0
0
0
0
0
0
0
0
0
0
0
0
0
0
0
0
0
0
0
0
0
0
0
0
0
0
0
0
0
0
0
0
0
0
0
0
0
0
0
0
0
0
0
0
0
0
0
0
0
0
0
0
0
0
0
0
0
0
0
0
0
0
0
0
0
0
0
0
0
0
0
0
0
0
0
0
0
0
0
0
0
0
0
0
0
0
0
0
0
0
0
0
0
0
0
0
0
0
0
0
0
0
0
0
0
0
0
0
0
0
0
0
0
0
0
0
0
0
0
0
0
0
0
0
0
0
0
0
0
0
0
0
0
0
0
0
0
0
0
0
0
0
0
0
0
0
0
0
0
0
0
0
0
0
0
0
0
0
0
0
0
0
0
0
0
0
0
0
0
0
0
0
0
0
0
0
0
0
0
0
0
0
0
0
0
0
0
0
0
0
0
0
0
0
0
0
0
0
0
0
0
0
0
0
0
0
0
0
0
0
0
0
0
0
0
0
0
0
0
0
0
0
0
0
0
0
0
0
0
0
0
0
0
0
0
0
0
0
0
0
0
0
0
0
0
0
0
0
0
0
0
0
0
0
0
0
0
0
0
0
0
0
0
0
0
0
0
0
0
0
0
0
0
0
0
0
0
0
0
0
0
0
0
0
0
0
0
0
0
0
0
0
0
0
0
0
0
0
0
0
0
0
0
0
0
0
0
0
0
0
0
0
0
0
0
0
0
0
0
0
0
0
0
0
0
0
0
0
0
0
0
0
0
0
0
0
0
0
0
0
0
0
0
0
0
0
0
0
0
0
0
0
0
0
0
0
0
0
0
0
0
0
0
0
0
0
0
0
0
0
0
0
0
0
0
0
0
0
0
0
0
0
0
0
0
0
0
0
0
0
0
0
0
0
0
0
0
0
0
0
0
0
0
0
0
0
0
0
0
0
0
0
0
0
0
0
0
0
0
0
0
0
0
0
0
0
0
0
0
0
0
0
0
0
0
0
0
0
0
0
0
0
0
0
0
0
0
0
0
0
0
0
0
0
0
0
0
0
0
0
0
0
0
0
0
0
0
0
0
0
0
0
0
0
0
0
0
0
0
0
0
0
0
0
0
0
0
0
0
0
0
0
0
0
0
0
0
0
0
0
0
0
0
0
0
0
0
0
0
0
0
0
0
0
0
0
0
0
0
0
0
0
0
0
0
0
0
0
0
0
0
0
0
0
0
0
0
0
0
0
0
0
0
0
0
0
0
0
0
0
0
0
0
0
0
0
0
0
0
0
0
0
0
0
0
0
0
0
0
0
0
0
0
0
0
0
0
0
0
0
0
0
0
0
0
0
0
0
0
0
0
0
0
0
0
0
0
0
0
0
0
0
0
0
0
0
0
0
0
0
0
0
0
0
0
0
0
0
0
0
0
0
0
0
0
0
0
0
0
0
0
0
0
0
0
0
0
0
0
0
0
0
0
0
0
0
0
0
0
0
0
0
0
0
0
0
0
0
0
0
0
0
0
0
0
0
0
0
0
0
0
0
0
0
0
0
0
0
0
0
0
0
0
0
0
0
0
0
0
0
0
0
0
0
0
0
0
0
0
0
0
0
0
0
0
0
0
0
0
0
0
0
0
0
0
0
0
0
0
0
0
0
0
0
0
0
0
0
0
0
0
0
0
0
0
0
0
0
0
0
0
0
0
0
0
0
0
0
0
0
0
0
0
0
0
0
0
0
0
0
0
0
0
0
0
0
0
0
0
0
0
0
0
0
0
0
0
0
0
0
0
0
0
0
0
0
0
0
0
0
0
0
0
0
0
0
0
0
0
0
0
0
0
0
0
0
0
0
0
0
0
0
0
0
0
0
0
0
0
0
0
0
0
0
0
0
0
0
0
0
0
0
0
0
0
0
0
0
0
0
0
0
0
0
0
0
0
0
0
0
0
0
0
0
0
0
0
0
0
0
0
0
0
0
0
0
0
0
0
0
0
0
0
0
0
0
0
0
0
0
0
0
0
0
0
0
0
0
0
0
0
0
0
0
0
0
0
0
0
0
0
0
0
0
0
0
0
0
0
0
0
0
0
0
0
0
0
0
0
0
0
0
0
0
0
0
0
0
0
0
0
0
0
0
0
0
0
0
0
0
0
0
0
0
0
0
0
0
0
0
0
0
0
0
0
0
0
0
0
0
0
0
0
0
0
0
0
0
0
0
0
0
0
0
0
0
0
0
0
0
0
0
0
0
0
0
0
0
0
0
0
0
0
0
0
0
0
0
0
0
0
0
0
0
0
0
0
0
0
0
0
0
0
0
0
0
0
0
0
0
0
0
0
0
0
0
0
0
0
0
0
0
0
0
0
0
0
0
0
0
0
0
0
0
0
0
0
0
0
0
0
0
0
0
0
0
0
0
0
0
0
0
0
0
0
0
0
0
0
0
0
0
0
0
0
0
0
0
0
0
0
0
0
0
0
0
0
0
0
0
0
0
0
0
0
0
0
0
0
0
0
0
0
0
0
0
0
0
0
0
0
0
0
0
0
0
0
0
0
0
0
0
0
0
0
0
0
0
0
0
0
0
0
0
0
0
0
0
0
0
0
0
0
0
0
0
0
0
0
0
0
0
0
0
0
0
0
0
0
0
0
0
0
0
0
0
0
0
0
0
0
0
0
0
0
0
0
0
0
0
0
0
0
0
0
0
0
0
0
0
0
0
0
0
0
0
0
0
0
0
0
0
0
0
0
0
0
0
0
0
0
0
0
0
0
0
0
0
0
0
0
0
0
0
0
0
0
0
0
0
0
0
0
0
0
0
0
0
0
0
0
0
0
0
0
0
0
0
0
0
0
0
0
0
0
0
0
0
0
0
0
0
0
0
0
0
0
0
0
0
0
0
0
0
0
0
0
0
0
0
0
0
0
0
0
0
0
0
0
0
0
0
0
0
0
0
0
0
0
0
0
0
0
0
0
0
0
0
0
0
0
0
0
0
0
0
0
0
0
0
0
0
0
0
0
0
0
0
0
0
0
0
0
0
0
0
0
0
0
0
0
0
0
0
0
0
0
0
0
0
0
0
0
0
0
0
0
0
0
0
0
0
0
0
0
0
0
0
0
0
0
0
0
0
0
0
0
0
0
0
0
0
0
0
0
0
0
0
0
0
0
0
0
0
0
0
0
0
0
0
0
0
0
0
0
0
0
0
0
0
0
0
0
0
0
0
0
0
0
0
0
0
0
0
0
0
0
0
0
0
0
0
0
0
0
0
0
0
0
0
0
0
0
0
0
0
0
0
0
0
0
0
0
0
0
0
0
0
0
0
0
0
0
0
0
0
0
0
0
0
0
0
0
0
0
0
0
0
0
0
0
0
0
0
0
0
0
0
0
0
0
0
0
0
0
0
0
0
0
0
0
0
0
0
0
0
0
0
0
0
0
0
0
0
0
0
0
0
0
0
0
0
0
0
0
0
0
0
0
0
0
0
0
0
0
0
0
0
0
0
0
0
0
0
0
0
0
0
0
0
0
0
0
0
0
0
0
0
0
0
0
0
0
0
0
0
0
0
0
0
0
0
0
0
0
0
0
0
0
0
0
0
0
0
0
0
0
0
0
0
0
0
0
0
0
0
0
0
0
0
0
0
0
0
0
0
0
0
0
0
0
0
0
0
0
0
0
0
0
0
0
0
0
0
0
0
0
0
0
0
0
0
0
0
0
0
0
0
0
0
0
0
0
0
0
0
0
0
0
0
0
0
0
0
0
0
0
0
0
0
0
0
0
0
0
0
0
0
0
0
0
0
0
0
0
0
0
0
0
0
0
0
0
0
0
0
0
0
0
0
0
0
0
0
0
0
0
0
0
0
0
0
0
0
0
0
0
0
0
0
0
0
0
0
0
0
0
0
0
0
0
0
0
0
0
0
0
0
0
0
0
0
0
0
0
0
0
0
0
0
0
0
0
0
0
0
0
0
0
0
0
0
0
0
0
0
0
0
0
0
0
0
0
0
0
0
0
0
0
0
0
0
0
0
0
0
0
0
0
0
0
0
0
0
0
0
0
0
0
0
0
0
0
0
0
0
0
0
0
0
0
0
0
0
0
0
0
0
0
0
0
0
0
0
0
0
0
0
0
0
0
0
0
0
0
0
0
0
0
0
0
0
0
0
0
0
0
0
0
0
0
0
0
0
0
0
0
0
0
0
0
0
0
0
0
0
0
0
0
0
0
0
0
0
0
0
0
0
0
0
0
0
0
0
0
0
0
0
0
0
0
0
0
0
0
0
0
0
0
0
0
0
0
0
0
0
0
0
0
0
0
0
0
0
0
0
0
0
0
0
0
0
0
0
0
0
0
0
0
0
0
0
0
0
0
0
0
0
0
0
0
0
0
0
0
0
0
0
0
0
0
0
0
0
0
0
0
0
0
0
0
0
0
0
0
0
0
0
0
0
0
0
0
0
0
0
0
0
0
0
0
0
0
0
0
0
0
0
0
0
0
0
0
0
0
0
0
0
0
0
0
0
0
0
0
0
0
0
0
0
0
0
0
0
0
0
0
0
0
0
0
0
0
0
0
0
0
0
0
0
0
0
0
0
0
0
0
0
0
0
0
0
0
0
0
0
0
0
0
0
0
0
0
0
0
0
0
0
0
0
0
0
0
0
0
0
0
0
0
0
0
0
0
0
0
0
0
0
0
0
0
0
0
0
0
0
0
0
0
0
0
0
0
0
0
0
0
0
0
0
0
0
0
0
0
0
0
0
0
0
0
0
0
0
0
0
0
0
0
0
0
0
0
0
0
0
0
0
0
0
0
0
0
0
0
0
0
0
0
0
0
0
0
0
0
0
0
0
0
0
0
0
0
0
0
0
0
0
0
0
0
0
0
0
0
0
0
0
0
0
0
0
0
0
0
0
0
0
0
0
0
0
0
0
0
0
0
0
0
0
0
0
0
0
0
0
0
0
0
0
0
0
0
0
0
0
0
0
0
0
0
0
0
0
0
0
0
0
0
0
0
0
0
0
0
0
0
0
0
0
0
0
0
0
0
0
0
0
0
0
0
0
0
0
0
0
0
0
0
0
0
0
0
0
0
0
0
0
0
0
0
0
0
0
0
0
0
0
0
0
0
0
0
0
0
0
0
0
0
0
0
0
0
0
0
0
0
0
0
0
0
0
0
0
0
0
0
0
0
0
0
0
0
0
0
0
0
0
0
0
0
0
0
0
0
0
0
0
0
0
0
0
0
0
0
0
0
0
0
0
0
0
0
0
0
0
0
0
0
0
0
0
0
0
0
0
0
0
0
0
0
0
0
0
0
0
0
0
0
0
0
0
0
0
0
0
0
0
0
0
0
0
0
0
0
0
0
0
0
0
0
0
0
0
0
0
0
0
0
0
0
0
0
0
0
0
0
0
0
0
0
0
0
0
0
0
0
0
0
0
0
0
0
0
0
0
0
0
0
0
0
0
0
0
0
0
0
0
0
0
0
0
0
0
0
0
0
0
0
0
0
0
0
0
0
0
0
0
0
0
0
0
0
0
0
0
0
0
0
0
0
0
0
0
0
0
0
0
0
0
0
0
0
0
0
0
0
0
0
0
0
0
0
0
0
0
0
0
0
0
0
0
0
0
0
0
0
0
0
0
0
0
0
0
0
0
0
0
0
0
0
0
0
0
0
0
0
0
0
0
0
0
0
0
0
0
0
0
0
0
0
0
0
0
0
0
0
0
0
0
0
0
0
0
0
0
0
0
0
0
0
0
0
0
0
0
0
0
0
0
0
0
0
0
0
0
0
0
0
0
0
0
0
0
0
0
0
0
0
0
0
0
0
0
0
0
0
0
0
0
0
0
0
0
0
0
0
0
0
0
0
0
0
0
0
0
0
0
0
0
0
0
0
0
0
0
0
0
0
0
0
0
0
0
0
0
0
0
0
0
0
0
0
0
0
0
0
0
0
0
0
0
0
0
0
0
0
0
0
0
0
0
0
0
0
0
0
0
0
0
0
0
0
0
0
0
0
0
0
0
0
0
0
0
0
0
0
0
0
0
0
0
0
0
0
0
0
0
0
0
0
0
0
0
0
0
0
0
0
0
0
0
0
0
0
0
0
0
0
0
0
0
0
0
0
0
0
0
0
0
0
0
0
0
0
0
0
0
0
0
0
0
0
0
0
0
0
0
0
0
0
0
0
0
0
0
0
0
0
0
0
0
0
0
0
0
0
0
0
0
0
0
0
0
0
0
0
0
0
0
0
0
0
0
0
0
0
0
0
0
0
0
0
0
0
0
0
0
0
0
0
0
0
0
0
0
0
0
0
0
0
0
0
0
0
0
0
0
0
0
0
0
0
0
0
0
0
0
0
0
0
0
0
0
0
0
0
0
0
0
0
0
0
0
0
0
0
0
0
0
0
0
0
0
0
0
0
0
0
0
0
0
0
0
0
0
0
0
0
0
0
0
0
0
0
0
0
0
0
0
0
0
0
0
0
0
0
0
0
0
0
0
0
0
0
0
0
0
0
0
0
0
0
0
0
0
0
0
0
0
0
0
0
0
0
0
0
0
0
0
0
0
0
0
0
0
0
0
0
0
0
0
0
0
0
0
0
0
0
0
0
0
0
0
0
0
0
0
0
0
0
0
0
0
0
0
0
0
0
0
0
0
0
0
0
0
0
0
0
0
0
0
0
0
0
0
0
0
0
0
0
0
0
0
0
0
0
0
0
0
0
0
0
0
0
0
0
0
0
0
0
0
0
0
0
0
0
0
0
0
0
0
0
0
0
0
0
0
0
0
0
0
0
0
0
0
0
0
0
0
0
0
0
0
0
0
0
0
0
0
0
0
0
0
0
0
0
0
0
0
0
0
0
0
0
0
0
0
0
0
0
0
0
0
0
0
0
0
0
0
0
0
0
0
0
0
0
0
0
0
0
0
0
0
0
0
0
0
0
0
0
0
0
0
0
0
0
0
0
0
0
0
0
0
0
0
0
0
0
0
0
0
0
0
0
0
0
0
0
0
0
0
0
0
0
0
0
0
0
0
0
0
0
0
0
0
0
0
0
0
0
0
0
0
0
0
0
0
0
0
0
0
0
0
0
0
0
0
0
0
0
0
0
0
0
0
0
0
0
0
0
0
0
0
0
0
0
0
0
0
0
0
0
0
0
0
0
0
0
0
0
0
0
0
0
0
0
0
0
0
0
0
0
0
0
0
0
0
0
0
0
0
0
0
0
0
0
0
0
0
0
0
0
0
0
0
0
0
0
0
0
0
0
0
0
0
0
0
0
0
0
0
0
0
0
0
0
0
0
0
0
0
0
0
0
0
0
0
0
0
0
0
0
0
0
0
0
0
0
0
0
0
0
0
0
0
0
0
0
0
0
0
0
0
0
0
0
0
0
0
0
0
0
0
0
0
0
0
0
0
0
0
0
0
0
0
0
0
0
0
0
0
0
0
0
0
0
0
0
0
0
0
0
0
0
0
0
0
0
0
0
0
0
0
0
0
0
0
0
0
0
0
0
0
0
0
0
0
0
0
0
0
0
0
0
0
0
0
0
0
0
0
0
0
0
0
0
0
0
0
0
0
0
0
0
0
0
0
0
0
0
0
0
0
0
0
0
0
0
0
0
0
0
0
0
0
0
0
0
0
0
0
0
0
0
0
0
0
0
0
0
0
0
0
0
0
0
0
0
0
0
0
0
0
0
0
0
0
0
0
0
0
0
0
0
0
0
0
0
0
0
0
0
0
0
0
0
0
0
0
0
0
0
0
0
0
0
0
0
0
0
0
0
0
0
0
0
0
0
0
0
0
0
0
0
0
0
0
0
0
0
0
0
0
0
0
0
0
0
0
0
0
0
0
0
0
0
0
0
0
0
0
0
0
0
0
0
0
0
0
0
0
0
0
0
0
0
0
0
0
0
0
0
0
0
0
0
0
0
0
0
0
0
0
0
0
0
0
0
0
0
0
0
0
0
0
0
0
0
0
0
0
0
0
0
0
0
0
0
0
0
0
0
0
0
0
0
0
0
0
0
0
0
0
0
0
0
0
0
0
0
0
0
0
0
0
0
0
0
0
0
0
0
0
0
0
0
0
0
0
0
0
0
0
0
0
0
0
0
0
0
0
0
0
0
0
0
0
0
0
0
0
0
0
0
0
0
0
0
0
0
0
0
0
0
0
0
0
0
0
0
0
0
0
0
0
0
0
0
0
0
0
0
0
0
0
0
0
0
0
0
0
0
0
0
0
0
0
0
0
0
0
0
0
0
0
0
0
0
0
0
0
0
0
0
0
0
0
0
0
0
0
0
0
0
0
0
0
0
0
0
0
0
0
0
0
0
0
0
0
0
0
0
0
0
0
0
0
0
0
0
0
0
0
0
0
0
0
0
0
0
0
0
0
0
0
0
0
0
0
0
0
0
0
0
0
0
0
0
0
0
0
0
0
0
0
0
0
0
0
0
0
0
0
0
0
0
0
0
0
0
0
0
0
0
0
0
0
0
0
0
0
0
0
0
0
0
0
0
0
0
0
0
0
0
0
0
0
0
0
0
0
0
0
0
0
0
0
0
0
0
0
0
0
0
0
0
0
0
0
0
0
0
0
0
0
0
0
0
0
0
0
0
0
0
0
0
0
0
0
0
0
0
0
0
0
0
0
0
0
0
0
0
0
0
0
0
0
0
0
0
0
0
0
0
0
0
0
0
0
0
0
0
0
0
0
0
0
0
0
0
0
0
0
0
0
0
0
0
0
0
0
0
0
0
0
0
0
0
0
0
0
0
0
0
0
0
0
0
0
0
0
0
0
0
0
0
0
0
0
0
0
0
0
0
0
0
0
0
0
0
0
0
0
0
0
0
0
0
0
0
0
0
0
0
0
0
0
0
0
0
0
0
0
0
0
0
0
0
0
0
0
0
0
0
0
0
0
0
0
0
0
0
0
0
0
0
0
0
0
0
0
0
0
0
0
0
0
0
0
0
0
0
0
0
0
0
0
0
0
0
0
0
0
0
0
0
0
0
0
0
0
0
0
0
0
0
0
0
0
0
0
0
0
0
0
0
0
0
0
0
0
0
0
0
0
0
0
0
0
0
0
0
0
0
0
0
0
0
0
0
0
0
0
0
0
0
0
0
0
0
0
0
0
0
0
0
0
0
0
0
0
0
0
0
0
0
0
0
0
0
0
0
0
0
0
0
0
0
0
0
0
0
0
0
0
0
0
0
0
0
0
0
0
0
0
0
0
0
0
0
0
0
0
0
0
0
0
0
0
0
0
0
0
0
0
0
0
0
0
0
0
0
0
0
0
0
0
0
0
0
0
0
0
0
0
0
0
0
0
0
0
0
0
0
0
0
0
0
0
0
0
0
0
0
0
0
0
0
0
0
0
0
0
0
0
0
0
0
0
0
0
0
0
0
0
0
0
0
0
0
0
0
0
0
0
0
0
0
0
0
0
0
0
0
0
0
0
0
0
0
0
0
0
0
0
0
0
0
0
0
0
0
0
0
0
0
0
0
0
0
0
0
0
0
0
0
0
0
0
0
0
0
0
0
0
0
0
0
0
0
0
0
0
0
0
0
0
0
0
0
0
0
0
0
0
0
0
0
0
0
0
0
0
0
0
0
0
0
0
0
0
0
0
0
0
0
0
0
0
0
0
0
0
0
0
0
0
0
0
0
0
0
0
0
0
0
0
0
0
0
0
0
0
0
0
0
0
0
0
0
0
0
0
0
0
0
0
0
0
0
0
0
0
0
0
0
0
0
0
0
0
0
0
0
0
0
0
0
0
0
0
0
0
0
0
0
0
0
0
0
0
0
0
0
0
0
0
0
0
0
0
0
0
0
0
0
0
0
0
0
0
0
0
0
0
0
0
0
0
0
0
0
0
0
0
0
0
0
0
0
0
0
0
0
0
0
0
0
0
0
0
0
0
0
0
0
0
0
0
0
0
0
0
0
0
0
0
0
0
0
0
0
0
0
0
0
0
0
0
0
0
0
0
0
0
0
0
0
0
0
0
0
0
0
0
0
0
0
0
0
0
0
0
0
0
0
0
0
0
0
0
0
0
0
0
0
0
0
0
0
0
0
0
0
0
0
0
0
0
0
0
0
0
0
0
0
0
0
0
0
0
0
0
0
0
0
0
0
0
0
0
0
0
0
0
0
0
0
0
0
0
0
0
0
0
0
0
0
0
0
0
0
0
0
0
0
0
0
0
0
0
0
0
0
0
0
0
0
0
0
0
0
0
0
0
0
0
0
0
0
0
0
0
0
0
0
0
0
0
0
0
0
0
0
0
0
0
0
0
0
0
0
0
0
0
0
0
0
0
0
0
0
0
0
0
0
0
0
0
0
0
0
0
0
0
0
0
0
0
0
0
0
0
0
0
0
0
0
0
0
0
0
0
0
0
0
0
0
0
0
0
0
0
0
0
0
0
0
0
0
0
0
0
0
0
0
0
0
0
0
0
0
0
0
0
0
0
0
0
0
0
0
0
0
0
0
0
0
0
0
0
0
0
0
0
0
0
0
0
0
0
0
0
0
0
0
0
0
0
0
0
0
0
0
0
0
0
0
0
0
0
0
0
0
0
0
0
0
0
0
0
0
0
0
0
0
0
0
0
0
0
0
0
0
0
0
0
0
0
0
0
0
0
0
0
0
0
0
0
0
0
0
0
0
0
0
0
0
0
0
0
0
0
0
0
0
0
0
0
0
0
0
0
0
0
0
0
0
0
0
0
0
0
0
0
0
0
0
0
0
0
0
0
0
0
0
0
0
0
0
0
0
0
0
0
0
0
0
0
0
0
0
0
0
0
0
0
0
0
0
0
0
0
0
0
0
0
0
0
0
0
0
0
0
0
0
0
0
0
0
0
0
0
0
0
0
0
0
0
0
0
0
0
0
0
0
0
0
0
0
0
0
0
0
0
0
0
0
0
0
0
0
0
0
0
0
0
0
0
0
0
0
0
0
0
0
0
0
0
0
0
0
0
0
0
0
0
0
0
0
0
0
0
0
0
0
0
0
0
0
0
0
0
0
0
0
0
0
0
0
0
0
0
0
0
0
0
0
0
0
0
0
0
0
0
0
0
0
0
0
0
0
0
0
0
0
0
0
0
0
0
0
0
0
0
0
0
0
0
0
0
0
0
0
0
0
0
0
0
0
0
0
0
0
0
0
0
0
0
0
0
0
0
0
0
0
0
0
0
0
0
0
0
0
0
0
0
0
0
0
0
0
0
0
0
0
0
0
0
0
0
0
0
0
0
0
0
0
0
0
0
0
0
0
0
0
0
0
0
0
0
0
0
0
0
0
0
0
0
0
0
0
0
0
0
0
0
0
0
0
0
0
0
0
0
0
0
0
0
0
0
0
0
0
0
0
0
0
0
0
0
0
0
0
0
0
0
0
0
0
0
0
0
0
0
0
0
0
0
0
0
0
0
0
0
0
0
0
0
0
0
0
0
0
0
0
0
0
0
0
0
0
0
0
0
0
0
0
0
0
0
0
0
0
0
0
0
0
0
0
0
0
0
0
0
0
0
0
0
0
0
0
0
0
0
0
0
0
0
0
0
0
0
0
0
0
0
0
0
0
0
0
0
0
0
0
0
0
0
0
0
0
0
0
0
0
0
0
0
0
0
0
0
0
0
0
0
0
0
0
0
0
0
0
0
0
0
0
0
0
0
0
0
0
0
0
0
0
0
0
0
0
0
0
0
0
0
0
0
0
0
0
0
0
0
0
0
0
0
0
0
0
0
0
0
0
0
0
0
0
0
0
0
0
0
0
0
0
0
0
0
0
0
0
0
0
0
0
0
0
0
0
0
0
0
0
0
0
0
0
0
0
0
0
0
0
0
0
0
0
0
0
0
0
0
0
0
0
0
0
0
0
0
0
0
0
0
0
0
0
0
0
0
0
0
0
0
0
0
0
0
0
0
0
0
0
0
0
0
0
0
0
0
0
0
0
0
0
0
0
0
0
0
0
0
0
0
0
0
0
0
0
0
0
0
0
0
0
0
0
0
0
0
0
0
0
0
0
0
0
0
0
0
0
0
0
0
0
0
0
0
0
0
0
0
0
0
0
0
0
0
0
0
0
0
0
0
0
0
0
0
0
0
0
0
0
0
0
0
0
0
0
0
0
0
0
0
0
0
0
0
0
0
0
0
0
0
0
0
0
0
0
0
0
0
0
0
0
0
0
0
0
0
0
0
0
0
0
0
0
0
0
0
0
0
0
0
0
0
0
0
0
0
0
0
0
0
0
0
0
0
0
0
0
0
0
0
0
0
0
0
0
0
0
0
0
0
0
0
0
0
0
0
0
0
0
0
0
0
0
0
0
0
0
0
0
0
0
0
0
0
0
0
0
0
0
0
0
0
0
0
0
0
0
0
0
0
0
0
0
0
0
0
0
0
0
0
0
0
0
0
0
0
0
0
0
0
0
0
0
0
0
0
0
0
0
0
0
0
0
0
0
0
0
0
0
0
0
0
0
0
0
0
0
0
0
0
0
0
0
0
0
0
0
0
0
0
0
0
0
0
0
0
0
0
0
0
0
0
0
0
0
0
0
0
0
0
0
0
0
0
0
0
0
0
0
0
0
0
0
0
0
0
0
0
0
0
0
0
0
0
0
0
0
0
0
0
0
0
0
0
0
0
0
0
0
0
0
0
0
0
0
0
0
0
0
0
0
0
0
0
0
0
0
0
0
0
0
0
0
0
0
0
0
0
0
0
0
0
0
0
0
0
0
0
0
0
0
0
0
0
0
0
0
0
0
0
0
0
0
0
0
0
0
0
0
0
0
0
0
0
0
0
0
0
0
0
0
0
0
0
0
0
0
0
0
0
0
0
0
0
0
0
0
0
0
0
0
0
0
0
0
0
0
0
0
0
0
0
0
0
0
0
0
0
0
0
0
0
0
0
0
0
0
0
0
0
0
0
0
0
0
0
0
0
0
0
0
0
0
0
0
0
0
0
0
0
0
0
0
0
0
0
0
0
0
0
0
0
0
0
0
0
0
0
0
0
0
0
0
0
0
0
0
0
0
0
0
0
0
0
0
0
0
0
0
0
0
0
0
0
0
0
0
0
0
0
0
0
0
0
0
0
0
0
0
0
0
0
0
0
0
0
0
0
0
0
0
0
0
0
0
0
0
0
0
0
0
0
0
0
0
0
0
0
0
0
0
0
0
0
0
0
0
0
0
0
0
0
0
0
0
0
0
0
0
0
0
0
0
0
0
0
0
0
0
0
0
0
0
0
0
0
0
0
0
0
0
0
0
0
0
0
0
0
0
0
0
0
0
0
0
0
0
0
0
0
0
0
0
0
0
0
0
0
0
0
0
0
0
0
0
0
0
0
0
0
0
0
0
0
0
0
0
0
0
0
0
0
0
0
0
0
0
0
0
0
0
0
0
0
0
0
0
0
0
0
0
0
0
0
0
0
0
0
0
0
0
0
0
0
0
0
0
0
0
0
0
0
0
0
0
0
0
0
0
0
0
0
0
0
0
0
0
0
0
0
0
0
0
0
0
0
0
0
0
0
0
0
0
0
0
0
0
0
0
0
0
0
0
0
0
0
0
0
0
0
0
0
0
0
0
0
0
0
0
0
0
0
0
0
0
0
0
0
0
0
0
0
0
0
0
0
0
0
0
0
0
0
0
0
0
0
0
0
0
0
0
0
0
0
0
0
0
0
0
0
0
0
0
0
0
0
0
0
0
0
0
0
0
0
0
0
0
0
0
0
0
0
0
0
0
0
0
0
0
0
0
0
0
0
0
0
0
0
0
0
0
0
0
0
0
0
0
0
0
0
0
0
0
0
0
0
0
0
0
0
0
0
0
0
0
0
0
0
0
0
0
0
0
0
0
0
0
0
0
0
0
0
0
0
0
0
0
0
0
0
0
0
0
0
0
0
0
0
0
0
0
0
0
0
0
0
0
0
0
0
0
0
0
0
0
0
0
0
0
0
0
0
0
0
0
0
0
0
0
0
0
0
0
0
0
0
0
0
0
0
0
0
0
0
0
0
0
0
0
0
0
0
0
0
0
0
0
0
0
0
0
0
0
0
0
0
0
0
0
0
0
0
0
0
0
0
0
0
0
0
0
0
0
0
0
0
0
0
0
0
0
0
0
0
0
0
0
0
0
0
0
0
0
0
0
0
0
0
0
0
0
0
0
0
0
0
0
0
0
0
0
0
0
0
0
0
0
0
0
0
0
0
0
0
0
0
0
0
0
0
0
0
0
0
0
0
0
0
0
0
0
0
0
0
0
0
0
0
0
0
0
0
0
0
0
0
0
0
0
0
0
0
0
0
0
0
0
0
0
0
0
0
0
0
0
0
0
0
0
0
0
0
0
0
0
0
0
0
0
0
0
0
0
0
0
0
0
0
0
0
0
0
0
0
0
0
0
0
0
0
0
0
0
0
0
0
0
0
0
0
0
0
0
0
0
0
0
0
0
0
0
0
0
0
0
0
0
0
0
0
0
0
0
0
0
0
0
0
0
0
0
0
0
0
0
0
0
0
0
0
0
0
0
0
0
0
0
0
0
0
0
0
0
0
0
0
0
0
0
0
0
0
0
0
0
0
0
0
0
0
0
0
0
0
0
0
0
0
0
0
0
0
0
0
0
0
0
0
0
0
0
0
0
0
0
0
0
0
0
0
0
0
0
0
0
0
0
0
0
0
0
0
0
0
0
0
0
0
0
0
0
0
0
0
0
0
0
0
0
0
0
0
0
0
0
0
0
0
0
0
0
0
0
0
0
0
0
0
0
0
0
0
0
0
0
0
0
0
0
0
0
0
0
0
0
0
0
0
0
0
0
0
0
0
0
0
0
0
0
0
0
0
0
0
0
0
0
0
0
0
0
0
0
0
0
0
0
0
0
0
0
0
0
0
0
0
0
0
0
0
0
0
0
0
0
0
0
0
0
0
0
0
0
0
0
0
0
0
0
0
0
0
0
0
0
0
0
0
0
0
0
0
0
0
0
0
0
0
0
0
0
0
0
0
0
0
0
0
0
0
0
0
0
0
0
0
0
0
0
0
0
0
0
0
0
0
0
0
0
0
0
0
0
0
0
0
0
0
0
0
0
0
0
0
0
0
0
0
0
0
0
0
0
0
0
0
0
0
0
0
0
0
0
0
0
0
0
0
0
0
0
0
0
0
0
0
0
0
0
0
0
0
0
0
0
0
0
0
0
0
0
0
0
0
0
0
0
0
0
0
0
0
0
0
0
0
0
0
0
0
0
0
0
0
0
0
0
0
0
0
0
0
0
0
0
0
0
0
0
0
0
0
0
0
0
0
0
0
0
0
0
0
0
0
0
0
0
0
0
0
0
0
0
0
0
0
0
0
0
0
0
0
0
0
0
0
0
0
0
0
0
0
0
0
0
0
0
0
0
0
0
0
0
0
0
0
0
0
0
0
0
0
0
0
0
0
0
0
0
0
0
0
0
0
0
0
0
0
0
0
0
0
0
0
0
0
0
0
0
0
0
0
0
0
0
0
0
0
0
0
0
0
0
0
0
0
0
0
0
0
0
0
0
0
0
0
0
0
0
0
0
0
0
0
0
0
0
0
0
0
0
0
0
0
0
0
0
0
0
0
0
0
0
0
0
0
0
0
0
0
0
0
0
0
0
0
0
0
0
0
0
0
0
0
0
0
0
0
0
0
0
0
0
0
0
0
0
0
0
0
0
0
0
0
0
0
0
0
0
0
0
0
0
0
0
0
0
0
0
0
0
0
0
0
0
0
0
0
0
0
0
0
0
0
0
0
0
0
0
0
0
0
0
0
0
0
0
0
0
0
0
0
0
0
0
0
0
0
0
0
0
0
0
0
0
0
0
0
0
0
0
0
0
0
0
0
0
0
0
0
0
0
0
0
0
0
0
0
0
0
0
0
0
0
0
0
0
0
0
0
0
0
0
0
0
0
0
0
0
0
0
0
0
0
0
0
0
0
0
0
0
0
0
0
0
0
0
0
0
0
0
0
0
0
0
0
0
0
0
0
0
0
0
0
0
0
0
0
0
0
0
0
0
0
0
0
0
0
0
0
0
0
0
0
0
0
0
0
0
0
0
0
0
0
0
0
0
0
0
0
0
0
0
0
0
0
0
0
0
0
0
0
0
0
0
0
0
0
0
0
0
0
0
0
0
0
0
0
0
0
0
0
0
0
0
0
0
0
0
0
0
0
0
0
0
0
0
0
0
0
0
0
0
0
0
0
0
0
0
0
0
0
0
0
0
0
0
0
0
0
0
0
0
0
0
0
0
0
0
0
0
0
0
0
0
0
0
0
0
0
0
0
0
0
0
0
0
0
0
0
0
0
0
0
0
0
0
0
0
0
0
0
0
0
0
0
0
0
0
0
0
0
0
0
0
0
0
0
0
0
0
0
0
0
0
0
0
0
0
0
0
0
0
0
0
0
0
0
0
0
0
0
0
0
0
0
0
0
0
0
0
0
0
0
0
0
0
0
0
0
0
0
0
0
0
0
0
0
0
0
0
0
0
0
0
0
0
0
0
0
0
0
0
0
0
0
0
0
0
0
0
0
0
0
0
0
0
0
0
0
0
0
0
0
0
0
0
0
0
0
0
0
0
0
0
0
0
0
0
0
0
0
0
0
0
0
0
0
0
0
0
0
0
0
0
0
0
0
0
0
0
0
0
0
0
0
0
0
0
0
0
0
0
0
0
0
0
0
0
0
0
0
0
0
0
0
0
0
0
0
0
0
0
0
0
0
0
0
0
0
0
0
0
0
0
0
0
0
0
0
0
0
0
0
0
0
0
0
0
0
0
0
0
0
0
0
0
0
0
0
0
0
0
0
0
0
0
0
0
0
0
0
0
0
0
0
0
0
0
0
0
0
0
0
0
0
0
0
0
0
0
0
0
0
0
0
0
0
0
0
0
0
0
0
0
0
0
0
0
0
0
0
0
0
0
0
0
0
0
0
0
0
0
0
0
0
0
0
0
0
0
0
0
0
0
0
0
0
0
0
0
0
0
0
0
0
0
0
0
0
0
0
0
0
0
0
0
0
0
0
0
0
0
0
0
0
0
0
0
0
0
0
0
0
0
0
0
0
0
0
0
0
0
0
0
0
0
0
0
0
0
0
0
0
0
0
0
0
0
0
0
0
0
0
0
0
0
0
0
0
0
0
0
0
0
0
0
0
0
0
0
0
0
0
0
0
0
0
0
0
0
0
0
0
0
0
0
0
0
0
0
0
0
0
0
0
0
0
0
0
0
0
0
0
0
0
0
0
0
0
0
0
0
0
0
0
0
0
0
0
0
0
0
0
0
0
0
0
0
0
0
0
0
0
0
0
0
0
0
0
0
0
0
0
0
0
0
0
0
0
0
0
0
0
0
0
0
0
0
0
0
0
0
0
0
0
0
0
0
0
0
0
0
0
0
0
0
0
0
0
0
0
0
0
0
0
0
0
0
0
0
0
0
0
0
0
0
0
0
0
0
0
0
0
0
0
0
0
0
0
0
0
0
0
0
0
0
0
0
0
0
0
0
0
0
0
0
0
0
0
0
0
0
0
0
0
0
0
0
0
0
0
0
0
0
0
0
0
0
0
0
0
0
0
0
0
0
0
0
0
0
0
0
0
0
0
0
0
0
0
0
0
0
0
0
0
0
0
0
0
0
0
0
0
0
0
0
0
0
0
0
0
0
0
0
0
0
0
0
0
0
0
0
0
0
0
0
0
0
0
0
0
0
0
0
0
0
0
0
0
0
0
0
0
0
0
0
0
0
0
0
0
0
0
0
0
0
0
0
0
0
0
0
0
0
0
0
0
0
0
0
0
0
0
0
0
0
0
0
0
0
0
0
0
0
0
0
0
0
0
0
0
0
0
0
0
0
0
0
0
0
0
0
0
0
0
0
0
0
0
0
0
0
0
0
0
0
0
0
0
0
0
0
0
0
0
0
0
0
0
0
0
0
0
0
0
0
0
0
0
0
0
0
0
0
0
0
0
0
0
0
0
0
0
0
0
0
0
0
0
0
0
0
0
0
0
0
0
0
0
0
0
0
0
0
0
0
0
0
0
0
0
0
0
0
0
0
0
0
0
0
0
0
0
0
0
0
0
0
0
0
0
0
0
0
0
0
0
0
0
0
0
0
0
0
0
0
0
0
0
0
0
0
0
0
0
0
0
0
0
0
0
0
0
0
0
0
0
0
0
0
0
0
0
0
0
0
0
0
0
0
0
0
0
0
0
0
0
0
0
0
0
0
0
0
0
0
0
0
0
0
0
0
0
0
0
0
0
0
0
0
0
0
0
0
0
0
0
0
0
0
0
0
0
0
0
0
0
0
0
0
0
0
0
0
0
0
0
0
0
0
0
0
0
0
0
0
0
0
0
0
0
0
0
0
0
0
0
0
0
0
0
0
0
0
0
0
0
0
0
0
0
0
0
0
0
0
0
0
0
0
0
0
0
0
0
0
0
0
0
0
0
0
0
0
0
0
0
0
0
0
0
0
0
0
0
0
0
0
0
0
0
0
0
0
0
0
0
0
0
0
0
0
0
0
0
0
0
0
0
0
0
0
0
0
0
0
0
0
0
0
0
0
0
0
0
0
0
0
0
0
0
0
0
0
0
0
0
0
0
0
0
0
0
0
0
0
0
0
0
0
0
0
0
0
0
0
0
0
0
0
0
0
0
0
0
0
0
0
0
0
0
0
0
0
0
0
0
0
0
0
0
0
0
0
0
0
0
0
0
0
0
0
0
0
0
0
0
0
0
0
0
0
0
0
0
0
0
0
0
0
0
0
0
0
0
0
0
0
0
0
0
0
0
0
0
0
0
0
0
0
0
0
0
0
0
0
0
0
0
0
0
0
0
0
0
0
0
0
0
0
0
0
0
0
0
0
0
0
0
0
0
0
0
0
0
0
0
0
0
0
0
0
0
0
0
0
0
0
0
0
0
0
0
0
0
0
0
0
0
0
0
0
0
0
0
0
0
0
0
0
0
0
0
0
0
0
0
0
0
0
0
0
0
0
0
0
0
0
0
0
0
0
0
0
0
0
0
0
0
0
0
0
0
0
0
0
0
0
0
0
0
0
0
0
0
0
0
0
0
0
0
0
0
0
0
0
0
0
0
0
0
0
0
0
0
0
0
0
0
0
0
0
0
0
0
0
0
0
0
0
0
0
0
0
0
0
0
0
0
0
0
0
0
0
0
0
0
0
0
0
0
0
0
0
0
0
0
0
0
0
0
0
0
0
0
0
0
0
0
0
0
0
0
0
0
0
0
0
0
0
0
0
0
0
0
0
0
0
0
0
0
0
0
0
0
0
0
0
0
0
0
0
0
0
0
0
0
0
0
0
0
0
0
0
0
0
0
0
0
0
0
0
0
0
0
0
0
0
0
0
0
0
0
0
0
0
0
0
0
0
0
0
0
0
0
0
0
0
0
0
0
0
0
0
0
0
0
0
0
0
0
0
0
0
0
0
0
0
0
0
0
0
0
0
0
0
0
0
0
0
0
0
0
0
0
0
0
0
0
0
0
0
0
0
0
0
0
0
0
0
0
0
0
0
0
0
0
0
0
0
0
0
0
0
0
0
0
0
0
0
0
0
0
0
0
0
0
0
0
0
0
0
0
0
0
0
0
0
0
0
0
0
0
0
0
0
0
0
0
0
0
0
0
0
0
0
0
0
0
0
0
0
0
0
0
0
0
0
0
0
0
0
0
0
0
0
0
0
0
0
0
0
0
0
0
0
0
0
0
0
0
0
0
0
0
0
0
0
0
0
0
0
0
0
0
0
0
0
0
0
0
0
0
0
0
0
0
0
0
0
0
0
0
0
0
0
0
0
0
0
0
0
0
0
0
0
0
0
0
0
0
0
0
0
0
0
0
0
0
0
0
0
0
0
0
0
0
0
0
0
0
0
0
0
0
0
0
0
0
0
0
0
0
0
0
0
0
0
0
0
0
0
0
0
0
0
0
0
0
0
0
0
0
0
0
0
0
0
0
0
0
0
0
0
0
0
0
0
0
0
0
0
0
0
0
0
0
0
0
0
0
0
0
0
0
0
0
0
0
0
0
0
0
0
0
0
0
0
0
0
0
0
0
0
0
0
0
0
0
0
0
0
0
0
0
0
0
0
0
0
0
0
0
0
0
0
0
0
0
0
0
0
0
0
0
0
0
0
0
0
0
0
0
0
0
0
0
0
0
0
0
0
0
0
0
0
0
0
0
0
0
0
0
0
0
0
0
0
0
0
0
0
0
0
0
0
0
0
0
0
0
0
0
0
0
0
0
0
0
0
0
0
0
0
0
0
0
0
0
0
0
0
0
0
0
0
0
0
0
0
0
0
0
0
0
0
0
0
0
0
0
0
0
0
0
0
0
0
0
0
0
0
0
0
0
0
0
0
0
0
0
0
0
0
0
0
0
0
0
0
0
0
0
0
0
0
0
0
0
0
0
0
0
0
0
0
0
0
0
0
0
0
0
0
0
0
0
0
0
0
0
0
0
0
0
0
0
0
0
0
0
0
0
0
0
0
0
0
0
0
0
0
0
0
0
0
0
0
0
0
0
0
0
0
0
0
0
0
0
0
0
0
0
0
0
0
0
0
0
0
0
0
0
0
0
0
0
0
0
0
0
0
0
0
0
0
0
0
0
0
0
0
0
0
0
0
0
0
0
0
0
0
0
0
0
0
0
0
0
0
0
0
0
0
0
0
0
0
0
0
0
0
0
0
0
0
0
0
0
0
0
0
0
0
0
0
0
0
0
0
0
0
0
0
0
0
0
0
0
0
0
0
0
0
0
0
0
0
0
0
0
0
0
0
0
0
0
0
0
0
0
0
0
0
0
0
0
0
0
0
0
0
0
0
0
0
0
0
0
0
0
0
0
0
0
0
0
0
0
0
0
0
0
0
0
0
0
0
0
0
0
0
0
0
0
0
0
0
0
0
0
0
0
0
0
0
0
0
0
0
0
0
0
0
0
0
0
0
0
0
0
0
0
0
0
0
0
0
0
0
0
0
0
0
0
0
0
0
0
0
0
0
0
0
0
0
0
0
0
0
0
0
0
0
0
0
0
0
0
0
0
0
0
0
0
0
0
0
0
0
0
0
0
0
0
0
0
0
0
0
0
0
0
0
0
0
0
0
0
0
0
0
0
0
0
0
0
0
0
0
0
0
0
0
0
0
0
0
0
0
0
0
0
0
0
0
0
0
0
0
0
0
0
0
0
0
0
0
0
0
0
0
0
0
0
0
0
0
0
0
0
0
0
0
0
0
0
0
0
0
0
0
0
0
0
0
0
0
0
0
0
0
0
0
0
0
0
0
0
0
0
0
0
0
0
0
0
0
0
0
0
0
0
0
0
0
0
0
0
0
0
0
0
0
0
0
0
0
0
0
0
0
0
0
0
0
0
0
0
0
0
0
0
0
0
0
0
0
0
0
0
0
0
0
0
0
0
0
0
0
0
0
0
0
0
0
0
0
0
0
0
0
0
0
0
0
0
0
0
0
0
0
0
0
0
0
0
0
0
0
0
0
0
0
0
0
0
0
0
0
0
0
0
0
0
0
0
0
0
0
0
0
0
0
0
0
0
0
0
0
0
0
0
0
0
0
0
0
0
0
0
0
0
0
0
0
0
0
0
0
0
0
0
0
0
0
0
0
0
0
0
0
0
0
0
0
0
0
0
0
0
0
0
0
0
0
0
0
0
0
0
0
0
0
0
0
0
0
0
0
0
0
0
0
0
0
0
0
0
0
0
0
0
0
0
0
0
0
0
0
0
0
0
0
0
0
0
0
0
0
0
0
0
0
0
0
0
0
0
0
0
0
0
0
0
0
0
0
0
0
0
0
0
0
0
0
0
0
0
0
0
0
0
0
0
0
0
0
0
0
0
0
0
0
0
0
0
0
0
0
0
0
0
0
0
0
0
0
0
0
0
0
0
0
0
0
0
0
0
0
0
0
0
0
0
0
0
0
0
0
0
0
0
0
0
0
0
0
0
0
0
0
0
0
0
0
0
0
0
0
0
0
0
0
0
0
0
0
0
0
0
0
0
0
0
0
0
0
0
0
0
0
0
0
0
0
0
0
0
0
0
0
0
0
0
0
0
0
0
0
0
0
0
0
0
0
0
0
0
0
0
0
0
0
0
0
0
0
0
0
0
0
0
0
0
0
0
0
0
0
0
0
0
0
0
0
0
0
0
0
0
0
0
0
0
0
0
0
0
0
0
0
0
0
0
0
0
0
0
0
0
0
0
0
0
0
0
0
0
0
0
0
0
0
0
0
0
0
0
0
0
0
0
0
0
0
0
0
0
0
0
0
0
0
0
0
0
0
0
0
0
0
0
0
0
0
0
0
0
0
0
0
0
0
0
0
0
0
0
0
0
0
0
0
0
0
0
0
0
0
0
0
0
0
0
0
0
0
0
0
0
0
0
0
0
0
0
0
0
0
0
0
0
0
0
0
0
0
0
0
0
0
0
0
0
0
0
0
0
0
0
0
0
0
0
0
0
0
0
0
0
0
0
0
0
0
0
0
0
0
0
0
0
0
0
0
0
0
0
0
0
0
0
0
0
0
0
0
0
0
0
0
0
0
0
0
0
0
0
0
0
0
0
0
0
0
0
0
0
0
0
0
0
0
0
0
0
0
0
0
0
0
0
0
0
0
0
0
0
0
0
0
0
0
0
0
0
0
0
0
0
0
0
0
0
0
0
0
0
0
0
0
0
0
0
0
0
0
0
0
0
0
0
0
0
0
0
0
0
0
0
0
0
0
0
0
0
0
0
0
0
0
0
0
0
0
0
0
0
0
0
0
0
0
0
0
0
0
0
0
0
0
0
0
0
0
0
0
0
0
0
0
0
0
0
0
0
0
0
0
0
0
0
0
0
0
0
0
0
0
0
0
0
0
0
0
0
0
0
0
0
0
0
0
0
0
0
0
0
0
0
0
0
0
0
0
0
0
0
0
0
0
0
0
0
0
0
0
0
0
0
0
0
0
0
0
0
0
0
0
0
0
0
0
0
0
0
0
0
0
0
0
0
0
0
0
0
0
0
0
0
0
0
0
0
0
0
0
0
0
0
0
0
0
0
0
0
0
0
0
0
0
0
0
0
0
0
0
0
0
0
0
0
0
0
0
0
0
0
0
0
0
0
0
0
0
0
0
0
0
0
0
0
0
0
0
0
0
0
0
0
0
0
0
0
0
0
0
0
0
0
0
0
0
0
0
0
0
0
0
0
0
0
0
0
0
0
0
0
0
0
0
0
0
0
0
0
0
0
0
0
0
0
0
0
0
0
0
0
0
0
0
0
0
0
0
0
0
0
0
0
0
0
0
0
0
0
0
0
0
0
0
0
0
0
0
0
0
0
0
0
0
0
0
0
0
0
0
0
0
0
0
0
0
0
0
0
0
0
0
0
0
0
0
0
0
0
0
0
0
0
0
0
0
0
0
0
0
0
0
0
0
0
0
0
0
0
0
0
0
0
0
0
0
0
0
0
0
0
0
0
0
0
0
0
0
0
0
0
0
0
0
0
0
0
0
0
0
0
0
0
0
0
0
0
0
0
0
0
0
0
0
0
0
0
0
0
0
0
0
0
0
0
0
0
0
0
0
0
0
0
0
0
0
0
0
0
0
0
0
0
0
0
0
0
0
0
0
0
0
0
0
0
0
0
0
0
0
0
0
0
0
0
0
0
0
0
0
0
0
0
0
0
0
0
0
0
0
0
0
0
0
0
0
0
0
0
0
0
0
0
0
0
0
0
0
0
0
0
0
0
0
0
0
0
0
0
0
0
0
0
0
0
0
0
0
0
0
0
0
0
0
0
0
0
0
0
0
0
0
0
0
0
0
0
0
0
0
0
0
0
0
0
0
0
0
0
0
0
0
0
0
0
0
0
0
0
0
0
0
0
0
0
0
0
0
0
0
0
0
0
0
0
0
0
0
0
0
0
0
0
0
0
0
0
0
0
0
0
0
0
0
0
0
0
0
0
0
0
0
0
0
0
0
0
0
0
0
0
0
0
0
0
0
0
0
0
0
0
0
0
0
0
0
0
0
0
0
0
0
0
0
0
0
0
0
0
0
0
0
0
0
0
0
0
0
0
0
0
0
0
0
0
0
0
0
0
0
0
0
0
0
0
0
0
0
0
0
0
0
0
0
0
0
0
0
0
0
0
0
0
0
0
0
0
0
0
0
0
0
0
0
0
0
0
0
0
0
0
0
0
0
0
0
0
0
0
0
0
0
0
0
0
0
0
0
0
0
0
0
0
0
0
0
0
0
0
0
0
0
0
0
0
0
0
0
0
0
0
0
0
0
0
0
0
0
0
0
0
0
0
0
0
0
0
0
0
0
0
0
0
0
0
0
0
0
0
0
0
0
0
0
0
0
0
0
0
0
0
0
0
0
0
0
0
0
0
0
0
0
0
0
0
0
0
0
0
0
0
0
0
0
0
0
0
0
0
0
0
0
0
0
0
0
0
0
0
0
0
0
0
0
0
0
0
0
0
0
0
0
0
0
0
0
0
0
0
0
0
0
0
0
0
0
0
0
0
0
0
0
0
0
0
0
0
0
0
0
0
0
0
0
0
0
0
0
0
0
0
0
0
0
0
0
0
0
0
0
0
0
0
0
0
0
0
0
0
0
0
0
0
0
0
0
0
0
0
0
0
0
0
0
0
0
0
0
0
0
0
0
0
0
0
0
0
0
0
0
0
0
0
0
0
0
0
0
0
0
0
0
0
0
0
0
0
0
0
0
0
0
0
0
0
0
0
0
0
0
0
0
0
0
0
0
0
0
0
0
0
0
0
0
0
0
0
0
0
0
0
0
0
0
0
0
0
0
0
0
0
0
0
0
0
0
0
0
0
0
0
0
0
0
0
0
0
0
0
0
0
0
0
0
0
0
0
0
0
0
0
0
0
0
0
0
0
0
0
0
0
0
0
0
0
0
0
0
0
0
0
0
0
0
0
0
0
0
0
0
0
0
0
0
0
0
0
0
0
0
0
0
0
0
0
0
0
0
0
0
0
0
0
0
0
0
0
0
0
0
0
0
0
0
0
0
0
0
0
0
0
0
0
0
0
0
0
0
0
0
0
0
0
0
0
0
0
0
0
0
0
0
0
0
0
0
0
0
0
0
0
0
0
0
0
0
0
0
0
0
0
0
0
0
0
0
0
0
0
0
0
0
0
0
0
0
0
0
0
0
0
0
0
0
0
0
0
0
0
0
0
0
0
0
0
0
0
0
0
0
0
0
0
0
0
0
0
0
0
0
0
0
0
0
0
0
0
0
0
0
0
0
0
0
0
0
0
0
0
0
0
0
0
0
0
0
0
0
0
0
0
0
0
0
0
0
0
0
0
0
0
0
0
0
0
0
0
0
0
0
0
0
0
0
0
0
0
0
0
0
0
0
0
0
0
0
0
0
0
0
0
0
0
0
0
0
0
0
0
0
0
0
0
0
0
0
0
0
0
0
0
0
0
0
0
0
0
0
0
0
0
0
0
0
0
0
0
0
0
0
0
0
0
0
0
0
0
0
0
0
0
0
0
0
0
0
0
0
0
0
0
0
0
0
0
0
0
0
0
0
0
0
0
0
0
0
0
0
0
0
0
0
0
0
0
0
0
0
0
0
0
0
0
0
0
0
0
0
0
0
0
0
0
0
0
0
0
0
0
0
0
0
0
0
0
0
0
0
0
0
0
0
0
0
0
0
0
0
0
0
0
0
0
0
0
0
0
0
0
0
0
0
0
0
0
0
0
0
0
0
0
0
0
0
0
0
0
0
0
0
0
0
0
0
0
0
0
0
0
0
0
0
0
0
0
0
0
0
0
0
0
0
0
0
0
0
0
0
0
0
0
0
0
0
0
0
0
0
0
0
0
0
0
0
0
0
0
0
0
0
0
0
0
0
0
0
0
0
0
0
0
0
0
0
0
0
0
0
0
0
0
0
0
0
0
0
0
0
0
0
0
0
0
0
0
0
0
0
0
0
0
0
0
0
0
0
0
0
0
0
0
0
0
0
0
0
0
0
0
0
0
0
0
0
0
0
0
0
0
0
0
0
0
0
0
0
0
0
0
0
0
0
0
0
0
0
0
0
0
0
0
0
0
0
0
0
0
0
0
0
0
0
0
0
0
0
0
0
0
0
0
0
0
0
0
0
0
0
0
0
0
0
0
0
0
0
0
0
0
0
0
0
0
0
0
0
0
0
0
0
0
0
0
0
0
0
0
0
0
0
0
0
0
0
0
0
0
0
0
0
0
0
0
0
0
0
0
0
0
0
0
0
0
0
0
0
0
0
0
0
0
0
0
0
0
0
0
0
0
0
0
0
0
0
0
0
0
0
0
0
0
0
0
0
0
0
0
0
0
0
0
0
0
0
0
0
0
0
0
0
0
0
0
0
0
0
0
0
0
0
0
0
0
0
0
0
0
0
0
0
0
0
0
0
0
0
0
0
0
0
0
0
0
0
0
0
0
0
0
0
0
0
0
0
0
0
0
0
0
0
0
0
0
0
0
0
0
0
0
0
0
0
0
0
0
0
0
0
0
0
0
0
0
0
0
0
0
0
0
0
0
0
0
0
0
0
0
0
0
0
0
0
0
0
0
0
0
0
0
0
0
0
0
0
0
0
0
0
0
0
0
0
0
0
0
0
0
0
0
0
0
0
0
0
0
0
0
0
0
0
0
0
0
0
0
0
0
0
0
0
0
0
0
0
0
0
0
0
0
0
0
0
0
0
0
0
0
0
0
0
0
0
0
0
0
0
0
0
0
0
0
0
0
0
0
0
0
0
0
0
0
0
0
0
0
0
0
0
0
0
0
0
0
0
0
0
0
0
0
0
0
0
0
0
0
0
0
0
0
0
0
0
0
0
0
0
0
0
0
0
0
0
0
0
0
0
0
0
0
0
0
0
0
0
0
0
0
0
0
0
0
0
0
0
0
0
0
0
0
0
0
0
0
0
0
0
0
0
0
0
0
0
0
0
0
0
0
0
0
0
0
0
0
0
0
0
0
0
0
0
0
0
0
0
0
0
0
0
0
0
0
0
0
0
0
0
0
0
0
0
0
0
0
0
0
0
0
0
0
0
0
0
0
0
0
0
0
0
0
0
0
0
0
0
0
0
0
0
0
0
0
0
0
0
0
0
0
0
0
0
0
0
0
0
0
0
0
0
0
0
0
0
0
0
0
0
0
0
0
0
0
0
0
0
0
0
0
0
0
0
0
0
0
0
0
0
0
0
0
0
0
0
0
0
0
0
0
0
0
0
0
0
0
0
0
0
0
0
0
0
0
0
0
0
0
0
0
0
0
0
0
0
0
0
0
0
0
0
0
0
0
0
0
0
0
0
0
0
0
0
0
0
0
0
0
0
0
0
0
0
0
0
0
0
0
0
0
0
0
0
0
0
0
0
0
0
0
0
0
0
0
0
0
0
0
0
0
0
0
0
0
0
0
0
0
0
0
0
0
0
0
0
0
0
0
0
0
0
0
0
0
0
0
0
0
0
0
0
0
0
0
0
0
0
0
0
0
0
0
0
0
0
0
0
0
0
0
0
0
0
0
0
0
0
0
0
0
0
0
0
0
0
0
0
0
0
0
0
0
0
0
0
0
0
0
0
0
0
0
0
0
0
0
0
0
0
0
0
0
0
0
0
0
0
0
0
0
0
0
0
0
0
0
0
0
0
0
0
0
0
0
0
0
0
0
0
0
0
0
0
0
0
0
0
0
0
0
0
0
0
0
0
0
0
0
0
0
0
0
0
0
0
0
0
0
0
0
0
0
0
0
0
0
0
0
0
0
0
0
0
0
0
0
0
0
0
0
0
0
0
0
0
0
0
0
0
0
0
0
0
0
0
0
0
0
0
0
0
0
0
0
0
0
0
0
0
0
0
0
0
0
0
0
0
0
0
0
0
0
0
0
0
0
0
0
0
0
0
0
0
0
0
0
0
0
0
0
0
0
0
0
0
0
0
0
0
0
0
0
0
0
0
0
0
0
0
0
0
0
0
0
0
0
0
0
0
0
0
0
0
0
0
0
0
0
0
0
0
0
0
0
0
0
0
0
0
0
0
0
0
0
0
0
0
0
0
0
0
0
0
0
0
0
0
0
0
0
0
0
0
0
0
0
0
0
0
0
0
0
0
0
0
0
0
0
0
0
0
0
0
0
0
0
0
0
0
0
0
0
0
0
0
0
0
0
0
0
0
0
0
0
0
0
0
0
0
0
0
0
0
0
0
0
0
0
0
0
0
0
0
0
0
0
0
0
0
0
0
0
0
0
0
0
0
0
0
0
0
0
0
0
0
0
0
0
0
0
0
0
0
0
0
0
0
0
0
0
0
0
0
0
0
0
0
0
0
0
0
0
0
0
0
0
0
0
0
0
0
0
0
0
0
0
0
0
0
0
0
0
0
0
0
0
0
0
0
0
0
0
0
0
0
0
0
0
0
0
0
0
0
0
0
0
0
0
0
0
0
0
0
0
0
0
0
0
0
0
0
0
0
0
0
0
0
0
0
0
0
0
0
0
0
0
0
0
0
0
0
0
0
0
0
0
0
0
0
0
0
0
0
0
0
0
0
0
0
0
0
0
0
0
0
0
0
0
0
0
0
0
0
0
0
0
0
0
0
0
0
0
0
0
0
0
0
0
0
0
0
0
0
0
0
0
0
0
0
0
0
0
0
0
0
0
0
0
0
0
0
0
0
0
0
0
0
0
0
0
0
0
0
0
0
0
0
0
0
0
0
0
0
0
0
0
0
0
0
0
0
0
0
0
0
0
0
0
0
0
0
0
0
0
0
0
0
0
0
0
0
0
0
0
0
0
0
0
0
0
0
0
0
0
0
0
0
0
0
0
0
0
0
0
0
0
0
0
0
0
0
0
0
0
0
0
0
0
0
0
0
0
0
0
0
0
0
0
0
0
0
0
0
0
0
0
0
0
0
0
0
0
0
0
0
0
0
0
0
0
0
0
0
0
0
0
0
0
0
0
0
0
0
0
0
0
0
0
0
0
0
0
0
0
0
0
0
0
0
0
0
0
0
0
0
0
0
0
0
0
0
0
0
0
0
0
0
0
0
0
0
0
0
0
0
0
0
0
0
0
0
0
0
0
0
0
0
0
0
0
0
0
0
0
0
0
0
0
0
0
0
0
0
0
0
0
0
0
0
0
0
0
0
0
0
0
0
0
0
0
0
0
0
0
0
0
0
0
0
0
0
0
0
0
0
0
0
0
0
0
0
0
0
0
0
0
0
0
0
0
0
0
0
0
0
0
0
0
0
0
0
0
0
0
0
0
0
0
0
0
0
0
0
0
0
0
0
0
0
0
0
0
0
0
0
0
0
0
0
0
0
0
0
0
0
0
0
0
0
0
0
0
0
0
0
0
0
0
0
0
0
0
0
0
0
0
0
0
0
0
0
0
0
0
0
0
0
0
0
0
0
0
0
0
0
0
0
0
0
0
0
0
0
0
0
0
0
0
0
0
0
0
0
0
0
0
0
0
0
0
0
0
0
0
0
0
0
0
0
0
0
0
0
0
0
0
0
0
0
0
0
0
0
0
0
0
0
0
0
0
0
0
0
0
0
0
0
0
0
0
0
0
0
0
0
0
0
0
0
0
0
0
0
0
0
0
0
0
0
0
0
0
0
0
0
0
0
0
0
0
0
0
0
0
0
0
0
0
0
0
0
0
0
0
0
0
0
0
0
0
0
0
0
0
0
0
0
0
0
0
0
0
0
0
0
0
0
0
0
0
0
0
0
0
0
0
0
0
0
0
0
0
0
0
0
0
0
0
0
0
0
0
0
0
0
0
0
0
0
0
0
0
0
0
0
0
0
0
0
0
0
0
0
0
0
0
0
0
0
0
0
0
0
0
0
0
0
0
0
0
0
0
0
0
0
0
0
0
0
0
0
0
0
0
0
0
0
0
0
0
0
0
0
0
0
0
0
0
0
0
0
0
0
0
0
0
0
0
0
0
0
0
0
0
0
0
0
0
0
0
0
0
0
0
0
0
0
0
0
0
0
0
0
0
0
0
0
0
0
0
0
0
0
0
0
0
0
0
0
0
0
0
0
0
0
0
0
0
0
0
0
0
0
0
0
0
0
0
0
0
0
0
0
0
0
0
0
0
0
0
0
0
0
0
0
0
0
0
0
0
0
0
0
0
0
0
0
0
0
0
0
0
0
0
0
0
0
0
0
0
0
0
0
0
0
0
0
0
0
0
0
0
0
0
0
0
0
0
0
0
0
0
0
0
0
0
0
0
0
0
0
0
0
0
0
0
0
0
0
0
0
0
0
0
0
0
0
0
0
0
0
0
0
0
0
0
0
0
0
0
0
0
0
0
0
0
0
0
0
0
0
0
0
0
0
0
0
0
0
0
0
0
0
0
0
0
0
0
0
0
0
0
0
0
0
0
0
0
0
0
0
0
0
0
0
0
0
0
0
0
0
0
0
0
0
0
0
0
0
0
0
0
0
0
0
0
0
0
0
0
0
0
0
0
0
0
0
0
0
0
0
0
0
0
0
0
0
0
0
0
0
0
0
0
0
0
0
0
0
0
0
0
0
0
0
0
0
0
0
0
0
0
0
0
0
0
0
0
0
0
0
0
0
0
0
0
0
0
0
0
0
0
0
0
0
0
0
0
0
0
0
0
0
0
0
0
0
0
0
0
0
0
0
0
0
0
0
0
0
0
0
0
0
0
0
0
0
0
0
0
0
0
0
0
0
0
0
0
0
0
0
0
0
0
0
0
0
0
0
0
0
0
0
0
0
0
0
0
0
0
0
0
0
0
0
0
0
0
0
0
0
0
0
0
0
0
0
0
0
0
0
0
0
0
0
0
0
0
0
0
0
0
0
0
0
0
0
0
0
0
0
0
0
0
0
0
0
0
0
0
0
0
0
0
0
0
0
0
0
0
0
0
0
0
0
0
0
0
0
0
0
0
0
0
0
0
0
0
0
0
0
0
0
0
0
0
0
0
0
0
0
0
0
0
0
0
0
0
0
0
0
0
0
0
0
0
0
0
0
0
0
0
0
0
0
0
0
0
0
0
0
0
0
0
0
0
0
0
0
0
0
0
0
0
0
0
0
0
0
0
0
0
0
0
0
0
0
0
0
0
0
0
0
0
0
0
0
0
0
0
0
0
0
0
0
0
0
0
0
0
0
0
0
0
0
0
0
0
0
0
0
0
0
0
0
0
0
0
0
0
0
0
0
0
0
0
0
0
0
0
0
0
0
0
0
0
0
0
0
0
0
0
0
0
0
0
0
0
0
0
0
0
0
0
0
0
0
0
0
0
0
0
0
0
0
0
0
0
0
0
0
0
0
0
0
0
0
0
0
0
0
0
0
0
0
0
0
0
0
0
0
0
0
0
0
0
0
0
0
0
0
0
0
0
0
0
0
0
0
0
0
0
0
0
0
0
0
0
0
0
0
0
0
0
0
0
0
0
0
0
0
0
0
0
0
0
0
0
0
0
0
0
0
0
0
0
0
0
0
0
0
0
0
0
0
0
0
0
0
0
0
0
0
0
0
0
0
0
0
0
0
0
0
0
0
0
0
0
0
0
0
0
0
0
0
0
0
0
0
0
0
0
0
0
0
0
0
0
0
0
0
0
0
0
0
0
0
0
0
0
0
0
0
0
0
0
0
0
0
0
0
0
0
0
0
0
0
0
0
0
0
0
0
0
0
0
0
0
0
0
0
0
0
0
0
0
0
0
0
0
0
0
0
0
0
0
0
0
0
0
0
0
0
0
0
0
0
0
0
0
0
0
0
0
0
0
0
0
0
0
0
0
0
0
0
0
0
0
0
0
0
0
0
0
0
0
0
0
0
0
0
0
0
0
0
0
0
0
0
0
0
0
0
0
0
0
0
0
0
0
0
0
0
0
0
0
0
0
0
0
0
0
0
0
0
0
0
0
0
0
0
0
0
0
0
0
0
0
0
0
0
0
0
0
0
0
0
0
0
0
0
0
0
0
0
0
0
0
0
0
0
0
0
0
0
0
0
0
0
0
0
0
0
0
0
0
0
0
0
0
0
0
0
0
0
0
0
0
0
0
0
0
0
0
0
0
0
0
0
0
0
0
0
0
0
0
0
0
0
0
0
0
0
0
0
0
0
0
0
0
0
0
0
0
0
0
0
0
0
0
0
0
0
0
0
0
0
0
0
0
0
0
0
0
0
0
0
0
0
0
0
0
0
0
0
0
0
0
0
0
0
0
0
0
0
0
0
0
0
0
0
0
0
0
0
0
0
0
0
0
0
0
0
0
0
0
0
0
0
0
0
0
0
0
0
0
0
0
0
0
0
0
0
0
0
0
0
0
0
0
0
0
0
0
0
0
0
0
0
0
0
0
0
0
0
0
0
0
0
0
0
0
0
0
0
0
0
0
0
0
0
0
0
0
0
0
0
0
0
0
0
0
0
0
0
0
0
0
0
0
0
0
0
0
0
0
0
0
0
0
0
0
0
0
0
0
0
0
0
0
0
0
0
0
0
0
0
0
0
0
0
0
0
0
0
0
0
0
0
0
0
0
0
0
0
0
0
0
0
0
0
0
0
0
0
0
0
0
0
0
0
0
0
0
0
0
0
0
0
0
0
0
0
0
0
0
0
0
0
0
0
0
0
0
0
0
0
0
0
0
0
0
0
0
0
0
0
0
0
0
0
0
0
0
0
0
0
0
0
0
0
0
0
0
0
0
0
0
0
0
0
0
0
0
0
0
0
0
0
0
0
0
0
0
0
0
0
0
0
0
0
0
0
0
0
0
0
0
0
0
0
0
0
0
0
0
0
0
0
0
0
0
0
0
0
0
0
0
0
0
0
0
0
0
0
0
0
0
0
0
0
0
0
0
0
0
0
0
0
0
0
0
0
0
0
0
0
0
0
0
0
0
0
0
0
0
0
0
0
0
0
0
0
0
0
0
0
0
0
0
0
0
0
0
0
0
0
0
0
0
0
0
0
0
0
0
0
0
0
0
0
0
0
0
0
0
0
0
0
0
0
0
0
0
0
0
0
0
0
0
0
0
0
0
0
0
0
0
0
0
0
0
0
0
0
0
0
0
0
0
0
0
0
0
0
0
0
0
0
0
0
0
0
0
0
0
0
0
0
0
0
0
0
0
0
0
0
0
0
0
0
0
0
0
0
0
0
0
0
0
0
0
0
0
0
0
0
0
0
0
0
0
0
0
0
0
0
0
0
0
0
0
0
0
0
0
0
0
0
0
0
0
0
0
0
0
0
0
0
0
0
0
0
0
0
0
0
0
0
0
0
0
0
0
0
0
0
0
0
0
0
0
0
0
0
0
0
0
0
0
0
0
0
0
0
0
0
0
0
0
0
0
0
0
0
0
0
0
0
0
0
0
0
0
0
0
0
0
0
0
0
0
0
0
0
0
0
0
0
0
0
0
0
0
0
0
0
0
0
0
0
0
0
0
0
0
0
0
0
0
0
0
0
0
0
0
0
0
0
0
0
0
0
0
0
0
0
0
0
0
0
0
0
0
0
0
0
0
0
0
0
0
0
0
0
0
0
0
0
0
0
0
0
0
0
0
0
0
0
0
0
0
0
0
0
0
0
0
0
0
0
0
0
0
0
0
0
0
0
0
0
0
0
0
0
0
0
0
0
0
0
0
0
0
0
0
0
0
0
0
0
0
0
0
0
0
0
0
0
0
0
0
0
0
0
0
0
0
0
0
0
0
0
0
0
0
0
0
0
0
0
0
0
0
0
0
0
0
0
0
0
0
0
0
0
0
0
0
0
0
0
0
0
0
0
0
0
0
0
0
0
0
0
0
0
0
0
0
0
0
0
0
0
0
0
0
0
0
0
0
0
0
0
0
0
0
0
0
0
0
0
0
0
0
0
0
0
0
0
0
0
0
0
0
0
0
0
0
0
0
0
0
0
0
0
0
0
0
0
0
0
0
0
0
0
0
0
0
0
0
0
0
0
0
0
0
0
0
0
0
0
0
0
0
0
0
0
0
0
0
0
0
0
0
0
0
0
0
0
0
0
0
0
0
0
0
0
0
0
0
0
0
0
0
0
0
0
0
0
0
0
0
0
0
0
0
0
0
0
0
0
0
0
0
0
0
0
0
0
0
0
0
0
0
0
0
0
0
0
0
0
0
0
0
0
0
0
0
0
0
0
0
0
0
0
0
0
0
0
0
0
0
0
0
0
0
0
0
0
0
0
0
0
0
0
0
0
0
0
0
0
0
0
0
0
0
0
0
0
0
0
0
0
0
0
0
0
0
0
0
0
0
0
0
0
0
0
0
0
0
0
0
0
0
0
0
0
0
0
0
0
0
0
0
0
0
0
0
0
0
0
0
0
0
0
0
0
0
0
0
0
0
0
0
0
0
0
0
0
0
0
0
0
0
0
0
0
0
0
0
0
0
0
0
0
0
0
0
0
0
0
0
0
0
0
0
0
0
0
0
0
0
0
0
0
0
0
0
0
0
0
0
0
0
0
0
0
0
0
0
0
0
0
0
0
0
0
0
0
0
0
0
0
0
0
0
0
0
0
0
0
0
0
0
0
0
0
0
0
0
0
0
0
0
0
0
0
0
0
0
0
0
0
0
0
0
0
0
0
0
0
0
0
0
0
0
0
0
0
0
0
0
0
0
0
0
0
0
0
0
0
0
0
0
0
0
0
0
0
0
0
0
0
0
0
0
0
0
0
0
0
0
0
0
0
0
0
0
0
0
0
0
0
0
0
0
0
0
0
0
0
0
0
0
0
0
0
0
0
0
0
0
0
0
0
0
0
0
0
0
0
0
0
0
0
0
0
0
0
0
0
0
0
0
0
0
0
0
0
0
0
0
0
0
0
0
0
0
0
0
0
0
0
0
0
0
0
0
0
0
0
0
0
0
0
0
0
0
0
0
0
0
0
0
0
0
0
0
0
0
0
0
0
0
0
0
0
0
0
0
0
0
0
0
0
0
0
0
0
0
0
0
0
0
0
0
0
0
0
0
0
0
0
0
0
0
0
0
0
0
0
0
0
0
0
0
0
0
0
0
0
0
0
0
0
0
0
0
0
0
0
0
0
0
0
0
0
0
0
0
0
0
0
0
0
0
0
0
0
0
0
0
0
0
0
0
0
0
0
0
0
0
0
0
0
0
0
0
0
0
0
0
0
0
0
0
0
0
0
0
0
0
0
0
0
0
0
0
0
0
0
0
0
0
0
0
0
0
0
0
0
0
0
0
0
0
0
0
0
0
0
0
0
0
0
0
0
0
0
0
0
0
0
0
0
0
0
0
0
0
0
0
0
0
0
0
0
0
0
0
0
0
0
0
0
0
0
0
0
0
0
0
0
0
0
0
0
0
0
0
0
0
0
0
0
0
0
0
0
0
0
0
0
0
0
0
0
0
0
0
0
0
0
0
0
0
0
0
0
0
0
0
0
0
0
0
0
0
0
0
0
0
0
0
0
0
0
0
0
0
0
0
0
0
0
0
0
0
0
0
0
0
0
0
0
0
0
0
0
0
0
0
0
0
0
0
0
0
0
0
0
0
0
0
0
0
0
0
0
0
0
0
0
0
0
0
0
0
0
0
0
0
0
0
0
0
0
0
0
0
0
0
0
0
0
0
0
0
0
0
0
0
0
0
0
0
0
0
0
0
0
0
0
0
0
0
0
0
0
0
0
0
0
0
0
0
0
0
0
0
0
0
0
0
0
0
0
0
0
0
0
0
0
0
0
0
0
0
0
0
0
0
0
0
0
0
0
0
0
0
0
0
0
0
0
0
0
0
0
0
0
0
0
0
0
0
0
0
0
0
0
0
0
0
0
0
0
0
0
0
0
0
0
0
0
0
0
0
0
0
0
0
0
0
0
0
0
0
0
0
0
0
0
0
0
0
0
0
0
0
0
0
0
0
0
0
0
0
0
0
0
0
0
0
0
0
0
0
0
0
0
0
0
0
0
0
0
0
0
0
0
0
0
0
0
0
0
0
0
0
0
0
0
0
0
0
0
0
0
0
0
0
0
0
0
0
0
0
0
0
0
0
0
0
0
0
0
0
0
0
0
0
0
0
0
0
0
0
0
0
0
0
0
0
0
0
0
0
0
0
0
0
0
0
0
0
0
0
0
0
0
0
0
0
0
0
0
0
0
0
0
0
0
0
0
0
0
0
0
0
0
0
0
0
0
0
0
0
0
0
0
0
0
0
0
0
0
0
0
0
0
0
0
0
0
0
0
0
0
0
0
0
0
0
0
0
0
0
0
0
0
0
0
0
0
0
0
0
0
0
0
0
0
0
0
0
0
0
0
0
0
0
0
0
0
0
0
0
0
0
0
0
0
0
0
0
0
0
0
0
0
0
0
0
0
0
0
0
0
0
0
0
0
0
0
0
0
0
0
0
0
0
0
0
0
0
0
0
0
0
0
0
0
0
0
0
0
0
0
0
0
0
0
0
0
0
0
0
0
0
0
0
0
0
0
0
0
0
0
0
0
0
0
0
0
0
0
0
0
0
0
0
0
0
0
0
0
0
0
0
0
0
0
0
0
0
0
0
0
0
0
0
0
0
0
0
0
0
0
0
0
0
0
0
0
0
0
0
0
0
0
0
0
0
0
0
0
0
0
0
0
0
0
0
0
0
0
0
0
0
0
0
0
0
0
0
0
0
0
0
0
0
0
0
0
0
0
0
0
0
0
0
0
0
0
0
0
0
0
0
0
0
0
0
0
0
0
0
0
0
0
0
0
0
0
0
0
0
0
0
0
0
0
0
0
0
0
0
0
0
0
0
0
0
0
0
0
0
0
0
0
0
0
0
0
0
0
0
0
0
0
0
0
0
0
0
0
0
0
0
0
0
0
0
0
0
0
0
0
0
0
0
0
0
0
0
0
0
0
0
0
0
0
0
0
0
0
0
0
0
0
0
0
0
0
0
0
0
0
0
0
0
0
0
0
0
0
0
0
0
0
0
0
0
0
0
0
0
0
0
0
0
0
0
0
0
0
0
0
0
0
0
0
0
0
0
0
0
0
0
0
0
0
0
0
0
0
0
0
0
0
0
0
0
0
0
0
0
0
0
0
0
0
0
0
0
0
0
0
0
0
0
0
0
0
0
0
0
0
0
0
0
0
0
0
0
0
0
0
0
0
0
0
0
0
0
0
0
0
0
0
0
0
0
0
0
0
0
0
0
0
0
0
0
0
0
0
0
0
0
0
0
0
0
0
0
0
0
0
0
0
0
0
0
0
0
0
0
0
0
0
0
0
0
0
0
0
0
0
0
0
0
0
0
0
0
0
0
0
0
0
0
0
0
0
0
0
0
0
0
0
0
0
0
0
0
0
0
0
0
0
0
0
0
0
0
0
0
0
0
0
0
0
0
0
0
0
0
0
0
0
0
0
0
0
0
0
0
0
0
0
0
0
0
0
0
0
0
0
0
0
0
0
0
0
0
0
0
0
0
0
0
0
0
0
0
0
0
0
0
0
0
0
0
0
0
0
0
0
0
0
0
0
0
0
0
0
0
0
0
0
0
0
0
0
0
0
0
0
0
0
0
0
0
0
0
0
0
0
0
0
0
0
0
0
0
0
0
0
0
0
0
0
0
0
0
0
0
0
0
0
0
0
0
0
0
0
0
0
0
0
0
0
0
0
0
0
0
0
0
0
0
0
0
0
0
0
0
0
0
0
0
0
0
0
0
0
0
0
0
0
0
0
0
0
0
0
0
0
0
0
0
0
0
0
0
0
0
0
0
0
0
0
0
0
0
0
0
0
0
0
0
0
0
0
0
0
0
0
0
0
0
0
0
0
0
0
0
0
0
0
0
0
0
0
0
0
0
0
0
0
0
0
0
0
0
0
0
0
0
0
0
0
0
0
0
0
0
0
0
0
0
0
0
0
0
0
0
0
0
0
0
0
0
0
0
0
0
0
0
0
0
0
0
0
0
0
0
0
0
0
0
0
0
0
0
0
0
0
0
0
0
0
0
0
0
0
0
0
0
0
0
0
0
0
0
0
0
0
0
0
0
0
0
0
0
0
0
0
0
0
0
0
0
0
0
0
0
0
0
0
0
0
0
0
0
0
0
0
0
0
0
0
0
0
0
0
0
0
0
0
0
0
0
0
0
0
0
0
0
0
0
0
0
0
0
0
0
0
0
0
0
0
0
0
0
0
0
0
0
0
0
0
0
0
0
0
0
0
0
0
0
0
0
0
0
0
0
0
0
0
0
0
0
0
0
0
0
0
0
0
0
0
0
0
0
0
0
0
0
0
0
0
0
0
0
0
0
0
0
0
0
0
0
0
0
0
0
0
0
0
0
0
0
0
0
0
0
0
0
0
0
0
0
0
0
0
0
0
0
0
0
0
0
0
0
0
0
0
0
0
0
0
0
0
0
0
0
0
0
0
0
0
0
0
0
0
0
0
0
0
0
0
0
0
0
0
0
0
0
0
0
0
0
0
0
0
0
0
0
0
0
0
0
0
0
0
0
0
0
0
0
0
0
0
0
0
0
0
0
0
0
0
0
0
0
0
0
0
0
0
0
0
0
0
0
0
0
0
0
0
0
0
0
0
0
0
0
0
0
0
0
0
0
0
0
0
0
0
0
0
0
0
0
0
0
0
0
0
0
0
0
0
0
0
0
0
0
0
0
0
0
0
0
0
0
0
0
0
0
0
0
0
0
0
0
0
0
0
0
0
0
0
0
0
0
0
0
0
0
0
0
0
0
0
0
0
0
0
0
0
0
0
0
0
0
0
0
0
0
0
0
0
0
0
0
0
0
0
0
0
0
0
0
0
0
0
0
0
0
0
0
0
0
0
0
0
0
0
0
0
0
0
0
0
0
0
0
0
0
0
0
0
0
0
0
0
0
0
0
0
0
0
0
0
0
0
0
0
0
0
0
0
0
0
0
0
0
0
0
0
0
0
0
0
0
0
0
0
0
0
0
0
0
0
0
0
0
0
0
0
0
0
0
0
0
0
0
0
0
0
0
0
0
0
0
0
0
0
0
0
0
0
0
0
0
0
0
0
0
0
0
0
0
0
0
0
0
0
0
0
0
0
0
0
0
0
0
0
0
0
0
0
0
0
0
0
0
0
0
0
0
0
0
0
0
0
0
0
0
0
0
0
0
0
0
0
0
0
0
0
0
0
0
0
0
0
0
0
0
0
0
0
0
0
0
0
0
0
0
0
0
0
0
0
0
0
0
0
0
0
0
0
0
0
0
0
0
0
0
0
0
0
0
0
0
0
0
0
0
0
0
0
0
0
0
0
0
0
0
0
0
0
0
0
0
0
0
0
0
0
0
0
0
0
0
0
0
0
0
0
0
0
0
0
0
0
0
0
0
0
0
0
0
0
0
0
0
0
0
0
0
0
0
0
0
0
0
0
0
0
0
0
0
0
0
0
0
0
0
0
0
0
0
0
0
0
0
0
0
0
0
0
0
0
0
0
0
0
0
0
0
0
0
0
0
0
0
0
0
0
0
0
0
0
0
0
0
0
0
0
0
0
0
0
0
0
0
0
0
0
0
0
0
0
0
0
0
0
0
0
0
0
0
0
0
0
0
0
0
0
0
0
0
0
0
0
0
0
0
0
0
0
0
0
0
0
0
0
0
0
0
0
0
0
0
0
0
0
0
0
0
0
0
0
0
0
0
0
0
0
0
0
0
0
0
0
0
0
0
0
0
0
0
0
0
0
0
0
0
0
0
0
0
0
0
0
0
0
0
0
0
0
0
0
0
0
0
0
0
0
0
0
0
0
0
0
0
0
0
0
0
0
0
0
0
0
0
0
0
0
0
0
0
0
0
0
0
0
0
0
0
0
0
0
0
0
0
0
0
0
0
0
0
0
0
0
0
0
0
0
0
0
0
0
0
0
0
0
0
0
0
0
0
0
0
0
0
0
0
0
0
0
0
0
0
0
0
0
0
0
0
0
0
0
0
0
0
0
0
0
0
0
0
0
0
0
0
0
0
0
0
0
0
0
0
0
0
0
0
0
0
0
0
0
0
0
0
0
0
0
0
0
0
0
0
0
0
0
0
0
0
0
0
0
0
0
0
0
0
0
0
0
0
0
0
0
0
0
0
0
0
0
0
0
0
0
0
0
0
0
0
0
0
0
0
0
0
0
0
0
0
0
0
0
0
0
0
0
0
0
0
0
0
0
0
0
0
0
0
0
0
0
0
0
0
0
0
0
0
0
0
0
0
0
0
0
0
0
0
0
0
0
0
0
0
0
0
0
0
0
0
0
0
0
0
0
0
0
0
0
0
0
0
0
0
0
0
0
0
0
0
0
0
0
0
0
0
0
0
0
0
0
0
0
0
0
0
0
0
0
0
0
0
0
0
0
0
0
0
0
0
0
0
0
0
0
0
0
0
0
0
0
0
0
0
0
0
0
0
0
0
0
0
0
0
0
0
0
0
0
0
0
0
0
0
0
0
0
0
0
0
0
0
0
0
0
0
0
0
0
0
0
0
0
0
0
0
0
0
0
0
0
0
0
0
0
0
0
0
0
0
0
0
0
0
0
0
0
0
0
0
0
0
0
0
0
0
0
0
0
0
0
0
0
0
0
0
0
0
0
0
0
0
0
0
0
0
0
0
0
0
0
0
0
0
0
0
0
0
0
0
0
0
0
0
0
0
0
0
0
0
0
0
0
0
0
0
0
0
0
0
0
0
0
0
0
0
0
0
0
0
0
0
0
0
0
0
0
0
0
0
0
0
0
0
0
0
0
0
0
0
0
0
0
0
0
0
0
0
0
0
0
0
0
0
0
0
0
0
0
0
0
0
0
0
0
0
0
0
0
0
0
0
0
0
0
0
0
0
0
0
0
0
0
0
0
0
0
0
0
0
0
0
0
0
0
0
0
0
0
0
0
0
0
0
0
0
0
0
0
0
0
0
0
0
0
0
0
0
0
0
0
0
0
0
0
0
0
0
0
0
0
0
0
0
0
0
0
0
0
0
0
0
0
0
0
0
0
0
0
0
0
0
0
0
0
0
0
0
0
0
0
0
0
0
0
0
0
0
0
0
0
0
0
0
0
0
0
0
0
0
0
0
0
0
0
0
0
0
0
0
0
0
0
0
0
0
0
0
0
0
0
0
0
0
0
0
0
0
0
0
0
0
0
0
0
0
0
0
0
0
0
0
0
0
0
0
0
0
0
0
0
0
0
0
0
0
0
0
0
0
0
0
0
0
0
0
0
0
0
0
0
0
0
0
0
0
0
0
0
0
0
0
0
0
0
0
0
0
0
0
0
0
0
0
0
0
0
0
0
0
0
0
0
0
0
0
0
0
0
0
0
0
0
0
0
0
0
0
0
0
0
0
0
0
0
0
0
0
0
0
0
0
0
0
0
0
0
0
0
0
0
0
0
0
0
0
0
0
0
0
0
0
0
0
0
0
0
0
0
0
0
0
0
0
0
0
0
0
0
0
0
0
0
0
0
0
0
0
0
0
0
0
0
0
0
0
0
0
0
0
0
0
0
0
0
0
0
0
0
0
0
0
0
0
0
0
0
0
0
0
0
0
0
0
0
0
0
0
0
0
0
0
0
0
0
0
0
0
0
0
0
0
0
0
0
0
0
0
0
0
0
0
0
0
0
0
0
0
0
0
0
0
0
0
0
0
0
0
0
0
0
0
0
0
0
0
0
0
0
0
0
0
0
0
0
0
0
0
0
0
0
0
0
0
0
0
0
0
0
0
0
0
0
0
0
0
0
0
0
0
0
0
0
0
0
0
0
0
0
0
0
0
0
0
0
0
0
0
0
0
0
0
0
0
0
0
0
0
0
0
0
0
0
0
0
0
0
0
0
0
0
0
0
0
0
0
0
0
0
0
0
0
0
0
0
0
0
0
0
0
0
0
0
0
0
0
0
0
0
0
0
0
0
0
0
0
0
0
0
0
0
0
0
0
0
0
0
0
0
0
0
0
0
0
0
0
0
0
0
0
0
0
0
0
0
0
0
0
0
0
0
0
0
0
0
0
0
0
0
0
0
0
0
0
0
0
0
0
0
0
0
0
0
0
0
0
0
0
0
0
0
0
0
0
0
0
0
0
0
0
0
0
0
0
0
0
0
0
0
0
0
0
0
0
0
0
0
0
0
0
0
0
0
0
0
0
0
0
0
0
0
0
0
0
0
0
0
0
0
0
0
0
0
0
0
0
0
0
0
0
0
0
0
0
0
0
0
0
0
0
0
0
0
0
0
0
0
0
0
0
0
0
0
0
0
0
0
0
0
0
0
0
0
0
0
0
0
0
0
0
0
0
0
0
0
0
0
0
0
0
0
0
0
0
0
0
0
0
0
0
0
0
0
0
0
0
0
0
0
0
0
0
0
0
0
0
0
0
0
0
0
0
0
0
0
0
0
0
0
0
0
0
0
0
0
0
0
0
0
0
0
0
0
0
0
0
0
0
0
0
0
0
0
0
0
0
0
0
0
0
0
0
0
0
0
0
0
0
0
0
0
0
0
0
0
0
0
0
0
0
0
0
0
0
0
0
0
0
0
0
0
0
0
0
0
0
0
0
0
0
0
0
0
0
0
0
0
0
0
0
0
0
0
0
0
0
0
0
0
0
0
0
0
0
0
0
0
0
0
0
0
0
0
0
0
0
0
0
0
0
0
0
0
0
0
0
0
0
0
0
0
0
0
0
0
0
0
0
0
0
0
0
0
0
0
0
0
0
0
0
0
0
0
0
0
0
0
0
0
0
0
0
0
0
0
0
0
0
0
0
0
0
0
0
0
0
0
0
0
0
0
0
0
0
0
0
0
0
0
0
0
0
0
0
0
0
0
0
0
0
0
0
0
0
0
0
0
0
0
0
0
0
0
0
0
0
0
0
0
0
0
0
0
0
0
0
0
0
0
0
0
0
0
0
0
0
0
0
0
0
0
0
0
0
0
0
0
0
0
0
0
0
0
0
0
0
0
0
0
0
0
0
0
0
0
0
0
0
0
0
0
0
0
0
0
0
0
0
0
0
0
0
0
0
0
0
0
0
0
0
0
0
0
0
0
0
0
0
0
0
0
0
0
0
0
0
0
0
0
0
0
0
0
0
0
0
0
0
0
0
0
0
0
0
0
0
0
0
0
0
0
0
0
0
0
0
0
0
0
0
0
0
0
0
0
0
0
0
0
0
0
0
0
0
0
0
0
0
0
0
0
0
0
0
0
0
0
0
0
0
0
0
0
0
0
0
0
0
0
0
0
0
0
0
0
0
0
0
0
0
0
0
0
0
0
0
0
0
0
0
0
0
0
0
0
0
0
0
0
0
0
0
0
0
0
0
0
0
0
0
0
0
0
0
0
0
0
0
0
0
0
0
0
0
0
0
0
0
0
0
0
0
0
0
0
0
0
0
0
0
0
0
0
0
0
0
0
0
0
0
0
0
0
0
0
0
0
0
0
0
0
0
0
0
0
0
0
0
0
0
0
0
0
0
0
0
0
0
0
0
0
0
0
0
0
0
0
0
0
0
0
0
0
0
0
0
0
0
0
0
0
0
0
0
0
0
0
0
0
0
0
0
0
0
0
0
0
0
0
0
0
0
0
0
0
0
0
0
0
0
0
0
0
0
0
0
0
0
0
0
0
0
0
0
0
0
0
0
0
0
0
0
0
0
0
0
0
0
0
0
0
0
0
0
0
0
0
0
0
0
0
0
0
0
0
0
0
0
0
0
0
0
0
0
0
0
0
0
0
0
0
0
0
0
0
0
0
0
0
0
0
0
0
0
0
0
0
0
0
0
0
0
0
0
0
0
0
0
0
0
0
0
0
0
0
0
0
0
0
0
0
0
0
0
0
0
0
0
0
0
0
0
0
0
0
0
0
0
0
0
0
0
0
0
0
0
0
0
0
0
0
0
0
0
0
0
0
0
0
0
0
0
0
0
0
0
0
0
0
0
0
0
0
0
0
0
0
0
0
0
0
0
0
0
0
0
0
0
0
0
0
0
0
0
0
0
0
0
0
0
0
0
0
0
0
0
0
0
0
0
0
0
0
0
0
0
0
0
0
0
0
0
0
0
0
0
0
0
0
0
0
0
0
0
0
0
0
0
0
0
0
0
0
0
0
0
0
0
0
0
0
0
0
0
0
0
0
0
0
0
0
0
0
0
0
0
0
0
0
0
0
0
0
0
0
0
0
0
0
0
0
0
0
0
0
0
0
0
0
0
0
0
0
0
0
0
0
0
0
0
0
0
0
0
0
0
0
0
0
0
0
0
0
0
0
0
0
0
0
0
0
0
0
0
0
0
0
0
0
0
0
0
0
0
0
0
0
0
0
0
0
0
0
0
0
0
0
0
0
0
0
0
0
0
0
0
0
0
0
0
0
0
0
0
0
0
0
0
0
0
0
0
0
0
0
0
0
0
0
0
0
0
0
0
0
0
0
0
0
0
0
0
0
0
0
0
0
0
0
0
0
0
0
0
0
0
0
0
0
0
0
0
0
0
0
0
0
0
0
0
0
0
0
0
0
0
0
0
0
0
0
0
0
0
0
0
0
0
0
0
0
0
0
0
0
0
0
0
0
0
0
0
0
0
0
0
0
0
0
0
0
0
0
0
0
0
0
0
0
0
0
0
0
0
0
0
0
0
0
0
0
0
0
0
0
0
0
0
0
0
0
0
0
0
0
0
0
0
0
0
0
0
0
0
0
0
0
0
0
0
0
0
0
0
0
0
0
0
0
0
0
0
0
0
0
0
0
0
0
0
0
0
0
0
0
0
0
0
0
0
0
0
0
0
0
0
0
0
0
0
0
0
0
0
0
0
0
0
0
0
0
0
0
0
0
0
0
0
0
0
0
0
0
0
0
0
0
0
0
0
0
0
0
0
0
0
0
0
0
0
0
0
0
0
0
0
0
0
0
0
0
0
0
0
0
0
0
0
0
0
0
0
0
0
0
0
0
0
0
0
0
0
0
0
0
0
0
0
0
0
0
0
0
0
0
0
0
0
0
0
0
0
0
0
0
0
0
0
0
0
0
0
0
0
0
0
0
0
0
0
0
0
0
0
0
0
0
0
0
0
0
0
0
0
0
0
0
0
0
0
0
0
0
0
0
0
0
0
0
0
0
0
0
0
0
0
0
0
0
0
0
0
0
0
0
0
0
0
0
0
0
0
0
0
0
0
0
0
0
0
0
0
0
0
0
0
0
0
0
0
0
0
0
0
0
0
0
0
0
0
0
0
0
0
0
0
0
0
0
0
0
0
0
0
0
0
0
0
0
0
0
0
0
0
0
0
0
0
0
0
0
0
0
0
0
0
0
0
0
0
0
0
0
0
0
0
0
0
0
0
0
0
0
0
0
0
0
0
0
0
0
0
0
0
0
0
0
0
0
0
0
0
0
0
0
0
0
0
0
0
0
0
0
0
0
0
0
0
0
0
0
0
0
0
0
0
0
0
0
0
0
0
0
0
0
0
0
0
0
0
0
0
0
0
0
0
0
0
0
0
0
0
0
0
0
0
0
0
0
0
0
0
0
0
0
0
0
0
0
0
0
0
0
0
0
0
0
0
0
0
0
0
0
0
0
0
0
0
0
0
0
0
0
0
0
0
0
0
0
0
0
0
0
0
0
0
0
0
0
0
0
0
0
0
0
0
0
0
0
0
0
0
0
0
0
0
0
0
0
0
0
0
0
0
0
0
0
0
0
0
0
0
0
0
0
0
0
0
0
0
0
0
0
0
0
0
0
0
0
0
0
0
0
0
0
0
0
0
0
0
0
0
0
0
0
0
0
0
0
0
0
0
0
0
0
0
0
0
0
0
0
0
0
0
0
0
0
0
0
0
0
0
0
0
0
0
0
0
0
0
0
0
0
0
0
0
0
0
0
0
0
0
0
0
0
0
0
0
0
0
0
0
0
0
0
0
0
0
0
0
0
0
0
0
0
0
0
0
0
0
0
0
0
0
0
0
0
0
0
0
0
0
0
0
0
0
0
0
0
0
0
0
0
0
0
0
0
0
0
0
0
0
0
0
0
0
0
0
0
0
0
0
0
0
0
0
0
0
0
0
0
0
0
0
0
0
0
0
0
0
0
0
0
0
0
0
0
0
0
0
0
0
0
0
0
0
0
0
0
0
0
0
0
0
0
0
0
0
0
0
0
0
0
0
0
0
0
0
0
0
0
0
0
0
0
0
0
0
0
0
0
0
0
0
0
0
0
0
0
0
0
0
0
0
0
0
0
0
0
0
0
0
0
0
0
0
0
0
0
0
0
0
0
0
0
0
0
0
0
0
0
0
0
0
0
0
0
0
0
0
0
0
0
0
0
0
0
0
0
0
0
0
0
0
0
0
0
0
0
0
0
0
0
0
0
0
0
0
0
0
0
0
0
0
0
0
0
0
0
0
0
0
0
0
0
0
0
0
0
0
0
0
0
0
0
0
0
0
0
0
0
0
0
0
0
0
0
0
0
0
0
0
0
0
0
0
0
0
0
0
0
0
0
0
0
0
0
0
0
0
0
0
0
0
0
0
0
0
0
0
0
0
0
0
0
0
0
0
0
0
0
0
0
0
0
0
0
0
0
0
0
0
0
0
0
0
0
0
0
0
0
0
0
0
0
0
0
0
0
0
0
0
0
0
0
0
0
0
0
0
0
0
0
0
0
0
0
0
0
0
0
0
0
0
0
0
0
0
0
0
0
0
0
0
0
0
0
0
0
0
0
0
0
0
0
0
0
0
0
0
0
0
0
0
0
0
0
0
0
0
0
0
0
0
0
0
0
0
0
0
0
0
0
0
0
0
0
0
0
0
0
0
0
0
0
0
0
0
0
0
0
0
0
0
0
0
0
0
0
0
0
0
0
0
0
0
0
0
0
0
0
0
0
0
0
0
0
0
0
0
0
0
0
0
0
0
0
0
0
0
0
0
0
0
0
0
0
0
0
0
0
0
0
0
0
0
0
0
0
0
0
0
0
0
0
0
0
0
0
0
0
0
0
0
0
0
0
0
0
0
0
0
0
0
0
0
0
0
0
0
0
0
0
0
0
0
0
0
0
0
0
0
0
0
0
0
0
0
0
0
0
0
0
0
0
0
0
0
0
0
0
0
0
0
0
0
0
0
0
0
0
0
0
0
0
0
0
0
0
0
0
0
0
0
0
0
0
0
0
0
0
0
0
0
0
0
0
0
0
0
0
0
0
0
0
0
0
0
0
0
0
0
0
0
0
0
0
0
0
0
0
0
0
0
0
0
0
0
0
0
0
0
0
0
0
0
0
0
0
0
0
0
0
0
0
0
0
0
0
0
0
0
0
0
0
0
0
0
0
0
0
0
0
0
0
0
0
0
0
0
0
0
0
0
0
0
0
0
0
0
0
0
0
0
0
0
0
0
0
0
0
0
0
0
0
0
0
0
0
0
0
0
0
0
0
0
0
0
0
0
0
0
0
0
0
0
0
0
0
0
0
0
0
0
0
0
0
0
0
0
0
0
0
0
0
0
0
0
0
0
0
0
0
0
0
0
0
0
0
0
0
0
0
0
0
0
0
0
0
0
0
0
0
0
0
0
0
0
0
0
0
0
0
0
0
0
0
0
0
0
0
0
0
0
0
0
0
0
0
0
0
0
0
0
0
0
0
0
0
0
0
0
0
0
0
0
0
0
0
0
0
0
0
0
0
0
0
0
0
0
0
0
0
0
0
0
0
0
0
0
0
0
0
0
0
0
0
0
0
0
0
0
0
0
0
0
0
0
0
0
0
0
0
0
0
0
0
0
0
0
0
0
0
0
0
0
0
0
0
0
0
0
0
0
0
0
0
0
0
0
0
0
0
0
0
0
0
0
0
0
0
0
0
0
0
0
0
0
0
0
0
0
0
0
0
0
0
0
0
0
0
0
0
0
0
0
0
0
0
0
0
0
0
0
0
0
0
0
0
0
0
0
0
0
0
0
0
0
0
0
0
0
0
0
0
0
0
0
0
0
0
0
0
0
0
0
0
0
0
0
0
0
0
0
0
0
0
0
0
0
0
0
0
0
0
0
0
0
0
0
0
0
0
0
0
0
0
0
0
0
0
0
0
0
0
0
0
0
0
0
0
0
0
0
0
0
0
0
0
0
0
0
0
0
0
0
0
0
0
0
0
0
0
0
0
0
0
0
0
0
0
0
0
0
0
0
0
0
0
0
0
0
0
0
0
0
0
0
0
0
0
0
0
0
0
0
0
0
0
0
0
0
0
0
0
0
0
0
0
0
0
0
0
0
0
0
0
0
0
0
0
0
0
0
0
0
0
0
0
0
0
0
0
0
0
0
0
0
0
0
0
0
0
0
0
0
0
0
0
0
0
0
0
0
0
0
0
0
0
0
0
0
0
0
0
0
0
0
0
0
0
0
0
0
0
0
0
0
0
0
0
0
0
0
0
0
0
0
0
0
0
0
0
0
0
0
0
0
0
0
0
0
0
0
0
0
0
0
0
0
0
0
0
0
0
0
0
0
0
0
0
0
0
0
0
0
0
0
0
0
0
0
0
0
0
0
0
0
0
0
0
0
0
0
0
0
0
0
0
0
0
0
0
0
0
0
0
0
0
0
0
0
0
0
0
0
0
0
0
0
0
0
0
0
0
0
0
0
0
0
0
0
0
0
0
0
0
0
0
0
0
0
0
0
0
0
0
0
0
0
0
0
0
0
0
0
0
0
0
0
0
0
0
0
0
0
0
0
0
0
0
0
0
0
0
0
0
0
0
0
0
0
0
0
0
0
0
0
0
0
0
0
0
0
0
0
0
0
0
0
0
0
0
0
0
0
0
0
0
0
0
0
0
0
0
0
0
0
0
0
0
0
0
0
0
0
0
0
0
0
0
0
0
0
0
0
0
0
0
0
0
0
0
0
0
0
0
0
0
0
0
0
0
0
0
0
0
0
0
0
0
0
0
0
0
0
0
0
0
0
0
0
0
0
0
0
0
0
0
0
0
0
0
0
0
0
0
0
0
0
0
0
0
0
0
0
0
0
0
0
0
0
0
0
0
0
0
0
0
0
0
0
0
0
0
0
0
0
0
0
0
0
0
0
0
0
0
0
0
0
0
0
0
0
0
0
0
0
0
0
0
0
0
0
0
0
0
0
0
0
0
0
0
0
0
0
0
0
0
0
0
0
0
0
0
0
0
0
0
0
0
0
0
0
0
0
0
0
0
0
0
0
0
0
0
0
0
0
0
0
0
0
0
0
0
0
0
0
0
0
0
0
0
0
0
0
0
0
0
0
0
0
0
0
0
0
0
0
0
0
0
0
0
0
0
0
0
0
0
0
0
0
0
0
0
0
0
0
0
0
0
0
0
0
0
0
0
0
0
0
0
0
0
0
0
0
0
0
0
0
0
0
0
0
0
0
0
0
0
0
0
0
0
0
0
0
0
0
0
0
0
0
0
0
0
0
0
0
0
0
0
0
0
0
0
0
0
0
0
0
0
0
0
0
0
0
0
0
0
0
0
0
0
0
0
0
0
0
0
0
0
0
0
0
0
0
0
0
0
0
0
0
0
0
0
0
0
0
0
0
0
0
0
0
0
0
0
0
0
0
0
0
0
0
0
0
0
0
0
0
0
0
0
0
0
0
0
0
0
0
0
0
0
0
0
0
0
0
0
0
0
0
0
0
0
0
0
0
0
0
0
0
0
0
0
0
0
0
0
0
0
0
0
0
0
0
0
0
0
0
0
0
0
0
0
0
0
0
0
0
0
0
0
0
0
0
0
0
0
0
0
0
0
0
0
0
0
0
0
0
0
0
0
0
0
0
0
0
0
0
0
0
0
0
0
0
0
0
0
0
0
0
0
0
0
0
0
0
0
0
0
0
0
0
0
0
0
0
0
0
0
0
0
0
0
0
0
0
0
0
0
0
0
0
0
0
0
0
0
0
0
0
0
0
0
0
0
0
0
0
0
0
0
0
0
0
0
0
0
0
0
0
0
0
0
0
0
0
0
0
0
0
0
0
0
0
0
0
0
0
0
0
0
0
0
0
0
0
0
0
0
0
0
0
0
0
0
0
0
0
0
0
0
0
0
0
0
0
0
0
0
0
0
0
0
0
0
0
0
0
0
0
0
0
0
0
0
0
0
0
0
0
0
0
0
0
0
0
0
0
0
0
0
0
0
0
0
0
0
0
0
0
0
0
0
0
0
0
0
0
0
0
0
0
0
0
0
0
0
0
0
0
0
0
0
0
0
0
0
0
0
0
0
0
0
0
0
0
0
0
0
0
0
0
0
0
0
0
0
0
0
0
0
0
0
0
0
0
0
0
0
0
0
0
0
0
0
0
0
0
0
0
0
0
0
0
0
0
0
0
0
0
0
0
0
0
0
0
0
0
0
0
0
0
0
0
0
0
0
0
0
0
0
0
0
0
0
0
0
0
0
0
0
0
0
0
0
0
0
0
0
0
0
0
0
0
0
0
0
0
0
0
0
0
0
0
0
0
0
0
0
0
0
0
0
0
0
0
0
0
0
0
0
0
0
0
0
0
0
0
0
0
0
0
0
0
0
0
0
0
0
0
0
0
0
0
0
0
0
0
0
0
0
0
0
0
0
0
0
0
0
0
0
0
0
0
0
0
0
0
0
0
0
0
0
0
0
0
0
0
0
0
0
0
0
0
0
0
0
0
0
0
0
0
0
0
0
0
0
0
0
0
0
0
0
0
0
0
0
0
0
0
0
0
0
0
0
0
0
0
0
0
0
0
0
0
0
0
0
0
0
0
0
0
0
0
0
0
0
0
0
0
0
0
0
0
0
0
0
0
0
0
0
0
0
0
0
0
0
0
0
0
0
0
0
0
0
0
0
0
0
0
0
0
0
0
0
0
0
0
0
0
0
0
0
0
0
0
0
0
0
0
0
0
0
0
0
0
0
0
0
0
0
0
0
0
0
0
0
0
0
0
0
0
0
0
0
0
0
0
0
0
0
0
0
0
0
0
0
0
0
0
0
0
0
0
0
0
0
0
0
0
0
0
0
0
0
0
0
0
0
0
0
0
0
0
0
0
0
0
0
0
0
0
0
0
0
0
0
0
0
0
0
0
0
0
0
0
0
0
0
0
0
0
0
0
0
0
0
0
0
0
0
0
0
0
0
0
0
0
0
0
0
0
0
0
0
0
0
0
0
0
0
0
0
0
0
0
0
0
0
0
0
0
0
0
0
0
0
0
0
0
0
0
0
0
0
0
0
0
0
0
0
0
0
0
0
0
0
0
0
0
0
0
0
0
0
0
0
0
0
0
0
0
0
0
0
0
0
0
0
0
0
0
0
0
0
0
0
0
0
0
0
0
0
0
0
0
0
0
0
0
0
0
0
0
0
0
0
0
0
0
0
0
0
0
0
0
0
0
0
0
0
0
0
0
0
0
0
0
0
0
0
0
0
0
0
0
0
0
0
0
0
0
0
0
0
0
0
0
0
0
0
0
0
0
0
0
0
0
0
0
0
0
0
0
0
0
0
0
0
0
0
0
0
0
0
0
0
0
0
0
0
0
0
0
0
0
0
0
0
0
0
0
0
0
0
0
0
0
0
0
0
0
0
0
0
0
0
0
0
0
0
0
0
0
0
0
0
0
0
0
0
0
0
0
0
0
0
0
0
0
0
0
0
0
0
0
0
0
0
0
0
0
0
0
0
0
0
0
0
0
0
0
0
0
0
0
0
0
0
0
0
0
0
0
0
0
0
0
0
0
0
0
0
0
0
0
0
0
0
0
0
0
0
0
0
0
0
0
0
0
0
0
0
0
0
0
0
0
0
0
0
0
0
0
0
0
0
0
0
0
0
0
0
0
0
0
0
0
0
0
0
0
0
0
0
0
0
0
0
0
0
0
0
0
0
0
0
0
0
0
0
0
0
0
0
0
0
0
0
0
0
0
0
0
0
0
0
0
0
0
0
0
0
0
0
0
0
0
0
0
0
0
0
0
0
0
0
0
0
0
0
0
0
0
0
0
0
0
0
0
0
0
0
0
0
0
0
0
0
0
0
0
0
0
0
0
0
0
0
0
0
0
0
0
0
0
0
0
0
0
0
0
0
0
0
0
0
0
0
0
0
0
0
0
0
0
0
0
0
0
0
0
0
0
0
0
0
0
0
0
0
0
0
0
0
0
0
0
0
0
0
0
0
0
0
0
0
0
0
0
0
0
0
0
0
0
0
0
0
0
0
0
0
0
0
0
0
0
0
0
0
0
0
0
0
0
0
0
0
0
0
0
0
0
0
0
0
0
0
0
0
0
0
0
0
0
0
0
0
0
0
0
0
0
0
0
0
0
0
0
0
0
0
0
0
0
0
0
0
0
0
0
0
0
0
0
0
0
0
0
0
0
0
0
0
0
0
0
0
0
0
0
0
0
0
0
0
0
0
0
0
0
0
0
0
0
0
0
0
0
0
0
0
0
0
0
0
0
0
0
0
0
0
0
0
0
0
0
0
0
0
0
0
0
0
0
0
0
0
0
0
0
0
0
0
0
0
0
0
0
0
0
0
0
0
0
0
0
0
0
0
0
0
0
0
0
0
0
0
0
0
0
0
0
0
0
0
0
0
0
0
0
0
0
0
0
0
0
0
0
0
0
0
0
0
0
0
0
0
0
0
0
0
0
0
0
0
0
0
0
0
0
0
0
0
0
0
0
0
0
0
0
0
0
0
0
0
0
0
0
0
0
0
0
0
0
0
0
0
0
0
0
0
0
0
0
0
0
0
0
0
0
0
0
0
0
0
0
0
0
0
0
0
0
0
0
0
0
0
0
0
0
0
0
0
0
0
0
0
0
0
0
0
0
0
0
0
0
0
0
0
0
0
0
0
0
0
0
0
0
0
0
0
0
0
0
0
0
0
0
0
0
0
0
0
0
0
0
0
0
0
0
0
0
0
0
0
0
0
0
0
0
0
0
0
0
0
0
0
0
0
0
0
0
0
0
0
0
0
0
0
0
0
0
0
0
0
0
0
0
0
0
0
0
0
0
0
0
0
0
0
0
0
0
0
0
0
0
0
0
0
0
0
0
0
0
0
0
0
0
0
0
0
0
0
0
0
0
0
0
0
0
0
0
0
0
0
0
0
0
0
0
0
0
0
0
0
0
0
0
0
0
0
0
0
0
0
0
0
0
0
0
0
0
0
0
0
0
0
0
0
0
0
0
0
0
0
0
0
0
0
0
0
0
0
0
0
0
0
0
0
0
0
0
0
0
0
0
0
0
0
0
0
0
0
0
0
0
0
0
0
0
0
0
0
0
0
0
0
0
0
0
0
0
0
0
0
0
0
0
0
0
0
0
0
0
0
0
0
0
0
0
0
0
0
0
0
0
0
0
0
0
0
0
0
0
0
0
0
0
0
0
0
0
0
0
0
0
0
0
0
0
0
0
0
0
0
0
0
0
0
0
0
0
0
0
0
0
0
0
0
0
0
0
0
0
0
0
0
0
0
0
0
0
0
0
0
0
0
0
0
0
0
0
0
0
0
0
0
0
0
0
0
0
0
0
0
0
0
0
0
0
0
0
0
0
0
0
0
0
0
0
0
0
0
0
0
0
0
0
0
0
0
0
0
0
0
0
0
0
0
0
0
0
0
0
0
0
0
0
0
0
0
0
0
0
0
0
0
0
0
0
0
0
0
0
0
0
0
0
0
0
0
0
0
0
0
0
0
0
0
0
0
0
0
0
0
0
0
0
0
0
0
0
0
0
0
0
0
0
0
0
0
0
0
0
0
0
0
0
0
0
0
0
0
0
0
0
0
0
0
0
0
0
0
0
0
0
0
0
0
0
0
0
0
0
0
0
0
0
0
0
0
0
0
0
0
0
0
0
0
0
0
0
0
0
0
0
0
0
0
0
0
0
0
0
0
0
0
0
0
0
0
0
0
0
0
0
0
0
0
0
0
0
0
0
0
0
0
0
0
0
0
0
0
0
0
0
0
0
0
0
0
0
0
0
0
0
0
0
0
0
0
0
0
0
0
0
0
0
0
0
0
0
0
0
0
0
0
0
0
0
0
0
0
0
0
0
0
0
0
0
0
0
0
0
0
0
0
0
0
0
0
0
0
0
0
0
0
0
0
0
0
0
0
0
0
0
0
0
0
0
0
0
0
0
0
0
0
0
0
0
0
0
0
0
0
0
0
0
0
0
0
0
0
0
0
0
0
0
0
0
0
0
0
0
0
0
0
0
0
0
0
0
0
0
0
0
0
0
0
0
0
0
0
0
0
0
0
0
0
0
0
0
0
0
0
0
0
0
0
0
0
0
0
0
0
0
0
0
0
0
0
0
0
0
0
0
0
0
0
0
0
0
0
0
0
0
0
0
0
0
0
0
0
0
0
0
0
0
0
0
0
0
0
0
0
0
0
0
0
0
0
0
0
0
0
0
0
0
0
0
0
0
0
0
0
0
0
0
0
0
0
0
0
0
0
0
0
0
0
0
0
0
0
0
0
0
0
0
0
0
0
0
0
0
0
0
0
0
0
0
0
0
0
0
0
0
0
0
0
0
0
0
0
0
0
0
0
0
0
0
0
0
0
0
0
0
0
0
0
0
0
0
0
0
0
0
0
0
0
0
0
0
0
0
0
0
0
0
0
0
0
0
0
0
0
0
0
0
0
0
0
0
0
0
0
0
0
0
0
0
0
0
0
0
0
0
0
0
0
0
0
0
0
0
0
0
0
0
0
0
0
0
0
0
0
0
0
0
0
0
0
0
0
0
0
0
0
0
0
0
0
0
0
0
0
0
0
0
0
0
0
0
0
0
0
0
0
0
0
0
0
0
0
0
0
0
0
0
0
0
0
0
0
0
0
0
0
0
0
0
0
0
0
0
0
0
0
0
0
0
0
0
0
0
0
0
0
0
0
0
0
0
0
0
0
0
0
0
0
0
0
0
0
0
0
0
0
0
0
0
0
0
0
0
0
0
0
0
0
0
0
0
0
0
0
0
0
0
0
0
0
0
0
0
0
0
0
0
0
0
0
0
0
0
0
0
0
0
0
0
0
0
0
0
0
0
0
0
0
0
0
0
0
0
0
0
0
0
0
0
0
0
0
0
0
0
0
0
0
0
0
0
0
0
0
0
0
0
0
0
0
0
0
0
0
0
0
0
0
0
0
0
0
0
0
0
0
0
0
0
0
0
0
0
0
0
0
0
0
0
0
0
0
0
0
0
0
0
0
0
0
0
0
0
0
0
0
0
0
0
0
0
0
0
0
0
0
0
0
0
0
0
0
0
0
0
0
0
0
0
0
0
0
0
0
0
0
0
0
0
0
0
0
0
0
0
0
0
0
0
0
0
0
0
0
0
0
0
0
0
0
0
0
0
0
0
0
0
0
0
0
0
0
0
0
0
0
0
0
0
0
0
0
0
0
0
0
0
0
0
0
0
0
0
0
0
0
0
0
0
0
0
0
0
0
0
0
0
0
0
0
0
0
0
0
0
0
0
0
0
0
0
0
0
0
0
0
0
0
0
0
0
0
0
0
0
0
0
0
0
0
0
0
0
0
0
0
0
0
0
0
0
0
0
0
0
0
0
0
0
0
0
0
0
0
0
0
0
0
0
0
0
0
0
0
0
0
0
0
0
0
0
0
0
0
0
0
0
0
0
0
0
0
0
0
0
0
0
0
0
0
0
0
0
0
0
0
0
0
0
0
0
0
0
0
0
0
0
0
0
0
0
0
0
0
0
0
0
0
0
0
0
0
0
0
0
0
0
0
0
0
0
0
0
0
0
0
0
0
0
0
0
0
0
0
0
0
0
0
0
0
0
0
0
0
0
0
0
0
0
0
0
0
0
0
0
0
0
0
0
0
0
0
0
0
0
0
0
0
0
0
0
0
0
0
0
0
0
0
0
0
0
0
0
0
0
0
0
0
0
0
0
0
0
0
0
0
0
0
0
0
0
0
0
0
0
0
0
0
0
0
0
0
0
0
0
0
0
0
0
0
0
0
0
0
0
0
0
0
0
0
0
0
0
0
0
0
0
0
0
0
0
0
0
0
0
0
0
0
0
0
0
0
0
0
0
0
0
0
0
0
0
0
0
0
0
0
0
0
0
0
0
0
0
0
0
0
0
0
0
0
0
0
0
0
0
0
0
0
0
0
0
0
0
0
0
0
0
0
0
0
0
0
0
0
0
0
0
0
0
0
0
0
0
0
0
0
0
0
0
0
0
0
0
0
0
0
0
0
0
0
0
0
0
0
0
0
0
0
0
0
0
0
0
0
0
0
0
0
0
0
0
0
0
0
0
0
0
0
0
0
0
0
0
0
0
0
0
0
0
0
0
0
0
0
0
0
0
0
0
0
0
0
0
0
0
0
0
0
0
0
0
0
0
0
0
0
0
0
0
0
0
0
0
0
0
0
0
0
0
0
0
0
0
0
0
0
0
0
0
0
0
0
0
0
0
0
0
0
0
0
0
0
0
0
0
0
0
0
0
0
0
0
0
0
0
0
0
0
0
0
0
0
0
0
0
0
0
0
0
0
0
0
0
0
0
0
0
0
0
0
0
0
0
0
0
0
0
0
0
0
0
0
0
0
0
0
0
0
0
0
0
0
0
0
0
0
0
0
0
0
0
0
0
0
0
0
0
0
0
0
0
0
0
0
0
0
0
0
0
0
0
0
0
0
0
0
0
0
0
0
0
0
0
0
0
0
0
0
0
0
0
0
0
0
0
0
0
0
0
0
0
0
0
0
0
0
0
0
0
0
0
0
0
0
0
0
0
0
0
0
0
0
0
0
0
0
0
0
0
0
0
0
0
0
0
0
0
0
0
0
0
0
0
0
0
0
0
0
0
0
0
0
0
0
0
0
0
0
0
0
0
0
0
0
0
0
0
0
0
0
0
0
0
0
0
0
0
0
0
0
0
0
0
0
0
0
0
0
0
0
0
0
0
0
0
0
0
0
0
0
0
0
0
0
0
0
0
0
0
0
0
0
0
0
0
0
0
0
0
0
0
0
0
0
0
0
0
0
0
0
0
0
0
0
0
0
0
0
0
0
0
0
0
0
0
0
0
0
0
0
0
0
0
0
0
0
0
0
0
0
0
0
0
0
0
0
0
0
0
0
0
0
0
0
0
0
0
0
0
0
0
0
0
0
0
0
0
0
0
0
0
0
0
0
0
0
0
0
0
0
0
0
0
0
0
0
0
0
0
0
0
0
0
0
0
0
0
0
0
0
0
0
0
0
0
0
0
0
0
0
0
0
0
0
0
0
0
0
0
0
0
0
0
0
0
0
0
0
0
0
0
0
0
0
0
0
0
0
0
0
0
0
0
0
0
0
0
0
0
0
0
0
0
0
0
0
0
0
0
0
0
0
0
0
0
0
0
0
0
0
0
0
0
0
0
0
0
0
0
0
0
0
0
0
0
0
0
0
0
0
0
0
0
0
0
0
0
0
0
0
0
0
0
0
0
0
0
0
0
0
0
0
0
0
0
0
0
0
0
0
0
0
0
0
0
0
0
0
0
0
0
0
0
0
0
0
0
0
0
0
0
0
0
0
0
0
0
0
0
0
0
0
0
0
0
0
0
0
0
0
0
0
0
0
0
0
0
0
0
0
0
0
0
0
0
0
0
0
0
0
0
0
0
0
0
0
0
0
0
0
0
0
0
0
0
0
0
0
0
0
0
0
0
0
0
0
0
0
0
0
0
0
0
0
0
0
0
0
0
0
0
0
0
0
0
0
0
0
0
0
0
0
0
0
0
0
0
0
0
0
0
0
0
0
0
0
0
0
0
0
0
0
0
0
0
0
0
0
0
0
0
0
0
0
0
0
0
0
0
0
0
0
0
0
0
0
0
0
0
0
0
0
0
0
0
0
0
0
0
0
0
0
0
0
0
0
0
0
0
0
0
0
0
0
0
0
0
0
0
0
0
0
0
0
0
0
0
0
0
0
0
0
0
0
0
0
0
0
0
0
0
0
0
0
0
0
0
0
0
0
0
0
0
0
0
0
0
0
0
0
0
0
0
0
0
0
0
0
0
0
0
0
0
0
0
0
0
0
0
0
0
0
0
0
0
0
0
0
0
0
0
0
0
0
0
0
0
0
0
0
0
0
0
0
0
0
0
0
0
0
0
0
0
0
0
0
0
0
0
0
0
0
0
0
0
0
0
0
0
0
0
0
0
0
0
0
0
0
0
0
0
0
0
0
0
0
0
0
0
0
0
0
0
0
0
0
0
0
0
0
0
0
0
0
0
0
0
0
0
0
0
0
0
0
0
0
0
0
0
0
0
0
0
0
0
0
0
0
0
0
0
0
0
0
0
0
0
0
0
0
0
0
0
0
0
0
0
0
0
0
0
0
0
0
0
0
0
0
0
0
0
0
0
0
0
0
0
0
0
0
0
0
0
0
0
0
0
0
0
0
0
0
0
0
0
0
0
0
0
0
0
0
0
0
0
0
0
0
0
0
0
0
0
0
0
0
0
0
0
0
0
0
0
0
0
0
0
0
0
0
0
0
0
0
0
0
0
0
0
0
0
0
0
0
0
0
0
0
0
0
0
0
0
0
0
0
0
0
0
0
0
0
0
0
0
0
0
0
0
0
0
0
0
0
0
0
0
0
0
0
0
0
0
0
0
0
0
0
0
0
0
0
0
0
0
0
0
0
0
0
0
0
0
0
0
0
0
0
0
0
0
0
0
0
0
0
0
0
0
0
0
0
0
0
0
0
0
0
0
0
0
0
0
0
0
0
0
0
0
0
0
0
0
0
0
0
0
0
0
0
0
0
0
0
0
0
0
0
0
0
0
0
0
0
0
0
0
0
0
0
0
0
0
0
0
0
0
0
0
0
0
0
0
0
0
0
0
0
0
0
0
0
0
0
0
0
0
0
0
0
0
0
0
0
0
0
0
0
0
0
0
0
0
0
0
0
0
0
0
0
0
0
0
0
0
0
0
0
0
0
0
0
0
0
0
0
0
0
0
0
0
0
0
0
0
0
0
0
0
0
0
0
0
0
0
0
0
0
0
0
0
0
0
0
0
0
0
0
0
0
0
0
0
0
0
0
0
0
0
0
0
0
0
0
0
0
0
0
0
0
0
0
0
0
0
0
0
0
0
0
0
0
0
0
0
0
0
0
0
0
0
0
0
0
0
0
0
0
0
0
0
0
0
0
0
0
0
0
0
0
0
0
0
0
0
0
0
0
0
0
0
0
0
0
0
0
0
0
0
0
0
0
0
0
0
0
0
0
0
0
0
0
0
0
0
0
0
0
0
0
0
0
0
0
0
0
0
0
0
0
0
0
0
0
0
0
0
0
0
0
0
0
0
0
0
0
0
0
0
0
0
0
0
0
0
0
0
0
0
0
0
0
0
0
0
0
0
0
0
0
0
0
0
0
0
0
0
0
0
0
0
0
0
0
0
0
0
0
0
0
0
0
0
0
0
0
0
0
0
0
0
0
0
0
0
0
0
0
0
0
0
0
0
0
0
0
0
0
0
0
0
0
0
0
0
0
0
0
0
0
0
0
0
0
0
0
0
0
0
0
0
0
0
0
0
0
0
0
0
0
0
0
0
0
0
0
0
0
0
0
0
0
0
0
0
0
0
0
0
0
0
0
0
0
0
0
0
0
0
0
0
0
0
0
0
0
0
0
0
0
0
0
0
0
0
0
0
0
0
0
0
0
0
0
0
0
0
0
0
0
0
0
0
0
0
0
0
0
0
0
0
0
0
0
0
0
0
0
0
0
0
0
0
0
0
0
0
0
0
0
0
0
0
0
0
0
0
0
0
0
0
0
0
0
0
0
0
0
0
0
0
0
0
0
0
0
0
0
0
0
0
0
0
0
0
0
0
0
0
0
0
0
0
0
0
0
0
0
0
0
0
0
0
0
0
0
0
0
0
0
0
0
0
0
0
0
0
0
0
0
0
0
0
0
0
0
0
0
0
0
0
0
0
0
0
0
0
0
0
0
0
0
0
0
0
0
0
0
0
0
0
0
0
0
0
0
0
0
0
0
0
0
0
0
0
0
0
0
0
0
0
0
0
0
0
0
0
0
0
0
0
0
0
0
0
0
0
0
0
0
0
0
0
0
0
0
0
0
0
0
0
0
0
0
0
0
0
0
0
0
0
0
0
0
0
0
0
0
0
0
0
0
0
0
0
0
0
0
0
0
0
0
0
0
0
0
0
0
0
0
0
0
0
0
0
0
0
0
0
0
0
0
0
0
0
0
0
0
0
0
0
0
0
0
0
0
0
0
0
0
0
0
0
0
0
0
0
0
0
0
0
0
0
0
0
0
0
0
0
0
0
0
0
0
0
0
0
0
0
0
0
0
0
0
0
0
0
0
0
0
0
0
0
0
0
0
0
0
0
0
0
0
0
0
0
0
0
0
0
0
0
0
0
0
0
0
0
0
0
0
0
0
0
0
0
0
0
0
0
0
0
0
0
0
0
0
0
0
0
0
0
0
0
0
0
0
0
0
0
0
0
0
0
0
0
0
0
0
0
0
0
0
0
0
0
0
0
0
0
0
0
0
0
0
0
0
0
0
0
0
0
0
0
0
0
0
0
0
0
0
0
0
0
0
0
0
0
0
0
0
0
0
0
0
0
0
0
0
0
0
0
0
0
0
0
0
0
0
0
0
0
0
0
0
0
0
0
0
0
0
0
0
0
0
0
0
0
0
0
0
0
0
0
0
0
0
0
0
0
0
0
0
0
0
0
0
0
0
0
0
0
0
0
0
0
0
0
0
0
0
0
0
0
0
0
0
0
0
0
0
0
0
0
0
0
0
0
0
0
0
0
0
0
0
0
0
0
0
0
0
0
0
0
0
0
0
0
0
0
0
0
0
0
0
0
0
0
0
0
0
0
0
0
0
0
0
0
0
0
0
0
0
0
0
0
0
0
0
0
0
0
0
0
0
0
0
0
0
0
0
0
0
0
0
0
0
0
0
0
0
0
0
0
0
0
0
0
0
0
0
0
0
0
0
0
0
0
0
0
0
0
0
0
0
0
0
0
0
0
0
0
0
0
0
0
0
0
0
0
0
0
0
0
0
0
0
0
0
0
0
0
0
0
0
0
0
0
0
0
0
0
0
0
0
0
0
0
0
0
0
0
0
0
0
0
0
0
0
0
0
0
0
0
0
0
0
0
0
0
0
0
0
0
0
0
0
0
0
0
0
0
0
0
0
0
0
0
0
0
0
0
0
0
0
0
0
0
0
0
0
0
0
0
0
0
0
0
0
0
0
0
0
0
0
0
0
0
0
0
0
0
0
0
0
0
0
0
0
0
0
0
0
0
0
0
0
0
0
0
0
0
0
0
0
0
0
0
0
0
0
0
0
0
0
0
0
0
0
0
0
0
0
0
0
0
0
0
0
0
0
0
0
0
0
0
0
0
0
0
0
0
0
0
0
0
0
0
0
0
0
0
0
0
0
0
0
0
0
0
0
0
0
0
0
0
0
0
0
0
0
0
0
0
0
0
0
0
0
0
0
0
0
0
0
0
0
0
0
0
0
0
0
0
0
0
0
0
0
0
0
0
0
0
0
0
0
0
0
0
0
0
0
0
0
0
0
0
0
0
0
0
0
0
0
0
0
0
0
0
0
0
0
0
0
0
0
0
0
0
0
0
0
0
0
0
0
0
0
0
0
0
0
0
0
0
0
0
0
0
0
0
0
0
0
0
0
0
0
0
0
0
0
0
0
0
0
0
0
0
0
0
0
0
0
0
0
0
0
0
0
0
0
0
0
0
0
0
0
0
0
0
0
0
0
0
0
0
0
0
0
0
0
0
0
0
0
0
0
0
0
0
0
0
0
0
0
0
0
0
0
0
0
0
0
0
0
0
0
0
0
0
0
0
0
0
0
0
0
0
0
0
0
0
0
0
0
0
0
0
0
0
0
0
0
0
0
0
0
0
0
0
0
0
0
0
0
0
0
0
0
0
0
0
0
0
0
0
0
0
0
0
0
0
0
0
0
0
0
0
0
0
0
0
0
0
0
0
0
0
0
0
0
0
0
0
0
0
0
0
0
0
0
0
0
0
0
0
0
0
0
0
0
0
0
0
0
0
0
0
0
0
0
0
0
0
0
0
0
0
0
0
0
0
0
0
0
0
0
0
0
0
0
0
0
0
0
0
0
0
0
0
0
0
0
0
0
0
0
0
0
0
0
0
0
0
0
0
0
0
0
0
0
0
0
0
0
0
0
0
0
0
0
0
0
0
0
0
0
0
0
0
0
0
0
0
0
0
0
0
0
0
0
0
0
0
0
0
0
0
0
0
0
0
0
0
0
0
0
0
0
0
0
0
0
0
0
0
0
0
0
0
0
0
0
0
0
0
0
0
0
0
0
0
0
0
0
0
0
0
0
0
0
0
0
0
0
0
0
0
0
0
0
0
0
0
0
0
0
0
0
0
0
0
0
0
0
0
0
0
0
0
0
0
0
0
0
0
0
0
0
0
0
0
0
0
0
0
0
0
0
0
0
0
0
0
0
0
0
0
0
0
0
0
0
0
0
0
0
0
0
0
0
0
0
0
0
0
0
0
0
0
0
0
0
0
0
0
0
0
0
0
0
0
0
0
0
0
0
0
0
0
0
0
0
0
0
0
0
0
0
0
0
0
0
0
0
0
0
0
0
0
0
0
0
0
0
0
0
0
0
0
0
0
0
0
0
0
0
0
0
0
0
0
0
0
0
0
0
0
0
0
0
0
0
0
0
0
0
0
0
0
0
0
0
0
0
0
0
0
0
0
0
0
0
0
0
0
0
0
0
0
0
0
0
0
0
0
0
0
0
0
0
0
0
0
0
0
0
0
0
0
0
0
0
0
0
0
0
0
0
0
0
0
0
0
0
0
0
0
0
0
0
0
0
0
0
0
0
0
0
0
0
0
0
0
0
0
0
0
0
0
0
0
0
0
0
0
0
0
0
0
0
0
0
0
0
0
0
0
0
0
0
0
0
0
0
0
0
0
0
0
0
0
0
0
0
0
0
0
0
0
0
0
0
0
0
0
0
0
0
0
0
0
0
0
0
0
0
0
0
0
0
0
0
0
0
0
0
0
0
0
0
0
0
0
0
0
0
0
0
0
0
0
0
0
0
0
0
0
0
0
0
0
0
0
0
0
0
0
0
0
0
0
0
0
0
0
0
0
0
0
0
0
0
0
0
0
0
0
0
0
0
0
0
0
0
0
0
0
0
0
0
0
0
0
0
0
0
0
0
0
0
0
0
0
0
0
0
0
0
0
0
0
0
0
0
0
0
0
0
0
0
0
0
0
0
0
0
0
0
0
0
0
0
0
0
0
0
0
0
0
0
0
0
0
0
0
0
0
0
0
0
0
0
0
0
0
0
0
0
0
0
0
0
0
0
0
0
0
0
0
0
0
0
0
0
0
0
0
0
0
0
0
0
0
0
0
0
0
0
0
0
0
0
0
0
0
0
0
0
0
0
0
0
0
0
0
0
0
0
0
0
0
0
0
0
0
0
0
0
0
0
0
0
0
0
0
0
0
0
0
0
0
0
0
0
0
0
0
0
0
0
0
0
0
0
0
0
0
0
0
0
0
0
0
0
0
0
0
0
0
0
0
0
0
0
0
0
0
0
0
0
0
0
0
0
0
0
0
0
0
0
0
0
0
0
0
0
0
0
0
0
0
0
0
0
0
0
0
0
0
0
0
0
0
0
0
0
0
0
0
0
0
0
0
0
0
0
0
0
0
0
0
0
0
0
0
0
0
0
0
0
0
0
0
0
0
0
0
0
0
0
0
0
0
0
0
0
0
0
0
0
0
0
0
0
0
0
0
0
0
0
0
0
0
0
0
0
0
0
0
0
0
0
0
0
0
0
0
0
0
0
0
0
0
0
0
0
0
0
0
0
0
0
0
0
0
0
0
0
0
0
0
0
0
0
0
0
0
0
0
0
0
0
0
0
0
0
0
0
0
0
0
0
0
0
0
0
0
0
0
0
0
0
0
0
0
0
0
0
0
0
0
0
0
0
0
0
0
0
0
0
0
0
0
0
0
0
0
0
0
0
0
0
0
0
0
0
0
0
0
0
0
0
0
0
0
0
0
0
0
0
0
0
0
0
0
0
0
0
0
0
0
0
0
0
0
0
0
0
0
0
0
0
0
0
0
0
0
0
0
0
0
0
0
0
0
0
0
0
0
0
0
0
0
0
0
0
0
0
0
0
0
0
0
0
0
0
0
0
0
0
0
0
0
0
0
0
0
0
0
0
0
0
0
0
0
0
0
0
0
0
0
0
0
0
0
0
0
0
0
0
0
0
0
0
0
0
0
0
0
0
0
0
0
0
0
0
0
0
0
0
0
0
0
0
0
0
0
0
0
0
0
0
0
0
0
0
0
0
0
0
0
0
0
0
0
0
0
0
0
0
0
0
0
0
0
0
0
0
0
0
0
0
0
0
0
0
0
0
0
0
0
0
0
0
0
0
0
0
0
0
0
0
0
0
0
0
0
0
0
0
0
0
0
0
0
0
0
0
0
0
0
0
0
0
0
0
0
0
0
0
0
0
0
0
0
0
0
0
0
0
0
0
0
0
0
0
0
0
0
0
0
0
0
0
0
0
0
0
0
0
0
0
0
0
0
0
0
0
0
0
0
0
0
0
0
0
0
0
0
0
0
0
0
0
0
0
0
0
0
0
0
0
0
0
0
0
0
0
0
0
0
0
0
0
0
0
0
0
0
0
0
0
0
0
0
0
0
0
0
0
0
0
0
0
0
0
0
0
0
0
0
0
0
0
0
0
0
0
0
0
0
0
0
0
0
0
0
0
0
0
0
0
0
0
0
0
0
0
0
0
0
0
0
0
0
0
0
0
0
0
0
0
0
0
0
0
0
0
0
0
0
0
0
0
0
0
0
0
0
0
0
0
0
0
0
0
0
0
0
0
0
0
0
0
0
0
0
0
0
0
0
0
0
0
0
0
0
0
0
0
0
0
0
0
0
0
0
0
0
0
0
0
0
0
0
0
0
0
0
0
0
0
0
0
0
0
0
0
0
0
0
0
0
0
0
0
0
0
0
0
0
0
0
0
0
0
0
0
0
0
0
0
0
0
0
0
0
0
0
0
0
0
0
0
0
0
0
0
0
0
0
0
0
0
0
0
0
0
0
0
0
0
0
0
0
0
0
0
0
0
0
0
0
0
0
0
0
0
0
0
0
0
0
0
0
0
0
0
0
0
0
0
0
0
0
0
0
0
0
0
0
0
0
0
0
0
0
0
0
0
0
0
0
0
0
0
0
0
0
0
0
0
0
0
0
0
0
0
0
0
0
0
0
0
0
0
0
0
0
0
0
0
0
0
0
0
0
0
0
0
0
0
0
0
0
0
0
0
0
0
0
0
0
0
0
0
0
0
0
0
0
0
0
0
0
0
0
0
0
0
0
0
0
0
0
0
0
0
0
0
0
0
0
0
0
0
0
0
0
0
0
0
0
0
0
0
0
0
0
0
0
0
0
0
0
0
0
0
0
0
0
0
0
0
0
0
0
0
0
0
0
0
0
0
0
0
0
0
0
0
0
0
0
0
0
0
0
0
0
0
0
0
0
0
0
0
0
0
0
0
0
0
0
0
0
0
0
0
0
0
0
0
0
0
0
0
0
0
0
0
0
0
0
0
0
0
0
0
0
0
0
0
0
0
0
0
0
0
0
0
0
0
0
0
0
0
0
0
0
0
0
0
0
0
0
0
0
0
0
0
0
0
0
0
0
0
0
0
0
0
0
0
0
0
0
0
0
0
0
0
0
0
0
0
0
0
0
0
0
0
0
0
0
0
0
0
0
0
0
0
0
0
0
0
0
0
0
0
0
0
0
0
0
0
0
0
0
0
0
0
0
0
0
0
0
0
0
0
0
0
0
0
0
0
0
0
0
0
0
0
0
0
0
0
0
0
0
0
0
0
0
0
0
0
0
0
0
0
0
0
0
0
0
0
0
0
0
0
0
0
0
0
0
0
0
0
0
0
0
0
0
0
0
0
0
0
0
0
0
0
0
0
0
0
0
0
0
0
0
0
0
0
0
0
0
0
0
0
0
0
0
0
0
0
0
0
0
0
0
0
0
0
0
0
0
0
0
0
0
0
0
0
0
0
0
0
0
0
0
0
0
0
0
0
0
0
0
0
0
0
0
0
0
0
0
0
0
0
0
0
0
0
0
0
0
0
0
0
0
0
0
0
0
0
0
0
0
0
0
0
0
0
0
0
0
0
0
0
0
0
0
0
0
0
0
0
0
0
0
0
0
0
0
0
0
0
0
0
0
0
0
0
0
0
0
0
0
0
0
0
0
0
0
0
0
0
0
0
0
0
0
0
0
0
0
0
0
0
0
0
0
0
0
0
0
0
0
0
0
0
0
0
0
0
0
0
0
0
0
0
0
0
0
0
0
0
0
0
0
0
0
0
0
0
0
0
0
0
0
0
0
0
0
0
0
0
0
0
0
0
0
0
0
0
0
0
0
0
0
0
0
0
0
0
0
0
0
0
0
0
0
0
0
0
0
0
0
0
0
0
0
0
0
0
0
0
0
0
0
0
0
0
0
0
0
0
0
0
0
0
0
0
0
0
0
0
0
0
0
0
0
0
0
0
0
0
0
0
0
0
0
0
0
0
0
0
0
0
0
0
0
0
0
0
0
0
0
0
0
0
0
0
0
0
0
0
0
0
0
0
0
0
0
0
0
0
0
0
0
0
0
0
0
0
0
0
0
0
0
0
0
0
0
0
0
0
0
0
0
0
0
0
0
0
0
0
0
0
0
0
0
0
0
0
0
0
0
0
0
0
0
0
0
0
0
0
0
0
0
0
0
0
0
0
0
0
0
0
0
0
0
0
0
0
0
0
0
0
0
0
0
0
0
0
0
0
0
0
0
0
0
0
0
0
0
0
0
0
0
0
0
0
0
0
0
0
0
0
0
0
0
0
0
0
0
0
0
0
0
0
0
0
0
0
0
0
0
0
0
0
0
0
0
0
0
0
0
0
0
0
0
0
0
0
0
0
0
0
0
0
0
0
0
0
0
0
0
0
0
0
0
0
0
0
0
0
0
0
0
0
0
0
0
0
0
0
0
0
0
0
0
0
0
0
0
0
0
0
0
0
0
0
0
0
0
0
0
0
0
0
0
0
0
0
0
0
0
0
0
0
0
0
0
0
0
0
0
0
0
0
0
0
0
0
0
0
0
0
0
0
0
0
0
0
0
0
0
0
0
0
0
0
0
0
0
0
0
0
0
0
0
0
0
0
0
0
0
0
0
0
0
0
0
0
0
0
0
0
0
0
0
0
0
0
0
0
0
0
0
0
0
0
0
0
0
0
0
0
0
0
0
0
0
0
0
0
0
0
0
0
0
0
0
0
0
0
0
0
0
0
0
0
0
0
0
0
0
0
0
0
0
0
0
0
0
0
0
0
0
0
0
0
0
0
0
0
0
0
0
0
0
0
0
0
0
0
0
0
0
0
0
0
0
0
0
0
0
0
0
0
0
0
0
0
0
0
0
0
0
0
0
0
0
0
0
0
0
0
0
0
0
0
0
0
0
0
0
0
0
0
0
0
0
0
0
0
0
0
0
0
0
0
0
0
0
0
0
0
0
0
0
0
0
0
0
0
0
0
0
0
0
0
0
0
0
0
0
0
0
0
0
0
0
0
0
0
0
0
0
0
0
0
0
0
0
0
0
0
0
0
0
0
0
0
0
0
0
0
0
0
0
0
0
0
0
0
0
0
0
0
0
0
0
0
0
0
0
0
0
0
0
0
0
0
0
0
0
0
0
0
0
0
0
0
0
0
0
0
0
0
0
0
0
0
0
0
0
0
0
0
0
0
0
0
0
0
0
0
0
0
0
0
0
0
0
0
0
0
0
0
0
0
0
0
0
0
0
0
0
0
0
0
0
0
0
0
0
0
0
0
0
0
0
0
0
0
0
0
0
0
0
0
0
0
0
0
0
0
0
0
0
0
0
0
0
0
0
0
0
0
0
0
0
0
0
0
0
0
0
0
0
0
0
0
0
0
0
0
0
0
0
0
0
0
0
0
0
0
0
0
0
0
0
0
0
0
0
0
0
0
0
0
0
0
0
0
0
0
0
0
0
0
0
0
0
0
0
0
0
0
0
0
0
0
0
0
0
0
0
0
0
0
0
0
0
0
0
0
0
0
0
0
0
0
0
0
0
0
0
0
0
0
0
0
0
0
0
0
0
0
0
0
0
0
0
0
0
0
0
0
0
0
0
0
0
0
0
0
0
0
0
0
0
0
0
0
0
0
0
0
0
0
0
0
0
0
0
0
0
0
0
0
0
0
0
0
0
0
0
0
0
0
0
0
0
0
0
0
0
0
0
0
0
0
0
0
0
0
0
0
0
0
0
0
0
0
0
0
0
0
0
0
0
0
0
0
0
0
0
0
0
0
0
0
0
0
0
0
0
0
0
0
0
0
0
0
0
0
0
0
0
0
0
0
0
0
0
0
0
0
0
0
0
0
0
0
0
0
0
0
0
0
0
0
0
0
0
0
0
0
0
0
0
0
0
0
0
0
0
0
0
0
0
0
0
0
0
0
0
0
0
0
0
0
0
0
0
0
0
0
0
0
0
0
0
0
0
0
0
0
0
0
0
0
0
0
0
0
0
0
0
0
0
0
0
0
0
0
0
0
0
0
0
0
0
0
0
0
0
0
0
0
0
0
0
0
0
0
0
0
0
0
0
0
0
0
0
0
0
0
0
0
0
0
0
0
0
0
0
0
0
0
0
0
0
0
0
0
0
0
0
0
0
0
0
0
0
0
0
0
0
0
0
0
0
0
0
0
0
0
0
0
0
0
0
0
0
0
0
0
0
0
0
0
0
0
0
0
0
0
0
0
0
0
0
0
0
0
0
0
0
0
0
0
0
0
0
0
0
0
0
0
0
0
0
0
0
0
0
0
0
0
0
0
0
0
0
0
0
0
0
0
0
0
0
0
0
0
0
0
0
0
0
0
0
0
0
0
0
0
0
0
0
0
0
0
0
0
0
0
0
0
0
0
0
0
0
0
0
0
0
0
0
0
0
0
0
0
0
0
0
0
0
0
0
0
0
0
0
0
0
0
0
0
0
0
0
0
0
0
0
0
0
0
0
0
0
0
0
0
0
0
0
0
0
0
0
0
0
0
0
0
0
0
0
0
0
0
0
0
0
0
0
0
0
0
0
0
0
0
0
0
0
0
0
0
0
0
0
0
0
0
0
0
0
0
0
0
0
0
0
0
0
0
0
0
0
0
0
0
0
0
0
0
0
0
0
0
0
0
0
0
0
0
0
0
0
0
0
0
0
0
0
0
0
0
0
0
0
0
0
0
0
0
0
0
0
0
0
0
0
0
0
0
0
0
0
0
0
0
0
0
0
0
0
0
0
0
0
0
0
0
0
0
0
0
0
0
0
0
0
0
0
0
0
0
0
0
0
0
0
0
0
0
0
0
0
0
0
0
0
0
0
0
0
0
0
0
0
0
0
0
0
0
0
0
0
0
0
0
0
0
0
0
0
0
0
0
0
0
0
0
0
0
0
0
0
0
0
0
0
0
0
0
0
0
0
0
0
0
0
0
0
0
0
0
0
0
0
0
0
0
0
0
0
0
0
0
0
0
0
0
0
0
0
0
0
0
0
0
0
0
0
0
0
0
0
0
0
0
0
0
0
0
0
0
0
0
0
0
0
0
0
0
0
0
0
0
0
0
0
0
0
0
0
0
0
0
0
0
0
0
0
0
0
0
0
0
0
0
0
0
0
0
0
0
0
0
0
0
0
0
0
0
0
0
0
0
0
0
0
0
0
0
0
0
0
0
0
0
0
0
0
0
0
0
0
0
0
0
0
0
0
0
0
0
0
0
0
0
0
0
0
0
0
0
0
0
0
0
0
0
0
0
0
0
0
0
0
0
0
0
0
0
0
0
0
0
0
0
0
0
0
0
0
0
0
0
0
0
0
0
0
0
0
0
0
0
0
0
0
0
0
0
0
0
0
0
0
0
0
0
0
0
0
0
0
0
0
0
0
0
0
0
0
0
0
0
0
0
0
0
0
0
0
0
0
0
0
0
0
0
0
0
0
0
0
0
0
0
0
0
0
0
0
0
0
0
0
0
0
0
0
0
0
0
0
0
0
0
0
0
0
0
0
0
0
0
0
0
0
0
0
0
0
0
0
0
0
0
0
0
0
0
0
0
0
0
0
0
0
0
0
0
0
0
0
0
0
0
0
0
0
0
0
0
0
0
0
0
0
0
0
0
0
0
0
0
0
0
0
0
0
0
0
0
0
0
0
0
0
0
0
0
0
0
0
0
0
0
0
0
0
0
0
0
0
0
0
0
0
0
0
0
0
0
0
0
0
0
0
0
0
0
0
0
0
0
0
0
0
0
0
0
0
0
0
0
0
0
0
0
0
0
0
0
0
0
0
0
0
0
0
0
0
0
0
0
0
0
0
0
0
0
0
0
0
0
0
0
0
0
0
0
0
0
0
0
0
0
0
0
0
0
0
0
0
0
0
0
0
0
0
0
0
0
0
0
0
0
0
0
0
0
0
0
0
0
0
0
0
0
0
0
0
0
0
0
0
0
0
0
0
0
0
0
0
0
0
0
0
0
0
0
0
0
0
0
0
0
0
0
0
0
0
0
0
0
0
0
0
0
0
0
0
0
0
0
0
0
0
0
0
0
0
0
0
0
0
0
0
0
0
0
0
0
0
0
0
0
0
0
0
0
0
0
0
0
0
0
0
0
0
0
0
0
0
0
0
0
0
0
0
0
0
0
0
0
0
0
0
0
0
0
0
0
0
0
0
0
0
0
0
0
0
0
0
0
0
0
0
0
0
0
0
0
0
0
0
0
0
0
0
0
0
0
0
0
0
0
0
0
0
0
0
0
0
0
0
0
0
0
0
0
0
0
0
0
0
0
0
0
0
0
0
0
0
0
0
0
0
0
0
0
0
0
0
0
0
0
0
0
0
0
0
0
0
0
0
0
0
0
0
0
0
0
0
0
0
0
0
0
0
0
0
0
0
0
0
0
0
0
0
0
0
0
0
0
0
0
0
0
0
0
0
0
0
0
0
0
0
0
0
0
0
0
0
0
0
0
0
0
0
0
0
0
0
0
0
0
0
0
0
0
0
0
0
0
0
0
0
0
0
0
0
0
0
0
0
0
0
0
0
0
0
0
0
0
0
0
0
0
0
0
0
0
0
0
0
0
0
0
0
0
0
0
0
0
0
0
0
0
0
0
0
0
0
0
0
0
0
0
0
0
0
0
0
0
0
0
0
0
0
0
0
0
0
0
0
0
0
0
0
0
0
0
0
0
0
0
0
0
0
0
0
0
0
0
0
0
0
0
0
0
0
0
0
0
0
0
0
0
0
0
0
0
0
0
0
0
0
0
0
0
0
0
0
0
0
0
0
0
0
0
0
0
0
0
0
0
0
0
0
0
0
0
0
0
0
0
0
0
0
0
0
0
0
0
0
0
0
0
0
0
0
0
0
0
0
0
0
0
0
0
0
0
0
0
0
0
0
0
0
0
0
0
0
0
0
0
0
0
0
0
0
0
0
0
0
0
0
0
0
0
0
0
0
0
0
0
0
0
0
0
0
0
0
0
0
0
0
0
0
0
0
0
0
0
0
0
0
0
0
0
0
0
0
0
0
0
0
0
0
0
0
0
0
0
0
0
0
0
0
0
0
0
0
0
0
0
0
0
0
0
0
0
0
0
0
0
0
0
0
0
0
0
0
0
0
0
0
0
0
0
0
0
0
0
0
0
0
0
0
0
0
0
0
0
0
0
0
0
0
0
0
0
0
0
0
0
0
0
0
0
0
0
0
0
0
0
0
0
0
0
0
0
0
0
0
0
0
0
0
0
0
0
0
0
0
0
0
0
0
0
0
0
0
0
0
0
0
0
0
0
0
0
0
0
0
0
0
0
0
0
0
0
0
0
0
0
0
0
0
0
0
0
0
0
0
0
0
0
0
0
0
0
0
0
0
0
0
0
0
0
0
0
0
0
0
0
0
0
0
0
0
0
0
0
0
0
0
0
0
0
0
0
0
0
0
0
0
0
0
0
0
0
0
0
0
0
0
0
0
0
0
0
0
0
0
0
0
0
0
0
0
0
0
0
0
0
0
0
0
0
0
0
0
0
0
0
0
0
0
0
0
0
0
0
0
0
0
0
0
0
0
0
0
0
0
0
0
0
0
0
0
0
0
0
0
0
0
0
0
0
0
0
0
0
0
0
0
0
0
0
0
0
0
0
0
0
0
0
0
0
0
0
0
0
0
0
0
0
0
0
0
0
0
0
0
0
0
0
0
0
0
0
0
0
0
0
0
0
0
0
0
0
0
0
0
0
0
0
0
0
0
0
0
0
0
0
0
0
0
0
0
0
0
0
0
0
0
0
0
0
0
0
0
0
0
0
0
0
0
0
0
0
0
0
0
0
0
0
0
0
0
0
0
0
0
0
0
0
0
0
0
0
0
0
0
0
0
0
0
0
0
0
0
0
0
0
0
0
0
0
0
0
0
0
0
0
0
0
0
0
0
0
0
0
0
0
0
0
0
0
0
0
0
0
0
0
0
0
0
0
0
0
0
0
0
0
0
0
0
0
0
0
0
0
0
0
0
0
0
0
0
0
0
0
0
0
0
0
0
0
0
0
0
0
0
0
0
0
0
0
0
0
0
0
0
0
0
0
0
0
0
0
0
0
0
0
0
0
0
0
0
0
0
0
0
0
0
0
0
0
0
0
0
0
0
0
0
0
0
0
0
0
0
0
0
0
0
0
0
0
0
0
0
0
0
0
0
0
0
0
0
0
0
0
0
0
0
0
0
0
0
0
0
0
0
0
0
0
0
0
0
0
0
0
0
0
0
0
0
0
0
0
0
0
0
0
0
0
0
0
0
0
0
0
0
0
0
0
0
0
0
0
0
0
0
0
0
0
0
0
0
0
0
0
0
0
0
0
0
0
0
0
0
0
0
0
0
0
0
0
0
0
0
0
0
0
0
0
0
0
0
0
0
0
0
0
0
0
0
0
0
0
0
0
0
0
0
0
0
0
0
0
0
0
0
0
0
0
0
0
0
0
0
0
0
0
0
0
0
0
0
0
0
0
0
0
0
0
0
0
0
0
0
0
0
0
0
0
0
0
0
0
0
0
0
0
0
0
0
0
0
0
0
0
0
0
0
0
0
0
0
0
0
0
0
0
0
0
0
0
0
0
0
0
0
0
0
0
0
0
0
0
0
0
0
0
0
0
0
0
0
0
0
0
0
0
0
0
0
0
0
0
0
0
0
0
0
0
0
0
0
0
0
0
0
0
0
0
0
0
0
0
0
0
0
0
0
0
0
0
0
0
0
0
0
0
0
0
0
0
0
0
0
0
0
0
0
0
0
0
0
0
0
0
0
0
0
0
0
0
0
0
0
0
0
0
0
0
0
0
0
0
0
0
0
0
0
0
0
0
0
0
0
0
0
0
0
0
0
0
0
0
0
0
0
0
0
0
0
0
0
0
0
0
0
0
0
0
0
0
0
0
0
0
0
0
0
0
0
0
0
0
0
0
0
0
0
0
0
0
0
0
0
0
0
0
0
0
0
0
0
0
0
0
0
0
0
0
0
0
0
0
0
0
0
0
0
0
0
0
0
0
0
0
0
0
0
0
0
0
0
0
0
0
0
0
0
0
0
0
0
0
0
0
0
0
0
0
0
0
0
0
0
0
0
0
0
0
0
0
0
0
0
0
0
0
0
0
0
0
0
0
0
0
0
0
0
0
0
0
0
0
0
0
0
0
0
0
0
0
0
0
0
0
0
0
0
0
0
0
0
0
0
0
0
0
0
0
0
0
0
0
0
0
0
0
0
0
0
0
0
0
0
0
0
0
0
0
0
0
0
0
0
0
0
0
0
0
0
0
0
0
0
0
0
0
0
0
0
0
0
0
0
0
0
0
0
0
0
0
0
0
0
0
0
0
0
0
0
0
0
0
0
0
0
0
0
0
0
0
0
0
0
0
0
0
0
0
0
0
0
0
0
0
0
0
0
0
0
0
0
0
0
0
0
0
0
0
0
0
0
0
0
0
0
0
0
0
0
0
0
0
0
0
0
0
0
0
0
0
0
0
0
0
0
0
0
0
0
0
0
0
0
0
0
0
0
0
0
0
0
0
0
0
0
0
0
0
0
0
0
0
0
0
0
0
0
0
0
0
0
0
0
0
0
0
0
0
0
0
0
0
0
0
0
0
0
0
0
0
0
0
0
0
0
0
0
0
0
0
0
0
0
0
0
0
0
0
0
0
0
0
0
0
0
0
0
0
0
0
0
0
0
0
0
0
0
0
0
0
0
0
0
0
0
0
0
0
0
0
0
0
0
0
0
0
0
0
0
0
0
0
0
0
0
0
0
0
0
0
0
0
0
0
0
0
0
0
0
0
0
0
0
0
0
0
0
0
0
0
0
0
0
0
0
0
0
0
0
0
0
0
0
0
0
0
0
0
0
0
0
0
0
0
0
0
0
0
0
0
0
0
0
0
0
0
0
0
0
0
0
0
0
0
0
0
0
0
0
0
0
0
0
0
0
0
0
0
0
0
0
0
0
0
0
0
0
0
0
0
0
0
0
0
0
0
0
0
0
0
0
0
0
0
0
0
0
0
0
0
0
0
0
0
0
0
0
0
0
0
0
0
0
0
0
0
0
0
0
0
0
0
0
0
0
0
0
0
0
0
0
0
0
0
0
0
0
0
0
0
0
0
0
0
0
0
0
0
0
0
0
0
0
0
0
0
0
0
0
0
0
0
0
0
0
0
0
0
0
0
0
0
0
0
0
0
0
0
0
0
0
0
0
0
0
0
0
0
0
0
0
0
0
0
0
0
0
0
0
0
0
0
0
0
0
0
0
0
0
0
0
0
0
0
0
0
0
0
0
0
0
0
0
0
0
0
0
0
0
0
0
0
0
0
0
0
0
0
0
0
0
0
0
0
0
0
0
0
0
0
0
0
0
0
0
0
0
0
0
0
0
0
0
0
0
0
0
0
0
0
0
0
0
0
0
0
0
0
0
0
0
0
0
0
0
0
0
0
0
0
0
0
0
0
0
0
0
0
0
0
0
0
0
0
0
0
0
0
0
0
0
0
0
0
0
0
0
0
0
0
0
0
0
0
0
0
0
0
0
0
0
0
0
0
0
0
0
0
0
0
0
0
0
0
0
0
0
0
0
0
0
0
0
0
0
0
0
0
0
0
0
0
0
0
0
0
0
0
0
0
0
0
0
0
0
0
0
0
0
0
0
0
0
0
0
0
0
0
0
0
0
0
0
0
0
0
0
0
0
0
0
0
0
0
0
0
0
0
0
0
0
0
0
0
0
0
0
0
0
0
0
0
0
0
0
0
0
0
0
0
0
0
0
0
0
0
0
0
0
0
0
0
0
0
0
0
0
0
0
0
0
0
0
0
0
0
0
0
0
0
0
0
0
0
0
0
0
0
0
0
0
0
0
0
0
0
0
0
0
0
0
0
0
0
0
0
0
0
0
0
0
0
0
0
0
0
0
0
0
0
0
0
0
0
0
0
0
0
0
0
0
0
0
0
0
0
0
0
0
0
0
0
0
0
0
0
0
0
0
0
0
0
0
0
0
0
0
0
0
0
0
0
0
0
0
0
0
0
0
0
0
0
0
0
0
0
0
0
0
0
0
0
0
0
0
0
0
0
0
0
0
0
0
0
0
0
0
0
0
0
0
0
0
0
0
0
0
0
0
0
0
0
0
0
0
0
0
0
0
0
0
0
0
0
0
0
0
0
0
0
0
0
0
0
0
0
0
0
0
0
0
0
0
0
0
0
0
0
0
0
0
0
0
0
0
0
0
0
0
0
0
0
0
0
0
0
0
0
0
0
0
0
0
0
0
0
0
0
0
0
0
0
0
0
0
0
0
0
0
0
0
0
0
0
0
0
0
0
0
0
0
0
0
0
0
0
0
0
0
0
0
0
0
0
0
0
0
0
0
0
0
0
0
0
0
0
0
0
0
0
0
0
0
0
0
0
0
0
0
0
0
0
0
0
0
0
0
0
0
0
0
0
0
0
0
0
0
0
0
0
0
0
0
0
0
0
0
0
0
0
0
0
0
0
0
0
0
0
0
0
0
0
0
0
0
0
0
0
0
0
0
0
0
0
0
0
0
0
0
0
0
0
0
0
0
0
0
0
0
0
0
0
0
0
0
0
0
0
0
0
0
0
0
0
0
0
0
0
0
0
0
0
0
0
0
0
0
0
0
0
0
0
0
0
0
0
0
0
0
0
0
0
0
0
0
0
0
0
0
0
0
0
0
0
0
0
0
0
0
0
0
0
0
0
0
0
0
0
0
0
0
0
0
0
0
0
0
0
0
0
0
0
0
0
0
0
0
0
0
0
0
0
0
0
0
0
0
0
0
0
0
0
0
0
0
0
0
0
0
0
0
0
0
0
0
0
0
0
0
0
0
0
0
0
0
0
0
0
0
0
0
0
0
0
0
0
0
0
0
0
0
0
0
0
0
0
0
0
0
0
0
0
0
0
0
0
0
0
0
0
0
0
0
0
0
0
0
0
0
0
0
0
0
0
0
0
0
0
0
0
0
0
0
0
0
0
0
0
0
0
0
0
0
0
0
0
0
0
0
0
0
0
0
0
0
0
0
0
0
0
0
0
0
0
0
0
0
0
0
0
0
0
0
0
0
0
0
0
0
0
0
0
0
0
0
0
0
0
0
0
0
0
0
0
0
0
0
0
0
0
0
0
0
0
0
0
0
0
0
0
0
0
0
0
0
0
0
0
0
0
0
0
0
0
0
0
0
0
0
0
0
0
0
0
0
0
0
0
0
0
0
0
0
0
0
0
0
0
0
0
0
0
0
0
0
0
0
0
0
0
0
0
0
0
0
0
0
0
0
0
0
0
0
0
0
0
0
0
0
0
0
0
0
0
0
0
0
0
0
0
0
0
0
0
0
0
0
0
0
0
0
0
0
0
0
0
0
0
0
0
0
0
0
0
0
0
0
0
0
0
0
0
0
0
0
0
0
0
0
0
0
0
0
0
0
0
0
0
0
0
0
0
0
0
0
0
0
0
0
0
0
0
0
0
0
0
0
0
0
0
0
0
0
0
0
0
0
0
0
0
0
0
0
0
0
0
0
0
0
0
0
0
0
0
0
0
0
0
0
0
0
0
0
0
0
0
0
0
0
0
0
0
0
0
0
0
0
0
0
0
0
0
0
0
0
0
0
0
0
0
0
0
0
0
0
0
0
0
0
0
0
0
0
0
0
0
0
0
0
0
0
0
0
0
0
0
0
0
0
0
0
0
0
0
0
0
0
0
0
0
0
0
0
0
0
0
0
0
0
0
0
0
0
0
0
0
0
0
0
0
0
0
0
0
0
0
0
0
0
0
0
0
0
0
0
0
0
0
0
0
0
0
0
0
0
0
0
0
0
0
0
0
0
0
0
0
0
0
0
0
0
0
0
0
0
0
0
0
0
0
0
0
0
0
0
0
0
0
0
0
0
0
0
0
0
0
0
0
0
0
0
0
0
0
0
0
0
0
0
0
0
0
0
0
0
0
0
0
0
0
0
0
0
0
0
0
0
0
0
0
0
0
0
0
0
0
0
0
0
0
0
0
0
0
0
0
0
0
0
0
0
0
0
0
0
0
0
0
0
0
0
0
0
0
0
0
0
0
0
0
0
0
0
0
0
0
0
0
0
0
0
0
0
0
0
0
0
0
0
0
0
0
0
0
0
0
0
0
0
0
0
0
0
0
0
0
0
0
0
0
0
0
0
0
0
0
0
0
0
0
0
0
0
0
0
0
0
0
0
0
0
0
0
0
0
0
0
0
0
0
0
0
0
0
0
0
0
0
0
0
0
0
0
0
0
0
0
0
0
0
0
0
0
0
0
0
0
0
0
0
0
0
0
0
0
0
0
0
0
0
0
0
0
0
0
0
0
0
0
0
0
0
0
0
0
0
0
0
0
0
0
0
0
0
0
0
0
0
0
0
0
0
0
0
0
0
0
0
0
0
0
0
0
0
0
0
0
0
0
0
0
0
0
0
0
0
0
0
0
0
0
0
0
0
0
0
0
0
0
0
0
0
0
0
0
0
0
0
0
0
0
0
0
0
0
0
0
0
0
0
0
0
0
0
0
0
0
0
0
0
0
0
0
0
0
0
0
0
0
0
0
0
0
0
0
0
0
0
0
0
0
0
0
0
0
0
0
0
0
0
0
0
0
0
0
0
0
0
0
0
0
0
0
0
0
0
0
0
0
0
0
0
0
0
0
0
0
0
0
0
0
0
0
0
0
0
0
0
0
0
0
0
0
0
0
0
0
0
0
0
0
0
0
0
0
0
0
0
0
0
0
0
0
0
0
0
0
0
0
0
0
0
0
0
0
0
0
0
0
0
0
0
0
0
0
0
0
0
0
0
0
0
0
0
0
0
0
0
0
0
0
0
0
0
0
0
0
0
0
0
0
0
0
0
0
0
0
0
0
0
0
0
0
0
0
0
0
0
0
0
0
0
0
0
0
0
0
0
0
0
0
0
0
0
0
0
0
0
0
0
0
0
0
0
0
0
0
0
0
0
0
0
0
0
0
0
0
0
0
0
0
0
0
0
0
0
0
0
0
0
0
0
0
0
0
0
0
0
0
0
0
0
0
0
0
0
0
0
0
0
0
0
0
0
0
0
0
0
0
0
0
0
0
0
0
0
0
0
0
0
0
0
0
0
0
0
0
0
0
0
0
0
0
0
0
0
0
0
0
0
0
0
0
0
0
0
0
0
0
0
0
0
0
0
0
0
0
0
0
0
0
0
0
0
0
0
0
0
0
0
0
0
0
0
0
0
0
0
0
0
0
0
0
0
0
0
0
0
0
0
0
0
0
0
0
0
0
0
0
0
0
0
0
0
0
0
0
0
0
0
0
0
0
0
0
0
0
0
0
0
0
0
0
0
0
0
0
0
0
0
0
0
0
0
0
0
0
0
0
0
0
0
0
0
0
0
0
0
0
0
0
0
0
0
0
0
0
0
0
0
0
0
0
0
0
0
0
0
0
0
0
0
0
0
0
0
0
0
0
0
0
0
0
0
0
0
0
0
0
0
0
0
0
0
0
0
0
0
0
0
0
0
0
0
0
0
0
0
0
0
0
0
0
0
0
0
0
0
0
0
0
0
0
0
0
0
0
0
0
0
0
0
0
0
0
0
0
0
0
0
0
0
0
0
0
0
0
0
0
0
0
0
0
0
0
0
0
0
0
0
0
0
0
0
0
0
0
0
0
0
0
0
0
0
0
0
0
0
0
0
0
0
0
0
0
0
0
0
0
0
0
0
0
0
0
0
0
0
0
0
0
0
0
0
0
0
0
0
0
0
0
0
0
0
0
0
0
0
0
0
0
0
0
0
0
0
0
0
0
0
0
0
0
0
0
0
0
0
0
0
0
0
0
0
0
0
0
0
0
0
0
0
0
0
0
0
0
0
0
0
0
0
0
0
0
0
0
0
0
0
0
0
0
0
0
0
0
0
0
0
0
0
0
0
0
0
0
0
0
0
0
0
0
0
0
0
0
0
0
0
0
0
0
0
0
0
0
0
0
0
0
0
0
0
0
0
0
0
0
0
0
0
0
0
0
0
0
0
0
0
0
0
0
0
0
0
0
0
0
0
0
0
0
0
0
0
0
0
0
0
0
0
0
0
0
0
0
0
0
0
0
0
0
0
0
0
0
0
0
0
0
0
0
0
0
0
0
0
0
0
0
0
0
0
0
0
0
0
0
0
0
0
0
0
0
0
0
0
0
0
0
0
0
0
0
0
0
0
0
0
0
0
0
0
0
0
0
0
0
0
0
0
0
0
0
0
0
0
0
0
0
0
0
0
0
0
0
0
0
0
0
0
0
0
0
0
0
0
0
0
0
0
0
0
0
0
0
0
0
0
0
0
0
0
0
0
0
0
0
0
0
0
0
0
0
0
0
0
0
0
0
0
0
0
0
0
0
0
0
0
0
0
0
0
0
0
0
0
0
0
0
0
0
0
0
0
0
0
0
0
0
0
0
0
0
0
0
0
0
0
0
0
0
0
0
0
0
0
0
0
0
0
0
0
0
0
0
0
0
0
0
0
0
0
0
0
0
0
0
0
0
0
0
0
0
0
0
0
0
0
0
0
0
0
0
0
0
0
0
0
0
0
0
0
0
0
0
0
0
0
0
0
0
0
0
0
0
0
0
0
0
0
0
0
0
0
0
0
0
0
0
0
0
0
0
0
0
0
0
0
0
0
0
0
0
0
0
0
0
0
0
0
0
0
0
0
0
0
0
0
0
0
0
0
0
0
0
0
0
0
0
0
0
0
0
0
0
0
0
0
0
0
0
0
0
0
0
0
0
0
0
0
0
0
0
0
0
0
0
0
0
0
0
0
0
0
0
0
0
0
0
0
0
0
0
0
0
0
0
0
0
0
0
0
0
0
0
0
0
0
0
0
0
0
0
0
0
0
0
0
0
0
0
0
0
0
0
0
0
0
0
0
0
0
0
0
0
0
0
0
0
0
0
0
0
0
0
0
0
0
0
0
0
0
0
0
0
0
0
0
0
0
0
0
0
0
0
0
0
0
0
0
0
0
0
0
0
0
0
0
0
0
0
0
0
0
0
0
0
0
0
0
0
0
0
0
0
0
0
0
0
0
0
0
0
0
0
0
0
0
0
0
0
0
0
0
0
0
0
0
0
0
0
0
0
0
0
0
0
0
0
0
0
0
0
0
0
0
0
0
0
0
0
0
0
0
0
0
0
0
0
0
0
0
0
0
0
0
0
0
0
0
0
0
0
0
0
0
0
0
0
0
0
0
0
0
0
0
0
0
0
0
0
0
0
0
0
0
0
0
0
0
0
0
0
0
0
0
0
0
0
0
0
0
0
0
0
0
0
0
0
0
0
0
0
0
0
0
0
0
0
0
0
0
0
0
0
0
0
0
0
0
0
0
0
0
0
0
0
0
0
0
0
0
0
0
0
0
0
0
0
0
0
0
0
0
0
0
0
0
0
0
0
0
0
0
0
0
0
0
0
0
0
0
0
0
0
0
0
0
0
0
0
0
0
0
0
0
0
0
0
0
0
0
0
0
0
0
0
0
0
0
0
0
0
0
0
0
0
0
0
0
0
0
0
0
0
0
0
0
0
0
0
0
0
0
0
0
0
0
0
0
0
0
0
0
0
0
0
0
0
0
0
0
0
0
0
0
0
0
0
0
0
0
0
0
0
0
0
0
0
0
0
0
0
0
0
0
0
0
0
0
0
0
0
0
0
0
0
0
0
0
0
0
0
0
0
0
0
0
0
0
0
0
0
0
0
0
0
0
0
0
0
0
0
0
0
0
0
0
0
0
0
0
0
0
0
0
0
0
0
0
0
0
0
0
0
0
0
0
0
0
0
0
0
0
0
0
0
0
0
0
0
0
0
0
0
0
0
0
0
0
0
0
0
0
0
0
0
0
0
0
0
0
0
0
0
0
0
0
0
0
0
0
0
0
0
0
0
0
0
0
0
0
0
0
0
0
0
0
0
0
0
0
0
0
0
0
0
0
0
0
0
0
0
0
0
0
0
0
0
0
0
0
0
0
0
0
0
0
0
0
0
0
0
0
0
0
0
0
0
0
0
0
0
0
0
0
0
0
0
0
0
0
0
0
0
0
0
0
0
0
0
0
0
0
0
0
0
0
0
0
0
0
0
0
0
0
0
0
0
0
0
0
0
0
0
0
0
0
0
0
0
0
0
0
0
0
0
0
0
0
0
0
0
0
0
0
0
0
0
0
0
0
0
0
0
0
0
0
0
0
0
0
0
0
0
0
0
0
0
0
0
0
0
0
0
0
0
0
0
0
0
0
0
0
0
0
0
0
0
0
0
0
0
0
0
0
0
0
0
0
0
0
0
0
0
0
0
0
0
0
0
0
0
0
0
0
0
0
0
0
0
0
0
0
0
0
0
0
0
0
0
0
0
0
0
0
0
0
0
0
0
0
0
0
0
0
0
0
0
0
0
0
0
0
0
0
0
0
0
0
0
0
0
0
0
0
0
0
0
0
0
0
0
0
0
0
0
0
0
0
0
0
0
0
0
0
0
0
0
0
0
0
0
0
0
0
0
0
0
0
0
0
0
0
0
0
0
0
0
0
0
0
0
0
0
0
0
0
0
0
0
0
0
0
0
0
0
0
0
0
0
0
0
0
0
0
0
0
0
0
0
0
0
0
0
0
0
0
0
0
0
0
0
0
0
0
0
0
0
0
0
0
0
0
0
0
0
0
0
0
0
0
0
0
0
0
0
0
0
0
0
0
0
0
0
0
0
0
0
0
0
0
0
0
0
0
0
0
0
0
0
0
0
0
0
0
0
0
0
0
0
0
0
0
0
0
0
0
0
0
0
0
0
0
0
0
0
0
0
0
0
0
0
0
0
0
0
0
0
0
0
0
0
0
0
0
0
0
0
0
0
0
0
0
0
0
0
0
0
0
0
0
0
0
0
0
0
0
0
0
0
0
0
0
0
0
0
0
0
0
0
0
0
0
0
0
0
0
0
0
0
0
0
0
0
0
0
0
0
0
0
0
0
0
0
0
0
0
0
0
0
0
0
0
0
0
0
0
0
0
0
0
0
0
0
0
0
0
0
0
0
0
0
0
0
0
0
0
0
0
0
0
0
0
0
0
0
0
0
0
0
0
0
0
0
0
0
0
0
0
0
0
0
0
0
0
0
0
0
0
0
0
0
0
0
0
0
0
0
0
0
0
0
0
0
0
0
0
0
0
0
0
0
0
0
0
0
0
0
0
0
0
0
0
0
0
0
0
0
0
0
0
0
0
0
0
0
0
0
0
0
0
0
0
0
0
0
0
0
0
0
0
0
0
0
0
0
0
0
0
0
0
0
0
0
0
0
0
0
0
0
0
0
0
0
0
0
0
0
0
0
0
0
0
0
0
0
0
0
0
0
0
0
0
0
0
0
0
0
0
0
0
0
0
0
0
0
0
0
0
0
0
0
0
0
0
0
0
0
0
0
0
0
0
0
0
0
0
0
0
0
0
0
0
0
0
0
0
0
0
0
0
0
0
0
0
0
0
0
0
0
0
0
0
0
0
0
0
0
0
0
0
0
0
0
0
0
0
0
0
0
0
0
0
0
0
0
0
0
0
0
0
0
0
0
0
0
0
0
0
0
0
0
0
0
0
0
0
0
0
0
0
0
0
0
0
0
0
0
0
0
0
0
0
0
0
0
0
0
0
0
0
0
0
0
0
0
0
0
0
0
0
0
0
0
0
0
0
0
0
0
0
0
0
0
0
0
0
0
0
0
0
0
0
0
0
0
0
0
0
0
0
0
0
0
0
0
0
0
0
0
0
0
0
0
0
0
0
0
0
0
0
0
0
0
0
0
0
0
0
0
0
0
0
0
0
0
0
0
0
0
0
0
0
0
0
0
0
0
0
0
0
0
0
0
0
0
0
0
0
0
0
0
0
0
0
0
0
0
0
0
0
0
0
0
0
0
0
0
0
0
0
0
0
0
0
0
0
0
0
0
0
0
0
0
0
0
0
0
0
0
0
0
0
0
0
0
0
0
0
0
0
0
0
0
0
0
0
0
0
0
0
0
0
0
0
0
0
0
0
0
0
0
0
0
0
0
0
0
0
0
0
0
0
0
0
0
0
0
0
0
0
0
0
0
0
0
0
0
0
0
0
0
0
0
0
0
0
0
0
0
0
0
0
0
0
0
0
0
0
0
0
0
0
0
0
0
0
0
0
0
0
0
0
0
0
0
0
0
0
0
0
0
0
0
0
0
0
0
0
0
0
0
0
0
0
0
0
0
0
0
0
0
0
0
0
0
0
0
0
0
0
0
0
0
0
0
0
0
0
0
0
0
0
0
0
0
0
0
0
0
0
0
0
0
0
0
0
0
0
0
0
0
0
0
0
0
0
0
0
0
0
0
0
0
0
0
0
0
0
0
0
0
0
0
0
0
0
0
0
0
0
0
0
0
0
0
0
0
0
0
0
0
0
0
0
0
0
0
0
0
0
0
0
0
0
0
0
0
0
0
0
0
0
0
0
0
0
0
0
0
0
0
0
0
0
0
0
0
0
0
0
0
0
0
0
0
0
0
0
0
0
0
0
0
0
0
0
0
0
0
0
0
0
0
0
0
0
0
0
0
0
0
0
0
0
0
0
0
0
0
0
0
0
0
0
0
0
0
0
0
0
0
0
0
0
0
0
0
0
0
0
0
0
0
0
0
0
0
0
0
0
0
0
0
0
0
0
0
0
0
0
0
0
0
0
0
0
0
0
0
0
0
0
0
0
0
0
0
0
0
0
0
0
0
0
0
0
0
0
0
0
0
0
0
0
0
0
0
0
0
0
0
0
0
0
0
0
0
0
0
0
0
0
0
0
0
0
0
0
0
0
0
0
0
0
0
0
0
0
0
0
0
0
0
0
0
0
0
0
0
0
0
0
0
0
0
0
0
0
0
0
0
0
0
0
0
0
0
0
0
0
0
0
0
0
0
0
0
0
0
0
0
0
0
0
0
0
0
0
0
0
0
0
0
0
0
0
0
0
0
0
0
0
0
0
0
0
0
0
0
0
0
0
0
0
0
0
0
0
0
0
0
0
0
0
0
0
0
0
0
0
0
0
0
0
0
0
0
0
0
0
0
0
0
0
0
0
0
0
0
0
0
0
0
0
0
0
0
0
0
0
0
0
0
0
0
0
0
0
0
0
0
0
0
0
0
0
0
0
0
0
0
0
0
0
0
0
0
0
0
0
0
0
0
0
0
0
0
0
0
0
0
0
0
0
0
0
0
0
0
0
0
0
0
0
0
0
0
0
0
0
0
0
0
0
0
0
0
0
0
0
0
0
0
0
0
0
0
0
0
0
0
0
0
0
0
0
0
0
0
0
0
0
0
0
0
0
0
0
0
0
0
0
0
0
0
0
0
0
0
0
0
0
0
0
0
0
0
0
0
0
0
0
0
0
0
0
0
0
0
0
0
0
0
0
0
0
0
0
0
0
0
0
0
0
0
0
0
0
0
0
0
0
0
0
0
0
0
0
0
0
0
0
0
0
0
0
0
0
0
0
0
0
0
0
0
0
0
0
0
0
0
0
0
0
0
0
0
0
0
0
0
0
0
0
0
0
0
0
0
0
0
0
0
0
0
0
0
0
0
0
0
0
0
0
0
0
0
0
0
0
0
0
0
0
0
0
0
0
0
0
0
0
0
0
0
0
0
0
0
0
0
0
0
0
0
0
0
0
0
0
0
0
0
0
0
0
0
0
0
0
0
0
0
0
0
0
0
0
0
0
0
0
0
0
0
0
0
0
0
0
0
0
0
0
0
0
0
0
0
0
0
0
0
0
0
0
0
0
0
0
0
0
0
0
0
0
0
0
0
0
0
0
0
0
0
0
0
0
0
0
0
0
0
0
0
0
0
0
0
0
0
0
0
0
0
0
0
0
0
0
0
0
0
0
0
0
0
0
0
0
0
0
0
0
0
0
0
0
0
0
0
0
0
0
0
0
0
0
0
0
0
0
0
0
0
0
0
0
0
0
0
0
0
0
0
0
0
0
0
0
0
0
0
0
0
0
0
0
0
0
0
0
0
0
0
0
0
0
0
0
0
0
0
0
0
0
0
0
0
0
0
0
0
0
0
0
0
0
0
0
0
0
0
0
0
0
0
0
0
0
0
0
0
0
0
0
0
0
0
0
0
0
0
0
0
0
0
0
0
0
0
0
0
0
0
0
0
0
0
0
0
0
0
0
0
0
0
0
0
0
0
0
0
0
0
0
0
0
0
0
0
0
0
0
0
0
0
0
0
0
0
0
0
0
0
0
0
0
0
0
0
0
0
0
0
0
0
0
0
0
0
0
0
0
0
0
0
0
0
0
0
0
0
0
0
0
0
0
0
0
0
0
0
0
0
0
0
0
0
0
0
0
0
0
0
0
0
0
0
0
0
0
0
0
0
0
0
0
0
0
0
0
0
0
0
0
0
0
0
0
0
0
0
0
0
0
0
0
0
0
0
0
0
0
0
0
0
0
0
0
0
0
0
0
0
0
0
0
0
0
0
0
0
0
0
0
0
0
0
0
0
0
0
0
0
0
0
0
0
0
0
0
0
0
0
0
0
0
0
0
0
0
0
0
0
0
0
0
0
0
0
0
0
0
0
0
0
0
0
0
0
0
0
0
0
0
0
0
0
0
0
0
0
0
0
0
0
0
0
0
0
0
0
0
0
0
0
0
0
0
0
0
0
0
0
0
0
0
0
0
0
0
0
0
0
0
0
0
0
0
0
0
0
0
0
0
0
0
0
0
0
0
0
0
0
0
0
0
0
0
0
0
0
0
0
0
0
0
0
0
0
0
0
0
0
0
0
0
0
0
0
0
0
0
0
0
0
0
0
0
0
0
0
0
0
0
0
0
0
0
0
0
0
0
0
0
0
0
0
0
0
0
0
0
0
0
0
0
0
0
0
0
0
0
0
0
0
0
0
0
0
0
0
0
0
0
0
0
0
0
0
0
0
0
0
0
0
0
0
0
0
0
0
0
0
0
0
0
0
0
0
0
0
0
0
0
0
0
0
0
0
0
0
0
0
0
0
0
0
0
0
0
0
0
0
0
0
0
0
0
0
0
0
0
0
0
0
0
0
0
0
0
0
0
0
0
0
0
0
0
0
0
0
0
0
0
0
0
0
0
0
0
0
0
0
0
0
0
0
0
0
0
0
0
0
0
0
0
0
0
0
0
0
0
0
0
0
0
0
0
0
0
0
0
0
0
0
0
0
0
0
0
0
0
0
0
0
0
0
0
0
0
0
0
0
0
0
0
0
0
0
0
0
0
0
0
0
0
0
0
0
0
0
0
0
0
0
0
0
0
0
0
0
0
0
0
0
0
0
0
0
0
0
0
0
0
0
0
0
0
0
0
0
0
0
0
0
0
0
0
0
0
0
0
0
0
0
0
0
0
0
0
0
0
0
0
0
0
0
0
0
0
0
0
0
0
0
0
0
0
0
0
0
0
0
0
0
0
0
0
0
0
0
0
0
0
0
0
0
0
0
0
0
0
0
0
0
0
0
0
0
0
0
0
0
0
0
0
0
0
0
0
0
0
0
0
0
0
0
0
0
0
0
0
0
0
0
0
0
0
0
0
0
0
0
0
0
0
0
0
0
0
0
0
0
0
0
0
0
0
0
0
0
0
0
0
0
0
0
0
0
0
0
0
0
0
0
0
0
0
0
0
0
0
0
0
0
0
0
0
0
0
0
0
0
0
0
0
0
0
0
0
0
0
0
0
0
0
0
0
0
0
0
0
0
0
0
0
0
0
0
0
0
0
0
0
0
0
0
0
0
0
0
0
0
0
0
0
0
0
0
0
0
0
0
0
0
0
0
0
0
0
0
0
0
0
0
0
0
0
0
0
0
0
0
0
0
0
0
0
0
0
0
0
0
0
0
0
0
0
0
0
0
0
0
0
0
0
0
0
0
0
0
0
0
0
0
0
0
0
0
0
0
0
0
0
0
0
0
0
0
0
0
0
0
0
0
0
0
0
0
0
0
0
0
0
0
0
0
0
0
0
0
0
0
0
0
0
0
0
0
0
0
0
0
0
0
0
0
0
0
0
0
0
0
0
0
0
0
0
0
0
0
0
0
0
0
0
0
0
0
0
0
0
0
0
0
0
0
0
0
0
0
0
0
0
0
0
0
0
0
0
0
0
0
0
0
0
0
0
0
0
0
0
0
0
0
0
0
0
0
0
0
0
0
0
0
0
0
0
0
0
0
0
0
0
0
0
0
0
0
0
0
0
0
0
0
0
0
0
0
0
0
0
0
0
0
0
0
0
0
0
0
0
0
0
0
0
0
0
0
0
0
0
0
0
0
0
0
0
0
0
0
0
0
0
0
0
0
0
0
0
0
0
0
0
0
0
0
0
0
0
0
0
0
0
0
0
0
0
0
0
0
0
0
0
0
0
0
0
0
0
0
0
0
0
0
0
0
0
0
0
0
0
0
0
0
0
0
0
0
0
0
0
0
0
0
0
0
0
0
0
0
0
0
0
0
0
0
0
0
0
0
0
0
0
0
0
0
0
0
0
0
0
0
0
0
0
0
0
0
0
0
0
0
0
0
0
0
0
0
0
0
0
0
0
0
0
0
0
0
0
0
0
0
0
0
0
0
0
0
0
0
0
0
0
0
0
0
0
0
0
0
0
0
0
0
0
0
0
0
0
0
0
0
0
0
0
0
0
0
0
0
0
0
0
0
0
0
0
0
0
0
0
0
0
0
0
0
0
0
0
0
0
0
0
0
0
0
0
0
0
0
0
0
0
0
0
0
0
0
0
0
0
0
0
0
0
0
0
0
0
0
0
0
0
0
0
0
0
0
0
0
0
0
0
0
0
0
0
0
0
0
0
0
0
0
0
0
0
0
0
0
0
0
0
0
0
0
0
0
0
0
0
0
0
0
0
0
0
0
0
0
0
0
0
0
0
0
0
0
0
0
0
0
0
0
0
0
0
0
0
0
0
0
0
0
0
0
0
0
0
0
0
0
0
0
0
0
0
0
0
0
0
0
0
0
0
0
0
0
0
0
0
0
0
0
0
0
0
0
0
0
0
0
0
0
0
0
0
0
0
0
0
0
0
0
0
0
0
0
0
0
0
0
0
0
0
0
0
0
0
0
0
0
0
0
0
0
0
0
0
0
0
0
0
0
0
0
0
0
0
0
0
0
0
0
0
0
0
0
0
0
0
0
0
0
0
0
0
0
0
0
0
0
0
0
0
0
0
0
0
0
0
0
0
0
0
0
0
0
0
0
0
0
0
0
0
0
0
0
0
0
0
0
0
0
0
0
0
0
0
0
0
0
0
0
0
0
0
0
0
0
0
0
0
0
0
0
0
0
0
0
0
0
0
0
0
0
0
0
0
0
0
0
0
0
0
0
0
0
0
0
0
0
0
0
0
0
0
0
0
0
0
0
0
0
0
0
0
0
0
0
0
0
0
0
0
0
0
0
0
0
0
0
0
0
0
0
0
0
0
0
0
0
0
0
0
0
0
0
0
0
0
0
0
0
0
0
0
0
0
0
0
0
0
0
0
0
0
0
0
0
0
0
0
0
0
0
0
0
0
0
0
0
0
0
0
0
0
0
0
0
0
0
0
0
0
0
0
0
0
0
0
0
0
0
0
0
0
0
0
0
0
0
0
0
0
0
0
0
0
0
0
0
0
0
0
0
0
0
0
0
0
0
0
0
0
0
0
0
0
0
0
0
0
0
0
0
0
0
0
0
0
0
0
0
0
0
0
0
0
0
0
0
0
0
0
0
0
0
0
0
0
0
0
0
0
0
0
0
0
0
0
0
0
0
0
0
0
0
0
0
0
0
0
0
0
0
0
0
0
0
0
0
0
0
0
0
0
0
0
0
0
0
0
0
0
0
0
0
0
0
0
0
0
0
0
0
0
0
0
0
0
0
0
0
0
0
0
0
0
0
0
0
0
0
0
0
0
0
0
0
0
0
0
0
0
0
0
0
0
0
0
0
0
0
0
0
0
0
0
0
0
0
0
0
0
0
0
0
0
0
0
0
0
0
0
0
0
0
0
0
0
0
0
0
0
0
0
0
0
0
0
0
0
0
0
0
0
0
0
0
0
0
0
0
0
0
0
0
0
0
0
0
0
0
0
0
0
0
0
0
0
0
0
0
0
0
0
0
0
0
0
0
0
0
0
0
0
0
0
0
0
0
0
0
0
0
0
0
0
0
0
0
0
0
0
0
0
0
0
0
0
0
0
0
0
0
0
0
0
0
0
0
0
0
0
0
0
0
0
0
0
0
0
0
0
0
0
0
0
0
0
0
0
0
0
0
0
0
0
0
0
0
0
0
0
0
0
0
0
0
0
0
0
0
0
0
0
0
0
0
0
0
0
0
0
0
0
0
0
0
0
0
0
0
0
0
0
0
0
0
0
0
0
0
0
0
0
0
0
0
0
0
0
0
0
0
0
0
0
0
0
0
0
0
0
0
0
0
0
0
0
0
0
0
0
0
0
0
0
0
0
0
0
0
0
0
0
0
0
0
0
0
0
0
0
0
0
0
0
0
0
0
0
0
0
0
0
0
0
0
0
0
0
0
0
0
0
0
0
0
0
0
0
0
0
0
0
0
0
0
0
0
0
0
0
0
0
0
0
0
0
0
0
0
0
0
0
0
0
0
0
0
0
0
0
0
0
0
0
0
0
0
0
0
0
0
0
0
0
0
0
0
0
0
0
0
0
0
0
0
0
0
0
0
0
0
0
0
0
0
0
0
0
0
0
0
0
0
0
0
0
0
0
0
0
0
0
0
0
0
0
0
0
0
0
0
0
0
0
0
0
0
0
0
0
0
0
0
0
0
0
0
0
0
0
0
0
0
0
0
0
0
0
0
0
0
0
0
0
0
0
0
0
0
0
0
0
0
0
0
0
0
0
0
0
0
0
0
0
0
0
0
0
0
0
0
0
0
0
0
0
0
0
0
0
0
0
0
0
0
0
0
0
0
0
0
0
0
0
0
0
0
0
0
0
0
0
0
0
0
0
0
0
0
0
0
0
0
0
0
0
0
0
0
0
0
0
0
0
0
0
0
0
0
0
0
0
0
0
0
0
0
0
0
0
0
0
0
0
0
0
0
0
0
0
0
0
0
0
0
0
0
0
0
0
0
0
0
0
0
0
0
0
0
0
0
0
0
0
0
0
0
0
0
0
0
0
0
0
0
0
0
0
0
0
0
0
0
0
0
0
0
0
0
0
0
0
0
0
0
0
0
0
0
0
0
0
0
0
0
0
0
0
0
0
0
0
0
0
0
0
0
0
0
0
0
0
0
0
0
0
0
0
0
0
0
0
0
0
0
0
0
0
0
0
0
0
0
0
0
0
0
0
0
0
0
0
0
0
0
0
0
0
0
0
0
0
0
0
0
0
0
0
0
0
0
0
0
0
0
0
0
0
0
0
0
0
0
0
0
0
0
0
0
0
0
0
0
0
0
0
0
0
0
0
0
0
0
0
0
0
0
0
0
0
0
0
0
0
0
0
0
0
0
0
0
0
0
0
0
0
0
0
0
0
0
0
0
0
0
0
0
0
0
0
0
0
0
0
0
0
0
0
0
0
0
0
0
0
0
0
0
0
0
0
0
0
0
0
0
0
0
0
0
0
0
0
0
0
0
0
0
0
0
0
0
0
0
0
0
0
0
0
0
0
0
0
0
0
0
0
0
0
0
0
0
0
0
0
0
0
0
0
0
0
0
0
0
0
0
0
0
0
0
0
0
0
0
0
0
0
0
0
0
0
0
0
0
0
0
0
0
0
0
0
0
0
0
0
0
0
0
0
0
0
0
0
0
0
0
0
0
0
0
0
0
0
0
0
0
0
0
0
0
0
0
0
0
0
0
0
0
0
0
0
0
0
0
0
0
0
0
0
0
0
0
0
0
0
0
0
0
0
0
0
0
0
0
0
0
0
0
0
0
0
0
0
0
0
0
0
0
0
0
0
0
0
0
0
0
0
0
0
0
0
0
0
0
0
0
0
0
0
0
0
0
0
0
0
0
0
0
0
0
0
0
0
0
0
0
0
0
0
0
0
0
0
0
0
0
0
0
0
0
0
0
0
0
0
0
0
0
0
0
0
0
0
0
0
0
0
0
0
0
0
0
0
0
0
0
0
0
0
0
0
0
0
0
0
0
0
0
0
0
0
0
0
0
0
0
0
0
0
0
0
0
0
0
0
0
0
0
0
0
0
0
0
0
0
0
0
0
0
0
0
0
0
0
0
0
0
0
0
0
0
0
0
0
0
0
0
0
0
0
0
0
0
0
0
0
0
0
0
0
0
0
0
0
0
0
0
0
0
0
0
0
0
0
0
0
0
0
0
0
0
0
0
0
0
0
0
0
0
0
0
0
0
0
0
0
0
0
0
0
0
0
0
0
0
0
0
0
0
0
0
0
0
0
0
0
0
0
0
0
0
0
0
0
0
0
0
0
0
0
0
0
0
0
0
0
0
0
0
0
0
0
0
0
0
0
0
0
0
0
0
0
0
0
0
0
0
0
0
0
0
0
0
0
0
0
0
0
0
0
0
0
0
0
0
0
0
0
0
0
0
0
0
0
0
0
0
0
0
0
0
0
0
0
0
0
0
0
0
0
0
0
0
0
0
0
0
0
0
0
0
0
0
0
0
0
0
0
0
0
0
0
0
0
0
0
0
0
0
0
0
0
0
0
0
0
0
0
0
0
0
0
0
0
0
0
0
0
0
0
0
0
0
0
0
0
0
0
0
0
0
0
0
0
0
0
0
0
0
0
0
0
0
0
0
0
0
0
0
0
0
0
0
0
0
0
0
0
0
0
0
0
0
0
0
0
0
0
0
0
0
0
0
0
0
0
0
0
0
0
0
0
0
0
0
0
0
0
0
0
0
0
0
0
0
0
0
0
0
0
0
0
0
0
0
0
0
0
0
0
0
0
0
0
0
0
0
0
0
0
0
0
0
0
0
0
0
0
0
0
0
0
0
0
0
0
0
0
0
0
0
0
0
0
0
0
0
0
0
0
0
0
0
0
0
0
0
0
0
0
0
0
0
0
0
0
0
0
0
0
0
0
0
0
0
0
0
0
0
0
0
0
0
0
0
0
0
0
0
0
0
0
0
0
0
0
0
0
0
0
0
0
0
0
0
0
0
0
0
0
0
0
0
0
0
0
0
0
0
0
0
0
0
0
0
0
0
0
0
0
0
0
0
0
0
0
0
0
0
0
0
0
0
0
0
0
0
0
0
0
0
0
0
0
0
0
0
0
0
0
0
0
0
0
0
0
0
0
0
0
0
0
0
0
0
0
0
0
0
0
0
0
0
0
0
0
0
0
0
0
0
0
0
0
0
0
0
0
0
0
0
0
0
0
0
0
0
0
0
0
0
0
0
0
0
0
0
0
0
0
0
0
0
0
0
0
0
0
0
0
0
0
0
0
0
0
0
0
0
0
0
0
0
0
0
0
0
0
0
0
0
0
0
0
0
0
0
0
0
0
0
0
0
0
0
0
0
0
0
0
0
0
0
0
0
0
0
0
0
0
0
0
0
0
0
0
0
0
0
0
0
0
0
0
0
0
0
0
0
0
0
0
0
0
0
0
0
0
0
0
0
0
0
0
0
0
0
0
0
0
0
0
0
0
0
0
0
0
0
0
0
0
0
0
0
0
0
0
0
0
0
0
0
0
0
0
0
0
0
0
0
0
0
0
0
0
0
0
0
0
0
0
0
0
0
0
0
0
0
0
0
0
0
0
0
0
0
0
0
0
0
0
0
0
0
0
0
0
0
0
0
0
0
0
0
0
0
0
0
0
0
0
0
0
0
0
0
0
0
0
0
0
0
0
0
0
0
0
0
0
0
0
0
0
0
0
0
0
0
0
0
0
0
0
0
0
0
0
0
0
0
0
0
0
0
0
0
0
0
0
0
0
0
0
0
0
0
0
0
0
0
0
0
0
0
0
0
0
0
0
0
0
0
0
0
0
0
0
0
0
0
0
0
0
0
0
0
0
0
0
0
0
0
0
0
0
0
0
0
0
0
0
0
0
0
0
0
0
0
0
0
0
0
0
0
0
0
0
0
0
0
0
0
0
0
0
0
0
0
0
0
0
0
0
0
0
0
0
0
0
0
0
0
0
0
0
0
0
0
0
0
0
0
0
0
0
0
0
0
0
0
0
0
0
0
0
0
0
0
0
0
0
0
0
0
0
0
0
0
0
0
0
0
0
0
0
0
0
0
0
0
0
0
0
0
0
0
0
0
0
0
0
0
0
0
0
0
0
0
0
0
0
0
0
0
0
0
0
0
0
0
0
0
0
0
0
0
0
0
0
0
0
0
0
0
0
0
0
0
0
0
0
0
0
0
0
0
0
0
0
0
0
0
0
0
0
0
0
0
0
0
0
0
0
0
0
0
0
0
0
0
0
0
0
0
0
0
0
0
0
0
0
0
0
0
0
0
0
0
0
0
0
0
0
0
0
0
0
0
0
0
0
0
0
0
0
0
0
0
0
0
0
0
0
0
0
0
0
0
0
0
0
0
0
0
0
0
0
0
0
0
0
0
0
0
0
0
0
0
0
0
0
0
0
0
0
0
0
0
0
0
0
0
0
0
0
0
0
0
0
0
0
0
0
0
0
0
0
0
0
0
0
0
0
0
0
0
0
0
0
0
0
0
0
0
0
0
0
0
0
0
0
0
0
0
0
0
0
0
0
0
0
0
0
0
0
0
0
0
0
0
0
0
0
0
0
0
0
0
0
0
0
0
0
0
0
0
0
0
0
0
0
0
0
0
0
0
0
0
0
0
0
0
0
0
0
0
0
0
0
0
0
0
0
0
0
0
0
0
0
0
0
0
0
0
0
0
0
0
0
0
0
0
0
0
0
0
0
0
0
0
0
0
0
0
0
0
0
0
0
0
0
0
0
0
0
0
0
0
0
0
0
0
0
0
0
0
0
0
0
0
0
0
0
0
0
0
0
0
0
0
0
0
0
0
0
0
0
0
0
0
0
0
0
0
0
0
0
0
0
0
0
0
0
0
0
0
0
0
0
0
0
0
0
0
0
0
0
0
0
0
0
0
0
0
0
0
0
0
0
0
0
0
0
0
0
0
0
0
0
0
0
0
0
0
0
0
0
0
0
0
0
0
0
0
0
0
0
0
0
0
0
0
0
0
0
0
0
0
0
0
0
0
0
0
0
0
0
0
0
0
0
0
0
0
0
0
0
0
0
0
0
0
0
0
0
0
0
0
0
0
0
0
0
0
0
0
0
0
0
0
0
0
0
0
0
0
0
0
0
0
0
0
0
0
0
0
0
0
0
0
0
0
0
0
0
0
0
0
0
0
0
0
0
0
0
0
0
0
0
0
0
0
0
0
0
0
0
0
0
0
0
0
0
0
0
0
0
0
0
0
0
0
0
0
0
0
0
0
0
0
0
0
0
0
0
0
0
0
0
0
0
0
0
0
0
0
0
0
0
0
0
0
0
0
0
0
0
0
0
0
0
0
0
0
0
0
0
0
0
0
0
0
0
0
0
0
0
0
0
0
0
0
0
0
0
0
0
0
0
0
0
0
0
0
0
0
0
0
0
0
0
0
0
0
0
0
0
0
0
0
0
0
0
0
0
0
0
0
0
0
0
0
0
0
0
0
0
0
0
0
0
0
0
0
0
0
0
0
0
0
0
0
0
0
0
0
0
0
0
0
0
0
0
0
0
0
0
0
0
0
0
0
0
0
0
0
0
0
0
0
0
0
0
0
0
0
0
0
0
0
0
0
0
0
0
0
0
0
0
0
0
0
0
0
0
0
0
0
0
0
0
0
0
0
0
0
0
0
0
0
0
0
0
0
0
0
0
0
0
0
0
0
0
0
0
0
0
0
0
0
0
0
0
0
0
0
0
0
0
0
0
0
0
0
0
0
0
0
0
0
0
0
0
0
0
0
0
0
0
0
0
0
0
0
0
0
0
0
0
0
0
0
0
0
0
0
0
0
0
0
0
0
0
0
0
0
0
0
0
0
0
0
0
0
0
0
0
0
0
0
0
0
0
0
0
0
0
0
0
0
0
0
0
0
0
0
0
0
0
0
0
0
0
0
0
0
0
0
0
0
0
0
0
0
0
0
0
0
0
0
0
0
0
0
0
0
0
0
0
0
0
0
0
0
0
0
0
0
0
0
0
0
0
0
0
0
0
0
0
0
0
0
0
0
0
0
0
0
0
0
0
0
0
0
0
0
0
0
0
0
0
0
0
0
0
0
0
0
0
0
0
0
0
0
0
0
0
0
0
0
0
0
0
0
0
0
0
0
0
0
0
0
0
0
0
0
0
0
0
0
0
0
0
0
0
0
0
0
0
0
0
0
0
0
0
0
0
0
0
0
0
0
0
0
0
0
0
0
0
0
0
0
0
0
0
0
0
0
0
0
0
0
0
0
0
0
0
0
0
0
0
0
0
0
0
0
0
0
0
0
0
0
0
0
0
0
0
0
0
0
0
0
0
0
0
0
0
0
0
0
0
0
0
0
0
0
0
0
0
0
0
0
0
0
0
0
0
0
0
0
0
0
0
0
0
0
0
0
0
0
0
0
0
0
0
0
0
0
0
0
0
0
0
0
0
0
0
0
0
0
0
0
0
0
0
0
0
0
0
0
0
0
0
0
0
0
0
0
0
0
0
0
0
0
0
0
0
0
0
0
0
0
0
0
0
0
0
0
0
0
0
0
0
0
0
0
0
0
0
0
0
0
0
0
0
0
0
0
0
0
0
0
0
0
0
0
0
0
0
0
0
0
0
0
0
0
0
0
0
0
0
0
0
0
0
0
0
0
0
0
0
0
0
0
0
0
0
0
0
0
0
0
0
0
0
0
0
0
0
0
0
0
0
0
0
0
0
0
0
0
0
0
0
0
0
0
0
0
0
0
0
0
0
0
0
0
0
0
0
0
0
0
0
0
0
0
0
0
0
0
0
0
0
0
0
0
0
0
0
0
0
0
0
0
0
0
0
0
0
0
0
0
0
0
0
0
0
0
0
0
0
0
0
0
0
0
0
0
0
0
0
0
0
0
0
0
0
0
0
0
0
0
0
0
0
0
0
0
0
0
0
0
0
0
0
0
0
0
0
0
0
0
0
0
0
0
0
0
0
0
0
0
0
0
0
0
0
0
0
0
0
0
0
0
0
0
0
0
0
0
0
0
0
0
0
0
0
0
0
0
0
0
0
0
0
0
0
0
0
0
0
0
0
0
0
0
0
0
0
0
0
0
0
0
0
0
0
0
0
0
0
0
0
0
0
0
0
0
0
0
0
0
0
0
0
0
0
0
0
0
0
0
0
0
0
0
0
0
0
0
0
0
0
0
0
0
0
0
0
0
0
0
0
0
0
0
0
0
0
0
0
0
0
0
0
0
0
0
0
0
0
0
0
0
0
0
0
0
0
0
0
0
0
0
0
0
0
0
0
0
0
0
0
0
0
0
0
0
0
0
0
0
0
0
0
0
0
0
0
0
0
0
0
0
0
0
0
0
0
0
0
0
0
0
0
0
0
0
0
0
0
0
0
0
0
0
0
0
0
0
0
0
0
0
0
0
0
0
0
0
0
0
0
0
0
0
0
0
0
0
0
0
0
0
0
0
0
0
0
0
0
0
0
0
0
0
0
0
0
0
0
0
0
0
0
0
0
0
0
0
0
0
0
0
0
0
0
0
0
0
0
0
0
0
0
0
0
0
0
0
0
0
0
0
0
0
0
0
0
0
0
0
0
0
0
0
0
0
0
0
0
0
0
0
0
0
0
0
0
0
0
0
0
0
0
0
0
0
0
0
0
0
0
0
0
0
0
0
0
0
0
0
0
0
0
0
0
0
0
0
0
0
0
0
0
0
0
0
0
0
0
0
0
0
0
0
0
0
0
0
0
0
0
0
0
0
0
0
0
0
0
0
0
0
0
0
0
0
0
0
0
0
0
0
0
0
0
0
0
0
0
0
0
0
0
0
0
0
0
0
0
0
0
0
0
0
0
0
0
0
0
0
0
0
0
0
0
0
0
0
0
0
0
0
0
0
0
0
0
0
0
0
0
0
0
0
0
0
0
0
0
0
0
0
0
0
0
0
0
0
0
0
0
0
0
0
0
0
0
0
0
0
0
0
0
0
0
0
0
0
0
0
0
0
0
0
0
0
0
0
0
0
0
0
0
0
0
0
0
0
0
0
0
0
0
0
0
0
0
0
0
0
0
0
0
0
0
0
0
0
0
0
0
0
0
0
0
0
0
0
0
0
0
0
0
0
0
0
0
0
0
0
0
0
0
0
0
0
0
0
0
0
0
0
0
0
0
0
0
0
0
0
0
0
0
0
0
0
0
0
0
0
0
0
0
0
0
0
0
0
0
0
0
0
0
0
0
0
0
0
0
0
0
0
0
0
0
0
0
0
0
0
0
0
0
0
0
0
0
0
0
0
0
0
0
0
0
0
0
0
0
0
0
0
0
0
0
0
0
0
0
0
0
0
0
0
0
0
0
0
0
0
0
0
0
0
0
0
0
0
0
0
0
0
0
0
0
0
0
0
0
0
0
0
0
0
0
0
0
0
0
0
0
0
0
0
0
0
0
0
0
0
0
0
0
0
0
0
0
0
0
0
0
0
0
0
0
0
0
0
0
0
0
0
0
0
0
0
0
0
0
0
0
0
0
0
0
0
0
0
0
0
0
0
0
0
0
0
0
0
0
0
0
0
0
0
0
0
0
0
0
0
0
0
0
0
0
0
0
0
0
0
0
0
0
0
0
0
0
0
0
0
0
0
0
0
0
0
0
0
0
0
0
0
0
0
0
0
0
0
0
0
0
0
0
0
0
0
0
0
0
0
0
0
0
0
0
0
0
0
0
0
0
0
0
0
0
0
0
0
0
0
0
0
0
0
0
0
0
0
0
0
0
0
0
0
0
0
0
0
0
0
0
0
0
0
0
0
0
0
0
0
0
0
0
0
0
0
0
0
0
0
0
0
0
0
0
0
0
0
0
0
0
0
0
0
0
0
0
0
0
0
0
0
0
0
0
0
0
0
0
0
0
0
0
0
0
0
0
0
0
0
0
0
0
0
0
0
0
0
0
0
0
0
0
0
0
0
0
0
0
0
0
0
0
0
0
0
0
0
0
0
0
0
0
0
0
0
0
0
0
0
0
0
0
0
0
0
0
0
0
0
0
0
0
0
0
0
0
0
0
0
0
0
0
0
0
0
0
0
0
0
0
0
0
0
0
0
0
0
0
0
0
0
0
0
0
0
0
0
0
0
0
0
0
0
0
0
0
0
0
0
0
0
0
0
0
0
0
0
0
0
0
0
0
0
0
0
0
0
0
0
0
0
0
0
0
0
0
0
0
0
0
0
0
0
0
0
0
0
0
0
0
0
0
0
0
0
0
0
0
0
0
0
0
0
0
0
0
0
0
0
0
0
0
0
0
0
0
0
0
0
0
0
0
0
0
0
0
0
0
0
0
0
0
0
0
0
0
0
0
0
0
0
0
0
0
0
0
0
0
0
0
0
0
0
0
0
0
0
0
0
0
0
0
0
0
0
0
0
0
0
0
0
0
0
0
0
0
0
0
0
0
0
0
0
0
0
0
0
0
0
0
0
0
0
0
0
0
0
0
0
0
0
0
0
0
0
0
0
0
0
0
0
0
0
0
0
0
0
0
0
0
0
0
0
0
0
0
0
0
0
0
0
0
0
0
0
0
0
0
0
0
0
0
0
0
0
0
0
0
0
0
0
0
0
0
0
0
0
0
0
0
0
0
0
0
0
0
0
0
0
0
0
0
0
0
0
0
0
0
0
0
0
0
0
0
0
0
0
0
0
0
0
0
0
0
0
0
0
0
0
0
0
0
0
0
0
0
0
0
0
0
0
0
0
0
0
0
0
0
0
0
0
0
0
0
0
0
0
0
0
0
0
0
0
0
0
0
0
0
0
0
0
0
0
0
0
0
0
0
0
0
0
0
0
0
0
0
0
0
0
0
0
0
0
0
0
0
0
0
0
0
0
0
0
0
0
0
0
0
0
0
0
0
0
0
0
0
0
0
0
0
0
0
0
0
0
0
0
0
0
0
0
0
0
0
0
0
0
0
0
0
0
0
0
0
0
0
0
0
0
0
0
0
0
0
0
0
0
0
0
0
0
0
0
0
0
0
0
0
0
0
0
0
0
0
0
0
0
0
0
0
0
0
0
0
0
0
0
0
0
0
0
0
0
0
0
0
0
0
0
0
0
0
0
0
0
0
0
0
0
0
0
0
0
0
0
0
0
0
0
0
0
0
0
0
0
0
0
0
0
0
0
0
0
0
0
0
0
0
0
0
0
0
0
0
0
0
0
0
0
0
0
0
0
0
0
0
0
0
0
0
0
0
0
0
0
0
0
0
0
0
0
0
0
0
0
0
0
0
0
0
0
0
0
0
0
0
0
0
0
0
0
0
0
0
0
0
0
0
0
0
0
0
0
0
0
0
0
0
0
0
0
0
0
0
0
0
0
0
0
0
0
0
0
0
0
0
0
0
0
0
0
0
0
0
0
0
0
0
0
0
0
0
0
0
0
0
0
0
0
0
0
0
0
0
0
0
0
0
0
0
0
0
0
0
0
0
0
0
0
0
0
0
0
0
0
0
0
0
0
0
0
0
0
0
0
0
0
0
0
0
0
0
0
0
0
0
0
0
0
0
0
0
0
0
0
0
0
0
0
0
0
0
0
0
0
0
0
0
0
0
0
0
0
0
0
0
0
0
0
0
0
0
0
0
0
0
0
0
0
0
0
0
0
0
0
0
0
0
0
0
0
0
0
0
0
0
0
0
0
0
0
0
0
0
0
0
0
0
0
0
0
0
0
0
0
0
0
0
0
0
0
0
0
0
0
0
0
0
0
0
0
0
0
0
0
0
0
0
0
0
0
0
0
0
0
0
0
0
0
0
0
0
0
0
0
0
0
0
0
0
0
0
0
0
0
0
0
0
0
0
0
0
0
0
0
0
0
0
0
0
0
0
0
0
0
0
0
0
0
0
0
0
0
0
0
0
0
0
0
0
0
0
0
0
0
0
0
0
0
0
0
0
0
0
0
0
0
0
0
0
0
0
0
0
0
0
0
0
0
0
0
0
0
0
0
0
0
0
0
0
0
0
0
0
0
0
0
0
0
0
0
0
0
0
0
0
0
0
0
0
0
0
0
0
0
0
0
0
0
0
0
0
0
0
0
0
0
0
0
0
0
0
0
0
0
0
0
0
0
0
0
0
0
0
0
0
0
0
0
0
0
0
0
0
0
0
0
0
0
0
0
0
0
0
0
0
0
0
0
0
0
0
0
0
0
0
0
0
0
0
0
0
0
0
0
0
0
0
0
0
0
0
0
0
0
0
0
0
0
0
0
0
0
0
0
0
0
0
0
0
0
0
0
0
0
0
0
0
0
0
0
0
0
0
0
0
0
0
0
0
0
0
0
0
0
0
0
0
0
0
0
0
0
0
0
0
0
0
0
0
0
0
0
0
0
0
0
0
0
0
0
0
0
0
0
0
0
0
0
0
0
0
0
0
0
0
0
0
0
0
0
0
0
0
0
0
0
0
0
0
0
0
0
0
0
0
0
0
0
0
0
0
0
0
0
0
0
0
0
0
0
0
0
0
0
0
0
0
0
0
0
0
0
0
0
0
0
0
0
0
0
0
0
0
0
0
0
0
0
0
0
0
0
0
0
0
0
0
0
0
0
0
0
0
0
0
0
0
0
0
0
0
0
0
0
0
0
0
0
0
0
0
0
0
0
0
0
0
0
0
0
0
0
0
0
0
0
0
0
0
0
0
0
0
0
0
0
0
0
0
0
0
0
0
0
0
0
0
0
0
0
0
0
0
0
0
0
0
0
0
0
0
0
0
0
0
0
0
0
0
0
0
0
0
0
0
0
0
0
0
0
0
0
0
0
0
0
0
0
0
0
0
0
0
0
0
0
0
0
0
0
0
0
0
0
0
0
0
0
0
0
0
0
0
0
0
0
0
0
0
0
0
0
0
0
0
0
0
0
0
0
0
0
0
0
0
0
0
0
0
0
0
0
0
0
0
0
0
0
0
0
0
0
0
0
0
0
0
0
0
0
0
0
0
0
0
0
0
0
0
0
0
0
0
0
0
0
0
0
0
0
0
0
0
0
0
0
0
0
0
0
0
0
0
0
0
0
0
0
0
0
0
0
0
0
0
0
0
0
0
0
0
0
0
0
0
0
0
0
0
0
0
0
0
0
0
0
0
0
0
0
0
0
0
0
0
0
0
0
0
0
0
0
0
0
0
0
0
0
0
0
0
0
0
0
0
0
0
0
0
0
0
0
0
0
0
0
0
0
0
0
0
0
0
0
0
0
0
0
0
0
0
0
0
0
0
0
0
0
0
0
0
0
0
0
0
0
0
0
0
0
0
0
0
0
0
0
0
0
0
0
0
0
0
0
0
0
0
0
0
0
0
0
0
0
0
0
0
0
0
0
0
0
0
0
0
0
0
0
0
0
0
0
0
0
0
0
0
0
0
0
0
0
0
0
0
0
0
0
0
0
0
0
0
0
0
0
0
0
0
0
0
0
0
0
0
0
0
0
0
0
0
0
0
0
0
0
0
0
0
0
0
0
0
0
0
0
0
0
0
0
0
0
0
0
0
0
0
0
0
0
0
0
0
0
0
0
0
0
0
0
0
0
0
0
0
0
0
0
0
0
0
0
0
0
0
0
0
0
0
0
0
0
0
0
0
0
0
0
0
0
0
0
0
0
0
0
0
0
0
0
0
0
0
0
0
0
0
0
0
0
0
0
0
0
0
0
0
0
0
0
0
0
0
0
0
0
0
0
0
0
0
0
0
0
0
0
0
0
0
0
0
0
0
0
0
0
0
0
0
0
0
0
0
0
0
0
0
0
0
0
0
0
0
0
0
0
0
0
0
0
0
0
0
0
0
0
0
0
0
0
0
0
0
0
0
0
0
0
0
0
0
0
0
0
0
0
0
0
0
0
0
0
0
0
0
0
0
0
0
0
0
0
0
0
0
0
0
0
0
0
0
0
0
0
0
0
0
0
0
0
0
0
0
0
0
0
0
0
0
0
0
0
0
0
0
0
0
0
0
0
0
0
0
0
0
0
0
0
0
0
0
0
0
0
0
0
0
0
0
0
0
0
0
0
0
0
0
0
0
0
0
0
0
0
0
0
0
0
0
0
0
0
0
0
0
0
0
0
0
0
0
0
0
0
0
0
0
0
0
0
0
0
0
0
0
0
0
0
0
0
0
0
0
0
0
0
0
0
0
0
0
0
0
0
0
0
0
0
0
0
0
0
0
0
0
0
0
0
0
0
0
0
0
0
0
0
0
0
0
0
0
0
0
0
0
0
0
0
0
0
0
0
0
0
0
0
0
0
0
0
0
0
0
0
0
0
0
0
0
0
0
0
0
0
0
0
0
0
0
0
0
0
0
0
0
0
0
0
0
0
0
0
0
0
0
0
0
0
0
0
0
0
0
0
0
0
0
0
0
0
0
0
0
0
0
0
0
0
0
0
0
0
0
0
0
0
0
0
0
0
0
0
0
0
0
0
0
0
0
0
0
0
0
0
0
0
0
0
0
0
0
0
0
0
0
0
0
0
0
0
0
0
0
0
0
0
0
0
0
0
0
0
0
0
0
0
0
0
0
0
0
0
0
0
0
0
0
0
0
0
0
0
0
0
0
0
0
0
0
0
0
0
0
0
0
0
0
0
0
0
0
0
0
0
0
0
0
0
0
0
0
0
0
0
0
0
0
0
0
0
0
0
0
0
0
0
0
0
0
0
0
0
0
0
0
0
0
0
0
0
0
0
0
0
0
0
0
0
0
0
0
0
0
0
0
0
0
0
0
0
0
0
0
0
0
0
0
0
0
0
0
0
0
0
0
0
0
0
0
0
0
0
0
0
0
0
0
0
0
0
0
0
0
0
0
0
0
0
0
0
0
0
0
0
0
0
0
0
0
0
0
0
0
0
0
0
0
0
0
0
0
0
0
0
0
0
0
0
0
0
0
0
0
0
0
0
0
0
0
0
0
0
0
0
0
0
0
0
0
0
0
0
0
0
0
0
0
0
0
0
0
0
0
0
0
0
0
0
0
0
0
0
0
0
0
0
0
0
0
0
0
0
0
0
0
0
0
0
0
0
0
0
0
0
0
0
0
0
0
0
0
0
0
0
0
0
0
0
0
0
0
0
0
0
0
0
0
0
0
0
0
0
0
0
0
0
0
0
0
0
0
0
0
0
0
0
0
0
0
0
0
0
0
0
0
0
0
0
0
0
0
0
0
0
0
0
0
0
0
0
0
0
0
0
0
0
0
0
0
0
0
0
0
0
0
0
0
0
0
0
0
0
0
0
0
0
0
0
0
0
0
0
0
0
0
0
0
0
0
0
0
0
0
0
0
0
0
0
0
0
0
0
0
0
0
0
0
0
0
0
0
0
0
0
0
0
0
0
0
0
0
0
0
0
0
0
0
0
0
0
0
0
0
0
0
0
0
0
0
0
0
0
0
0
0
0
0
0
0
0
0
0
0
0
0
0
0
0
0
0
0
0
0
0
0
0
0
0
0
0
0
0
0
0
0
0
0
0
0
0
0
0
0
0
0
0
0
0
0
0
0
0
0
0
0
0
0
0
0
0
0
0
0
0
0
0
0
0
0
0
0
0
0
0
0
0
0
0
0
0
0
0
0
0
0
0
0
0
0
0
0
0
0
0
0
0
0
0
0
0
0
0
0
0
0
0
0
0
0
0
0
0
0
0
0
0
0
0
0
0
0
0
0
0
0
0
0
0
0
0
0
0
0
0
0
0
0
0
0
0
0
0
0
0
0
0
0
0
0
0
0
0
0
0
0
0
0
0
0
0
0
0
0
0
0
0
0
0
0
0
0
0
0
0
0
0
0
0
0
0
0
0
0
0
0
0
0
0
0
0
0
0
0
0
0
0
0
0
0
0
0
0
0
0
0
0
0
0
0
0
0
0
0
0
0
0
0
0
0
0
0
0
0
0
0
0
0
0
0
0
0
0
0
0
0
0
0
0
0
0
0
0
0
0
0
0
0
0
0
0
0
0
0
0
0
0
0
0
0
0
0
0
0
0
0
0
0
0
0
0
0
0
0
0
0
0
0
0
0
0
0
0
0
0
0
0
0
0
0
0
0
0
0
0
0
0
0
0
0
0
0
0
0
0
0
0
0
0
0
0
0
0
0
0
0
0
0
0
0
0
0
0
0
0
0
0
0
0
0
0
0
0
0
0
0
0
0
0
0
0
0
0
0
0
0
0
0
0
0
0
0
0
0
0
0
0
0
0
0
0
0
0
0
0
0
0
0
0
0
0
0
0
0
0
0
0
0
0
0
0
0
0
0
0
0
0
0
0
0
0
0
0
0
0
0
0
0
0
0
0
0
0
0
0
0
0
0
0
0
0
0
0
0
0
0
0
0
0
0
0
0
0
0
0
0
0
0
0
0
0
0
0
0
0
0
0
0
0
0
0
0
0
0
0
0
0
0
0
0
0
0
0
0
0
0
0
0
0
0
0
0
0
0
0
0
0
0
0
0
0
0
0
0
0
0
0
0
0
0
0
0
0
0
0
0
0
0
0
0
0
0
0
0
0
0
0
0
0
0
0
0
0
0
0
0
0
0
0
0
0
0
0
0
0
0
0
0
0
0
0
0
0
0
0
0
0
0
0
0
0
0
0
0
0
0
0
0
0
0
0
0
0
0
0
0
0
0
0
0
0
0
0
0
0
0
0
0
0
0
0
0
0
0
0
0
0
0
0
0
0
0
0
0
0
0
0
0
0
0
0
0
0
0
0
0
0
0
0
0
0
0
0
0
0
0
0
0
0
0
0
0
0
0
0
0
0
0
0
0
0
0
0
0
0
0
0
0
0
0
0
0
0
0
0
0
0
0
0
0
0
0
0
0
0
0
0
0
0
0
0
0
0
0
0
0
0
0
0
0
0
0
0
0
0
0
0
0
0
0
0
0
0
0
0
0
0
0
0
0
0
0
0
0
0
0
0
0
0
0
0
0
0
0
0
0
0
0
0
0
0
0
0
0
0
0
0
0
0
0
0
0
0
0
0
0
0
0
0
0
0
0
0
0
0
0
0
0
0
0
0
0
0
0
0
0
0
0
0
0
0
0
0
0
0
0
0
0
0
0
0
0
0
0
0
0
0
0
0
0
0
0
0
0
0
0
0
0
0
0
0
0
0
0
0
0
0
0
0
0
0
0
0
0
0
0
0
0
0
0
0
0
0
0
0
0
0
0
0
0
0
0
0
0
0
0
0
0
0
0
0
0
0
0
0
0
0
0
0
0
0
0
0
0
0
0
0
0
0
0
0
0
0
0
0
0
0
0
0
0
0
0
0
0
0
0
0
0
0
0
0
0
0
0
0
0
0
0
0
0
0
0
0
0
0
0
0
0
0
0
0
0
0
0
0
0
0
0
0
0
0
0
0
0
0
0
0
0
0
0
0
0
0
0
0
0
0
0
0
0
0
0
0
0
0
0
0
0
0
0
0
0
0
0
0
0
0
0
0
0
0
0
0
0
0
0
0
0
0
0
0
0
0
0
0
0
0
0
0
0
0
0
0
0
0
0
0
0
0
0
0
0
0
0
0
0
0
0
0
0
0
0
0
0
0
0
0
0
0
0
0
0
0
0
0
0
0
0
0
0
0
0
0
0
0
0
0
0
0
0
0
0
0
0
0
0
0
0
0
0
0
0
0
0
0
0
0
0
0
0
0
0
0
0
0
0
0
0
0
0
0
0
0
0
0
0
0
0
0
0
0
0
0
0
0
0
0
0
0
0
0
0
0
0
0
0
0
0
0
0
0
0
0
0
0
0
0
0
0
0
0
0
0
0
0
0
0
0
0
0
0
0
0
0
0
0
0
0
0
0
0
0
0
0
0
0
0
0
0
0
0
0
0
0
0
0
0
0
0
0
0
0
0
0
0
0
0
0
0
0
0
0
0
0
0
0
0
0
0
0
0
0
0
0
0
0
0
0
0
0
0
0
0
0
0
0
0
0
0
0
0
0
0
0
0
0
0
0
0
0
0
0
0
0
0
0
0
0
0
0
0
0
0
0
0
0
0
0
0
0
0
0
0
0
0
0
0
0
0
0
0
0
0
0
0
0
0
0
0
0
0
0
0
0
0
0
0
0
0
0
0
0
0
0
0
0
0
0
0
0
0
0
0
0
0
0
0
0
0
0
0
0
0
0
0
0
0
0
0
0
0
0
0
0
0
0
0
0
0
0
0
0
0
0
0
0
0
0
0
0
0
0
0
0
0
0
0
0
0
0
0
0
0
0
0
0
0
0
0
0
0
0
0
0
0
0
0
0
0
0
0
0
0
0
0
0
0
0
0
0
0
0
0
0
0
0
0
0
0
0
0
0
0
0
0
0
0
0
0
0
0
0
0
0
0
0
0
0
0
0
0
0
0
0
0
0
0
0
0
0
0
0
0
0
0
0
0
0
0
0
0
0
0
0
0
0
0
0
0
0
0
0
0
0
0
0
0
0
0
0
0
0
0
0
0
0
0
0
0
0
0
0
0
0
0
0
0
0
0
0
0
0
0
0
0
0
0
0
0
0
0
0
0
0
0
0
0
0
0
0
0
0
0
0
0
0
0
0
0
0
0
0
0
0
0
0
0
0
0
0
0
0
0
0
0
0
0
0
0
0
0
0
0
0
0
0
0
0
0
0
0
0
0
0
0
0
0
0
0
0
0
0
0
0
0
0
0
0
0
0
0
0
0
0
0
0
0
0
0
0
0
0
0
0
0
0
0
0
0
0
0
0
0
0
0
0
0
0
0
0
0
0
0
0
0
0
0
0
0
0
0
0
0
0
0
0
0
0
0
0
0
0
0
0
0
0
0
0
0
0
0
0
0
0
0
0
0
0
0
0
0
0
0
0
0
0
0
0
0
0
0
0
0
0
0
0
0
0
0
0
0
0
0
0
0
0
0
0
0
0
0
0
0
0
0
0
0
0
0
0
0
0
0
0
0
0
0
0
0
0
0
0
0
0
0
0
0
0
0
0
0
0
0
0
0
0
0
0
0
0
0
0
0
0
0
0
0
0
0
0
0
0
0
0
0
0
0
0
0
0
0
0
0
0
0
0
0
0
0
0
0
0
0
0
0
0
0
0
0
0
0
0
0
0
0
0
0
0
0
0
0
0
0
0
0
0
0
0
0
0
0
0
0
0
0
0
0
0
0
0
0
0
0
0
0
0
0
0
0
0
0
0
0
0
0
0
0
0
0
0
0
0
0
0
0
0
0
0
0
0
0
0
0
0
0
0
0
0
0
0
0
0
0
0
0
0
0
0
0
0
0
0
0
0
0
0
0
0
0
0
0
0
0
0
0
0
0
0
0
0
0
0
0
0
0
0
0
0
0
0
0
0
0
0
0
0
0
0
0
0
0
0
0
0
0
0
0
0
0
0
0
0
0
0
0
0
0
0
0
0
0
0
0
0
0
0
0
0
0
0
0
0
0
0
0
0
0
0
0
0
0
0
0
0
0
0
0
0
0
0
0
0
0
0
0
0
0
0
0
0
0
0
0
0
0
0
0
0
0
0
0
0
0
0
0
0
0
0
0
0
0
0
0
0
0
0
0
0
0
0
0
0
0
0
0
0
0
0
0
0
0
0
0
0
0
0
0
0
0
0
0
0
0
0
0
0
0
0
0
0
0
0
0
0
0
0
0
0
0
0
0
0
0
0
0
0
0
0
0
0
0
0
0
0
0
0
0
0
0
0
0
0
0
0
0
0
0
0
0
0
0
0
0
0
0
0
0
0
0
0
0
0
0
0
0
0
0
0
0
0
0
0
0
0
0
0
0
0
0
0
0
0
0
0
0
0
0
0
0
0
0
0
0
0
0
0
0
0
0
0
0
0
0
0
0
0
0
0
0
0
0
0
0
0
0
0
0
0
0
0
0
0
0
0
0
0
0
0
0
0
0
0
0
0
0
0
0
0
0
0
0
0
0
0
0
0
0
0
0
0
0
0
0
0
0
0
0
0
0
0
0
0
0
0
0
0
0
0
0
0
0
0
0
0
0
0
0
0
0
0
0
0
0
0
0
0
0
0
0
0
0
0
0
0
0
0
0
0
0
0
0
0
0
0
0
0
0
0
0
0
0
0
0
0
0
0
0
0
0
0
0
0
0
0
0
0
0
0
0
0
0
0
0
0
0
0
0
0
0
0
0
0
0
0
0
0
0
0
0
0
0
0
0
0
0
0
0
0
0
0
0
0
0
0
0
0
0
0
0
0
0
0
0
0
0
0
0
0
0
0
0
0
0
0
0
0
0
0
0
0
0
0
0
0
0
0
0
0
0
0
0
0
0
0
0
0
0
0
0
0
0
0
0
0
0
0
0
0
0
0
0
0
0
0
0
0
0
0
0
0
0
0
0
0
0
0
0
0
0
0
0
0
0
0
0
0
0
0
0
0
0
0
0
0
0
0
0
0
0
0
0
0
0
0
0
0
0
0
0
0
0
0
0
0
0
0
0
0
0
0
0
0
0
0
0
0
0
0
0
0
0
0
0
0
0
0
0
0
0
0
0
0
0
0
0
0
0
0
0
0
0
0
0
0
0
0
0
0
0
0
0
0
0
0
0
0
0
0
0
0
0
0
0
0
0
0
0
0
0
0
0
0
0
0
0
0
0
0
0
0
0
0
0
0
0
0
0
0
0
0
0
0
0
0
0
0
0
0
0
0
0
0
0
0
0
0
0
0
0
0
0
0
0
0
0
0
0
0
0
0
0
0
0
0
0
0
0
0
0
0
0
0
0
0
0
0
0
0
0
0
0
0
0
0
0
0
0
0
0
0
0
0
0
0
0
0
0
0
0
0
0
0
0
0
0
0
0
0
0
0
0
0
0
0
0
0
0
0
0
0
0
0
0
0
0
0
0
0
0
0
0
0
0
0
0
0
0
0
0
0
0
0
0
0
0
0
0
0
0
0
0
0
0
0
0
0
0
0
0
0
0
0
0
0
0
0
0
0
0
0
0
0
0
0
0
0
0
0
0
0
0
0
0
0
0
0
0
0
0
0
0
0
0
0
0
0
0
0
0
0
0
0
0
0
0
0
0
0
0
0
0
0
0
0
0
0
0
0
0
0
0
0
0
0
0
0
0
0
0
0
0
0
0
0
0
0
0
0
0
0
0
0
0
0
0
0
0
0
0
0
0
0
0
0
0
0
0
0
0
0
0
0
0
0
0
0
0
0
0
0
0
0
0
0
0
0
0
0
0
0
0
0
0
0
0
0
0
0
0
0
0
0
0
0
0
0
0
0
0
0
0
0
0
0
0
0
0
0
0
0
0
0
0
0
0
0
0
0
0
0
0
0
0
0
0
0
0
0
0
0
0
0
0
0
0
0
0
0
0
0
0
0
0
0
0
0
0
0
0
0
0
0
0
0
0
0
0
0
0
0
0
0
0
0
0
0
0
0
0
0
0
0
0
0
0
0
0
0
0
0
0
0
0
0
0
0
0
0
0
0
0
0
0
0
0
0
0
0
0
0
0
0
0
0
0
0
0
0
0
0
0
0
0
0
0
0
0
0
0
0
0
0
0
0
0
0
0
0
0
0
0
0
0
0
0
0
0
0
0
0
0
0
0
0
0
0
0
0
0
0
0
0
0
0
0
0
0
0
0
0
0
0
0
0
0
0
0
0
0
0
0
0
0
0
0
0
0
0
0
0
0
0
0
0
0
0
0
0
0
0
0
0
0
0
0
0
0
0
0
0
0
0
0
0
0
0
0
0
0
0
0
0
0
0
0
0
0
0
0
0
0
0
0
0
0
0
0
0
0
0
0
0
0
0
0
0
0
0
0
0
0
0
0
0
0
0
0
0
0
0
0
0
0
0
0
0
0
0
0
0
0
0
0
0
0
0
0
0
0
0
0
0
0
0
0
0
0
0
0
0
0
0
0
0
0
0
0
0
0
0
0
0
0
0
0
0
0
0
0
0
0
0
0
0
0
0
0
0
0
0
0
0
0
0
0
0
0
0
0
0
0
0
0
0
0
0
0
0
0
0
0
0
0
0
0
0
0
0
0
0
0
0
0
0
0
0
0
0
0
0
0
0
0
0
0
0
0
0
0
0
0
0
0
0
0
0
0
0
0
0
0
0
0
0
0
0
0
0
0
0
0
0
0
0
0
0
0
0
0
0
0
0
0
0
0
0
0
0
0
0
0
0
0
0
0
0
0
0
0
0
0
0
0
0
0
0
0
0
0
0
0
0
0
0
0
0
0
0
0
0
0
0
0
0
0
0
0
0
0
0
0
0
0
0
0
0
0
0
0
0
0
0
0
0
0
0
0
0
0
0
0
0
0
0
0
0
0
0
0
0
0
0
0
0
0
0
0
0
0
0
0
0
0
0
0
0
0
0
0
0
0
0
0
0
0
0
0
0
0
0
0
0
0
0
0
0
0
0
0
0
0
0
0
0
0
0
0
0
0
0
0
0
0
0
0
0
0
0
0
0
0
0
0
0
0
0
0
0
0
0
0
0
0
0
0
0
0
0
0
0
0
0
0
0
0
0
0
0
0
0
0
0
0
0
0
0
0
0
0
0
0
0
0
0
0
0
0
0
0
0
0
0
0
0
0
0
0
0
0
0
0
0
0
0
0
0
0
0
0
0
0
0
0
0
0
0
0
0
0
0
0
0
0
0
0
0
0
0
0
0
0
0
0
0
0
0
0
0
0
0
0
0
0
0
0
0
0
0
0
0
0
0
0
0
0
0
0
0
0
0
0
0
0
0
0
0
0
0
0
0
0
0
0
0
0
0
0
0
0
0
0
0
0
0
0
0
0
0
0
0
0
0
0
0
0
0
0
0
0
0
0
0
0
0
0
0
0
0
0
0
0
0
0
0
0
0
0
0
0
0
0
0
0
0
0
0
0
0
0
0
0
0
0
0
0
0
0
0
0
0
0
0
0
0
0
0
0
0
0
0
0
0
0
0
0
0
0
0
0
0
0
0
0
0
0
0
0
0
0
0
0
0
0
0
0
0
0
0
0
0
0
0
0
0
0
0
0
0
0
0
0
0
0
0
0
0
0
0
0
0
0
0
0
0
0
0
0
0
0
0
0
0
0
0
0
0
0
0
0
0
0
0
0
0
0
0
0
0
0
0
0
0
0
0
0
0
0
0
0
0
0
0
0
0
0
0
0
0
0
0
0
0
0
0
0
0
0
0
0
0
0
0
0
0
0
0
0
0
0
0
0
0
0
0
0
0
0
0
0
0
0
0
0
0
0
0
0
0
0
0
0
0
0
0
0
0
0
0
0
0
0
0
0
0
0
0
0
0
0
0
0
0
0
0
0
0
0
0
0
0
0
0
0
0
0
0
0
0
0
0
0
0
0
0
0
0
0
0
0
0
0
0
0
0
0
0
0
0
0
0
0
0
0
0
0
0
0
0
0
0
0
0
0
0
0
0
0
0
0
0
0
0
0
0
0
0
0
0
0
0
0
0
0
0
0
0
0
0
0
0
0
0
0
0
0
0
0
0
0
0
0
0
0
0
0
0
0
0
0
0
0
0
0
0
0
0
0
0
0
0
0
0
0
0
0
0
0
0
0
0
0
0
0
0
0
0
0
0
0
0
0
0
0
0
0
0
0
0
0
0
0
0
0
0
0
0
0
0
0
0
0
0
0
0
0
0
0
0
0
0
0
0
0
0
0
0
0
0
0
0
0
0
0
0
0
0
0
0
0
0
0
0
0
0
0
0
0
0
0
0
0
0
0
0
0
0
0
0
0
0
0
0
0
0
0
0
0
0
0
0
0
0
0
0
0
0
0
0
0
0
0
0
0
0
0
0
0
0
0
0
0
0
0
0
0
0
0
0
0
0
0
0
0
0
0
0
0
0
0
0
0
0
0
0
0
0
0
0
0
0
0
0
0
0
0
0
0
0
0
0
0
0
0
0
0
0
0
0
0
0
0
0
0
0
0
0
0
0
0
0
0
0
0
0
0
0
0
0
0
0
0
0
0
0
0
0
0
0
0
0
0
0
0
0
0
0
0
0
0
0
0
0
0
0
0
0
0
0
0
0
0
0
0
0
0
0
0
0
0
0
0
0
0
0
0
0
0
0
0
0
0
0
0
0
0
0
0
0
0
0
0
0
0
0
0
0
0
0
0
0
0
0
0
0
0
0
0
0
0
0
0
0
0
0
0
0
0
0
0
0
0
0
0
0
0
0
0
0
0
0
0
0
0
0
0
0
0
0
0
0
0
0
0
0
0
0
0
0
0
0
0
0
0
0
0
0
0
0
0
0
0
0
0
0
0
0
0
0
0
0
0
0
0
0
0
0
0
0
0
0
0
0
0
0
0
0
0
0
0
0
0
0
0
0
0
0
0
0
0
0
0
0
0
0
0
0
0
0
0
0
0
0
0
0
0
0
0
0
0
0
0
0
0
0
0
0
0
0
0
0
0
0
0
0
0
0
0
0
0
0
0
0
0
0
0
0
0
0
0
0
0
0
0
0
0
0
0
0
0
0
0
0
0
0
0
0
0
0
0
0
0
0
0
0
0
0
0
0
0
0
0
0
0
0
0
0
0
0
0
0
0
0
0
0
0
0
0
0
0
0
0
0
0
0
0
0
0
0
0
0
0
0
0
0
0
0
0
0
0
0
0
0
0
0
0
0
0
0
0
0
0
0
0
0
0
0
0
0
0
0
0
0
0
0
0
0
0
0
0
0
0
0
0
0
0
0
0
0
0
0
0
0
0
0
0
0
0
0
0
0
0
0
0
0
0
0
0
0
0
0
0
0
0
0
0
0
0
0
0
0
0
0
0
0
0
0
0
0
0
0
0
0
0
0
0
0
0
0
0
0
0
0
0
0
0
0
0
0
0
0
0
0
0
0
0
0
0
0
0
0
0
0
0
0
0
0
0
0
0
0
0
0
0
0
0
0
0
0
0
0
0
0
0
0
0
0
0
0
0
0
0
0
0
0
0
0
0
0
0
0
0
0
0
0
0
0
0
0
0
0
0
0
0
0
0
0
0
0
0
0
0
0
0
0
0
0
0
0
0
0
0
0
0
0
0
0
0
0
0
0
0
0
0
0
0
0
0
0
0
0
0
0
0
0
0
0
0
0
0
0
0
0
0
0
0
0
0
0
0
0
0
0
0
0
0
0
0
0
0
0
0
0
0
0
0
0
0
0
0
0
0
0
0
0
0
0
0
0
0
0
0
0
0
0
0
0
0
0
0
0
0
0
0
0
0
0
0
0
0
0
0
0
0
0
0
0
0
0
0
0
0
0
0
0
0
0
0
0
0
0
0
0
0
0
0
0
0
0
0
0
0
0
0
0
0
0
0
0
0
0
0
0
0
0
0
0
0
0
0
0
0
0
0
0
0
0
0
0
0
0
0
0
0
0
0
0
0
0
0
0
0
0
0
0
0
0
0
0
0
0
0
0
0
0
0
0
0
0
0
0
0
0
0
0
0
0
0
0
0
0
0
0
0
0
0
0
0
0
0
0
0
0
0
0
0
0
0
0
0
0
0
0
0
0
0
0
0
0
0
0
0
0
0
0
0
0
0
0
0
0
0
0
0
0
0
0
0
0
0
0
0
0
0
0
0
0
0
0
0
0
0
0
0
0
0
0
0
0
0
0
0
0
0
0
0
0
0
0
0
0
0
0
0
0
0
0
0
0
0
0
0
0
0
0
0
0
0
0
0
0
0
0
0
0
0
0
0
0
0
0
0
0
0
0
0
0
0
0
0
0
0
0
0
0
0
0
0
0
0
0
0
0
0
0
0
0
0
0
0
0
0
0
0
0
0
0
0
0
0
0
0
0
0
0
0
0
0
0
0
0
0
0
0
0
0
0
0
0
0
0
0
0
0
0
0
0
0
0
0
0
0
0
0
0
0
0
0
0
0
0
0
0
0
0
0
0
0
0
0
0
0
0
0
0
0
0
0
0
0
0
0
0
0
0
0
0
0
0
0
0
0
0
0
0
0
0
0
0
0
0
0
0
0
0
0
0
0
0
0
0
0
0
0
0
0
0
0
0
0
0
0
0
0
0
0
0
0
0
0
0
0
0
0
0
0
0
0
0
0
0
0
0
0
0
0
0
0
0
0
0
0
0
0
0
0
0
0
0
0
0
0
0
0
0
0
0
0
0
0
0
0
0
0
0
0
0
0
0
0
0
0
0
0
0
0
0
0
0
0
0
0
0
0
0
0
0
0
0
0
0
0
0
0
0
0
0
0
0
0
0
0
0
0
0
0
0
0
0
0
0
0
0
0
0
0
0
0
0
0
0
0
0
0
0
0
0
0
0
0
0
0
0
0
0
0
0
0
0
0
0
0
0
0
0
0
0
0
0
0
0
0
0
0
0
0
0
0
0
0
0
0
0
0
0
0
0
0
0
0
0
0
0
0
0
0
0
0
0
0
0
0
0
0
0
0
0
0
0
0
0
0
0
0
0
0
0
0
0
0
0
0
0
0
0
0
0
0
0
0
0
0
0
0
0
0
0
0
0
0
0
0
0
0
0
0
0
0
0
0
0
0
0
0
0
0
0
0
0
0
0
0
0
0
0
0
0
0
0
0
0
0
0
0
0
0
0
0
0
0
0
0
0
0
0
0
0
0
0
0
0
0
0
0
0
0
0
0
0
0
0
0
0
0
0
0
0
0
0
0
0
0
0
0
0
0
0
0
0
0
0
0
0
0
0
0
0
0
0
0
0
0
0
0
0
0
0
0
0
0
0
0
0
0
0
0
0
0
0
0
0
0
0
0
0
0
0
0
0
0
0
0
0
0
0
0
0
0
0
0
0
0
0
0
0
0
0
0
0
0
0
0
0
0
0
0
0
0
0
0
0
0
0
0
0
0
0
0
0
0
0
0
0
0
0
0
0
0
0
0
0
0
0
0
0
0
0
0
0
0
0
0
0
0
0
0
0
0
0
0
0
0
0
0
0
0
0
0
0
0
0
0
0
0
0
0
0
0
0
0
0
0
0
0
0
0
0
0
0
0
0
0
0
0
0
0
0
0
0
0
0
0
0
0
0
0
0
0
0
0
0
0
0
0
0
0
0
0
0
0
0
0
0
0
0
0
0
0
0
0
0
0
0
0
0
0
0
0
0
0
0
0
0
0
0
0
0
0
0
0
0
0
0
0
0
0
0
0
0
0
0
0
0
0
0
0
0
0
0
0
0
0
0
0
0
0
0
0
0
0
0
0
0
0
0
0
0
0
0
0
0
0
0
0
0
0
0
0
0
0
0
0
0
0
0
0
0
0
0
0
0
0
0
0
0
0
0
0
0
0
0
0
0
0
0
0
0
0
0
0
0
0
0
0
0
0
0
0
0
0
0
0
0
0
0
0
0
0
0
0
0
0
0
0
0
0
0
0
0
0
0
0
0
0
0
0
0
0
0
0
0
0
0
0
0
0
0
0
0
0
0
0
0
0
0
0
0
0
0
0
0
0
0
0
0
0
0
0
0
0
0
0
0
0
0
0
0
0
0
0
0
0
0
0
0
0
0
0
0
0
0
0
0
0
0
0
0
0
0
0
0
0
0
0
0
0
0
0
0
0
0
0
0
0
0
0
0
0
0
0
0
0
0
0
0
0
0
0
0
0
0
0
0
0
0
0
0
0
0
0
0
0
0
0
0
0
0
0
0
0
0
0
0
0
0
0
0
0
0
0
0
0
0
0
0
0
0
0
0
0
0
0
0
0
0
0
0
0
0
0
0
0
0
0
0
0
0
0
0
0
0
0
0
0
0
0
0
0
0
0
0
0
0
0
0
0
0
0
0
0
0
0
0
0
0
0
0
0
0
0
0
0
0
0
0
0
0
0
0
0
0
0
0
0
0
0
0
0
0
0
0
0
0
0
0
0
0
0
0
0
0
0
0
0
0
0
0
0
0
0
0
0
0
0
0
0
0
0
0
0
0
0
0
0
0
0
0
0
0
0
0
0
0
0
0
0
0
0
0
0
0
0
0
0
0
0
0
0
0
0
0
0
0
0
0
0
0
0
0
0
0
0
0
0
0
0
0
0
0
0
0
0
0
0
0
0
0
0
0
0
0
0
0
0
0
0
0
0
0
0
0
0
0
0
0
0
0
0
0
0
0
0
0
0
0
0
0
0
0
0
0
0
0
0
0
0
0
0
0
0
0
0
0
0
0
0
0
0
0
0
0
0
0
0
0
0
0
0
0
0
0
0
0
0
0
0
0
0
0
0
0
0
0
0
0
0
0
0
0
0
0
0
0
0
0
0
0
0
0
0
0
0
0
0
0
0
0
0
0
0
0
0
0
0
0
0
0
0
0
0
0
0
0
0
0
0
0
0
0
0
0
0
0
0
0
0
0
0
0
0
0
0
0
0
0
0
0
0
0
0
0
0
0
0
0
0
0
0
0
0
0
0
0
0
0
0
0
0
0
0
0
0
0
0
0
0
0
0
0
0
0
0
0
0
0
0
0
0
0
0
0
0
0
0
0
0
0
0
0
0
0
0
0
0
0
0
0
0
0
0
0
0
0
0
0
0
0
0
0
0
0
0
0
0
0
0
0
0
0
0
0
0
0
0
0
0
0
0
0
0
0
0
0
0
0
0
0
0
0
0
0
0
0
0
0
0
0
0
0
0
0
0
0
0
0
0
0
0
0
0
0
0
0
0
0
0
0
0
0
0
0
0
0
0
0
0
0
0
0
0
0
0
0
0
0
0
0
0
0
0
0
0
0
0
0
0
0
0
0
0
0
0
0
0
0
0
0
0
0
0
0
0
0
0
0
0
0
0
0
0
0
0
0
0
0
0
0
0
0
0
0
0
0
0
0
0
0
0
0
0
0
0
0
0
0
0
0
0
0
0
0
0
0
0
0
0
0
0
0
0
0
0
0
0
0
0
0
0
0
0
0
0
0
0
0
0
0
0
0
0
0
0
0
0
0
0
0
0
0
0
0
0
0
0
0
0
0
0
0
0
0
0
0
0
0
0
0
0
0
0
0
0
0
0
0
0
0
0
0
0
0
0
0
0
0
0
0
0
0
0
0
0
0
0
0
0
0
0
0
0
0
0
0
0
0
0
0
0
0
0
0
0
0
0
0
0
0
0
0
0
0
0
0
0
0
0
0
0
0
0
0
0
0
0
0
0
0
0
0
0
0
0
0
0
0
0
0
0
0
0
0
0
0
0
0
0
0
0
0
0
0
0
0
0
0
0
0
0
0
0
0
0
0
0
0
0
0
0
0
0
0
0
0
0
0
0
0
0
0
0
0
0
0
0
0
0
0
0
0
0
0
0
0
0
0
0
0
0
0
0
0
0
0
0
0
0
0
0
0
0
0
0
0
0
0
0
0
0
0
0
0
0
0
0
0
0
0
0
0
0
0
0
0
0
0
0
0
0
0
0
0
0
0
0
0
0
0
0
0
0
0
0
0
0
0
0
0
0
0
0
0
0
0
0
0
0
0
0
0
0
0
0
0
0
0
0
0
0
0
0
0
0
0
0
0
0
0
0
0
0
0
0
0
0
0
0
0
0
0
0
0
0
0
0
0
0
0
0
0
0
0
0
0
0
0
0
0
0
0
0
0
0
0
0
0
0
0
0
0
0
0
0
0
0
0
0
0
0
0
0
0
0
0
0
0
0
0
0
0
0
0
0
0
0
0
0
0
0
0
0
0
0
0
0
0
0
0
0
0
0
0
0
0
0
0
0
0
0
0
0
0
0
0
0
0
0
0
0
0
0
0
0
0
0
0
0
0
0
0
0
0
0
0
0
0
0
0
0
0
0
0
0
0
0
0
0
0
0
0
0
0
0
0
0
0
0
0
0
0
0
0
0
0
0
0
0
0
0
0
0
0
0
0
0
0
0
0
0
0
0
0
0
0
0
0
0
0
0
0
0
0
0
0
0
0
0
0
0
0
0
0
0
0
0
0
0
0
0
0
0
0
0
0
0
0
0
0
0
0
0
0
0
0
0
0
0
0
0
0
0
0
0
0
0
0
0
0
0
0
0
0
0
0
0
0
0
0
0
0
0
0
0
0
0
0
0
0
0
0
0
0
0
0
0
0
0
0
0
0
0
0
0
0
0
0
0
0
0
0
0
0
0
0
0
0
0
0
0
0
0
0
0
0
0
0
0
0
0
0
0
0
0
0
0
0
0
0
0
0
0
0
0
0
0
0
0
0
0
0
0
0
0
0
0
0
0
0
0
0
0
0
0
0
0
0
0
0
0
0
0
0
0
0
0
0
0
0
0
0
0
0
0
0
0
0
0
0
0
0
0
0
0
0
0
0
0
0
0
0
0
0
0
0
0
0
0
0
0
0
0
0
0
0
0
0
0
0
0
0
0
0
0
0
0
0
0
0
0
0
0
0
0
0
0
0
0
0
0
0
0
0
0
0
0
0
0
0
0
0
0
0
0
0
0
0
0
0
0
0
0
0
0
0
0
0
0
0
0
0
0
0
0
0
0
0
0
0
0
0
0
0
0
0
0
0
0
0
0
0
0
0
0
0
0
0
0
0
0
0
0
0
0
0
0
0
0
0
0
0
0
0
0
0
0
0
0
0
0
0
0
0
0
0
0
0
0
0
0
0
0
0
0
0
0
0
0
0
0
0
0
0
0
0
0
0
0
0
0
0
0
0
0
0
0
0
0
0
0
0
0
0
0
0
0
0
0
0
0
0
0
0
0
0
0
0
0
0
0
0
0
0
0
0
0
0
0
0
0
0
0
0
0
0
0
0
0
0
0
0
0
0
0
0
0
0
0
0
0
0
0
0
0
0
0
0
0
0
0
0
0
0
0
0
0
0
0
0
0
0
0
0
0
0
0
0
0
0
0
0
0
0
0
0
0
0
0
0
0
0
0
0
0
0
0
0
0
0
0
0
0
0
0
0
0
0
0
0
0
0
0
0
0
0
0
0
0
0
0
0
0
0
0
0
0
0
0
0
0
0
0
0
0
0
0
0
0
0
0
0
0
0
0
0
0
0
0
0
0
0
0
0
0
0
0
0
0
0
0
0
0
0
0
0
0
0
0
0
0
0
0
0
0
0
0
0
0
0
0
0
0
0
0
0
0
0
0
0
0
0
0
0
0
0
0
0
0
0
0
0
0
0
0
0
0
0
0
0
0
0
0
0
0
0
0
0
0
0
0
0
0
0
0
0
0
0
0
0
0
0
0
0
0
0
0
0
0
0
0
0
0
0
0
0
0
0
0
0
0
0
0
0
0
0
0
0
0
0
0
0
0
0
0
0
0
0
0
0
0
0
0
0
0
0
0
0
0
0
0
0
0
0
0
0
0
0
0
0
0
0
0
0
0
0
0
0
0
0
0
0
0
0
0
0
0
0
0
0
0
0
0
0
0
0
0
0
0
0
0
0
0
0
0
0
0
0
0
0
0
0
0
0
0
0
0
0
0
0
0
0
0
0
0
0
0
0
0
0
0
0
0
0
0
0
0
0
0
0
0
0
0
0
0
0
0
0
0
0
0
0
0
0
0
0
0
0
0
0
0
0
0
0
0
0
0
0
0
0
0
0
0
0
0
0
0
0
0
0
0
0
0
0
0
0
0
0
0
0
0
0
0
0
0
0
0
0
0
0
0
0
0
0
0
0
0
0
0
0
0
0
0
0
0
0
0
0
0
0
0
0
0
0
0
0
0
0
0
0
0
0
0
0
0
0
0
0
0
0
0
0
0
0
0
0
0
0
0
0
0
0
0
0
0
0
0
0
0
0
0
0
0
0
0
0
0
0
0
0
0
0
0
0
0
0
0
0
0
0
0
0
0
0
0
0
0
0
0
0
0
0
0
0
0
0
0
0
0
0
0
0
0
0
0
0
0
0
0
0
0
0
0
0
0
0
0
0
0
0
0
0
0
0
0
0
0
0
0
0
0
0
0
0
0
0
0
0
0
0
0
0
0
0
0
0
0
0
0
0
0
0
0
0
0
0
0
0
0
0
0
0
0
0
0
0
0
0
0
0
0
0
0
0
0
0
0
0
0
0
0
0
0
0
0
0
0
0
0
0
0
0
0
0
0
0
0
0
0
0
0
0
0
0
0
0
0
0
0
0
0
0
0
0
0
0
0
0
0
0
0
0
0
0
0
0
0
0
0
0
0
0
0
0
0
0
0
0
0
0
0
0
0
0
0
0
0
0
0
0
0
0
0
0
0
0
0
0
0
0
0
0
0
0
0
0
0
0
0
0
0
0
0
0
0
0
0
0
0
0
0
0
0
0
0
0
0
0
0
0
0
0
0
0
0
0
0
0
0
0
0
0
0
0
0
0
0
0
0
0
0
0
0
0
0
0
0
0
0
0
0
0
0
0
0
0
0
0
0
0
0
0
0
0
0
0
0
0
0
0
0
0
0
0
0
0
0
0
0
0
0
0
0
0
0
0
0
0
0
0
0
0
0
0
0
0
0
0
0
0
0
0
0
0
0
0
0
0
0
0
0
0
0
0
0
0
0
0
0
0
0
0
0
0
0
0
0
0
0
0
0
0
0
0
0
0
0
0
0
0
0
0
0
0
0
0
0
0
0
0
0
0
0
0
0
0
0
0
0
0
0
0
0
0
0
0
0
0
0
0
0
0
0
0
0
0
0
0
0
0
0
0
0
0
0
0
0
0
0
0
0
0
0
0
0
0
0
0
0
0
0
0
0
0
0
0
0
0
0
0
0
0
0
0
0
0
0
0
0
0
0
0
0
0
0
0
0
0
0
0
0
0
0
0
0
0
0
0
0
0
0
0
0
0
0
0
0
0
0
0
0
0
0
0
0
0
0
0
0
0
0
0
0
0
0
0
0
0
0
0
0
0
0
0
0
0
0
0
0
0
0
0
0
0
0
0
0
0
0
0
0
0
0
0
0
0
0
0
0
0
0
0
0
0
0
0
0
0
0
0
0
0
0
0
0
0
0
0
0
0
0
0
0
0
0
0
0
0
0
0
0
0
0
0
0
0
0
0
0
0
0
0
0
0
0
0
0
0
0
0
0
0
0
0
0
0
0
0
0
0
0
0
0
0
0
0
0
0
0
0
0
0
0
0
0
0
0
0
0
0
0
0
0
0
0
0
0
0
0
0
0
0
0
0
0
0
0
0
0
0
0
0
0
0
0
0
0
0
0
0
0
0
0
0
0
0
0
0
0
0
0
0
0
0
0
0
0
0
0
0
0
0
0
0
0
0
0
0
0
0
0
0
0
0
0
0
0
0
0
0
0
0
0
0
0
0
0
0
0
0
0
0
0
0
0
0
0
0
0
0
0
0
0
0
0
0
0
0
0
0
0
0
0
0
0
0
0
0
0
0
0
0
0
0
0
0
0
0
0
0
0
0
0
0
0
0
0
0
0
0
0
0
0
0
0
0
0
0
0
0
0
0
0
0
0
0
0
0
0
0
0
0
0
0
0
0
0
0
0
0
0
0
0
0
0
0
0
0
0
0
0
0
0
0
0
0
0
0
0
0
0
0
0
0
0
0
0
0
0
0
0
0
0
0
0
0
0
0
0
0
0
0
0
0
0
0
0
0
0
0
0
0
0
0
0
0
0
0
0
0
0
0
0
0
0
0
0
0
0
0
0
0
0
0
0
0
0
0
0
0
0
0
0
0
0
0
0
0
0
0
0
0
0
0
0
0
0
0
0
0
0
0
0
0
0
0
0
0
0
0
0
0
0
0
0
0
0
0
0
0
0
0
0
0
0
0
0
0
0
0
0
0
0
0
0
0
0
0
0
0
0
0
0
0
0
0
0
0
0
0
0
0
0
0
0
0
0
0
0
0
0
0
0
0
0
0
0
0
0
0
0
0
0
0
0
0
0
0
0
0
0
0
0
0
0
0
0
0
0
0
0
0
0
0
0
0
0
0
0
0
0
0
0
0
0
0
0
0
0
0
0
0
0
0
0
0
0
0
0
0
0
0
0
0
0
0
0
0
0
0
0
0
0
0
0
0
0
0
0
0
0
0
0
0
0
0
0
0
0
0
0
0
0
0
0
0
0
0
0
0
0
0
0
0
0
0
0
0
0
0
0
0
0
0
0
0
0
0
0
0
0
0
0
0
0
0
0
0
0
0
0
0
0
0
0
0
0
0
0
0
0
0
0
0
0
0
0
0
0
0
0
0
0
0
0
0
0
0
0
0
0
0
0
0
0
0
0
0
0
0
0
0
0
0
0
0
0
0
0
0
0
0
0
0
0
0
0
0
0
0
0
0
0
0
0
0
0
0
0
0
0
0
0
0
0
0
0
0
0
0
0
0
0
0
0
0
0
0
0
0
0
0
0
0
0
0
0
0
0
0
0
0
0
0
0
0
0
0
0
0
0
0
0
0
0
0
0
0
0
0
0
0
0
0
0
0
0
0
0
0
0
0
0
0
0
0
0
0
0
0
0
0
0
0
0
0
0
0
0
0
0
0
0
0
0
0
0
0
0
0
0
0
0
0
0
0
0
0
0
0
0
0
0
0
0
0
0
0
0
0
0
0
0
0
0
0
0
0
0
0
0
0
0
0
0
0
0
0
0
0
0
0
0
0
0
0
0
0
0
0
0
0
0
0
0
0
0
0
0
0
0
0
0
0
0
0
0
0
0
0
0
0
0
0
0
0
0
0
0
0
0
0
0
0
0
0
0
0
0
0
0
0
0
0
0
0
0
0
0
0
0
0
0
0
0
0
0
0
0
0
0
0
0
0
0
0
0
0
0
0
0
0
0
0
0
0
0
0
0
0
0
0
0
0
0
0
0
0
0
0
0
0
0
0
0
0
0
0
0
0
0
0
0
0
0
0
0
0
0
0
0
0
0
0
0
0
0
0
0
0
0
0
0
0
0
0
0
0
0
0
0
0
0
0
0
0
0
0
0
0
0
0
0
0
0
0
0
0
0
0
0
0
0
0
0
0
0
0
0
0
0
0
0
0
0
0
0
0
0
0
0
0
0
0
0
0
0
0
0
0
0
0
0
0
0
0
0
0
0
0
0
0
0
0
0
0
0
0
0
0
0
0
0
0
0
0
0
0
0
0
0
0
0
0
0
0
0
0
0
0
0
0
0
0
0
0
0
0
0
0
0
0
0
0
0
0
0
0
0
0
0
0
0
0
0
0
0
0
0
0
0
0
0
0
0
0
0
0
0
0
0
0
0
0
0
0
0
0
0
0
0
0
0
0
0
0
0
0
0
0
0
0
0
0
0
0
0
0
0
0
0
0
0
0
0
0
0
0
0
0
0
0
0
0
0
0
0
0
0
0
0
0
0
0
0
0
0
0
0
0
0
0
0
0
0
0
0
0
0
0
0
0
0
0
0
0
0
0
0
0
0
0
0
0
0
0
0
0
0
0
0
0
0
0
0
0
0
0
0
0
0
0
0
0
0
0
0
0
0
0
0
0
0
0
0
0
0
0
0
0
0
0
0
0
0
0
0
0
0
0
0
0
0
0
0
0
0
0
0
0
0
0
0
0
0
0
0
0
0
0
0
0
0
0
0
0
0
0
0
0
0
0
0
0
0
0
0
0
0
0
0
0
0
0
0
0
0
0
0
0
0
0
0
0
0
0
0
0
0
0
0
0
0
0
0
0
0
0
0
0
0
0
0
0
0
0
0
0
0
0
0
0
0
0
0
0
0
0
0
0
0
0
0
0
0
0
0
0
0
0
0
0
0
0
0
0
0
0
0
0
0
0
0
0
0
0
0
0
0
0
0
0
0
0
0
0
0
0
0
0
0
0
0
0
0
0
0
0
0
0
0
0
0
0
0
0
0
0
0
0
0
0
0
0
0
0
0
0
0
0
0
0
0
0
0
0
0
0
0
0
0
0
0
0
0
0
0
0
0
0
0
0
0
0
0
0
0
0
0
0
0
0
0
0
0
0
0
0
0
0
0
0
0
0
0
0
0
0
0
0
0
0
0
0
0
0
0
0
0
0
0
0
0
0
0
0
0
0
0
0
0
0
0
0
0
0
0
0
0
0
0
0
0
0
0
0
0
0
0
0
0
0
0
0
0
0
0
0
0
0
0
0
0
0
0
0
0
0
0
0
0
0
0
0
0
0
0
0
0
0
0
0
0
0
0
0
0
0
0
0
0
0
0
0
0
0
0
0
0
0
0
0
0
0
0
0
0
0
0
0
0
0
0
0
0
0
0
0
0
0
0
0
0
0
0
0
0
0
0
0
0
0
0
0
0
0
0
0
0
0
0
0
0
0
0
0
0
0
0
0
0
0
0
0
0
0
0
0
0
0
0
0
0
0
0
0
0
0
0
0
0
0
0
0
0
0
0
0
0
0
0
0
0
0
0
0
0
0
0
0
0
0
0
0
0
0
0
0
0
0
0
0
0
0
0
0
0
0
0
0
0
0
0
0
0
0
0
0
0
0
0
0
0
0
0
0
0
0
0
0
0
0
0
0
0
0
0
0
0
0
0
0
0
0
0
0
0
0
0
0
0
0
0
0
0
0
0
0
0
0
0
0
0
0
0
0
0
0
0
0
0
0
0
0
0
0
0
0
0
0
0
0
0
0
0
0
0
0
0
0
0
0
0
0
0
0
0
0
0
0
0
0
0
0
0
0
0
0
0
0
0
0
0
0
0
0
0
0
0
0
0
0
0
0
0
0
0
0
0
0
0
0
0
0
0
0
0
0
0
0
0
0
0
0
0
0
0
0
0
0
0
0
0
0
0
0
0
0
0
0
0
0
0
0
0
0
0
0
0
0
0
0
0
0
0
0
0
0
0
0
0
0
0
0
0
0
0
0
0
0
0
0
0
0
0
0
0
0
0
0
0
0
0
0
0
0
0
0
0
0
0
0
0
0
0
0
0
0
0
0
0
0
0
0
0
0
0
0
0
0
0
0
0
0
0
0
0
0
0
0
0
0
0
0
0
0
0
0
0
0
0
0
0
0
0
0
0
0
0
0
0
0
0
0
0
0
0
0
0
0
0
0
0
0
0
0
0
0
0
0
0
0
0
0
0
0
0
0
0
0
0
0
0
0
0
0
0
0
0
0
0
0
0
0
0
0
0
0
0
0
0
0
0
0
0
0
0
0
0
0
0
0
0
0
0
0
0
0
0
0
0
0
0
0
0
0
0
0
0
0
0
0
0
0
0
0
0
0
0
0
0
0
0
0
0
0
0
0
0
0
0
0
0
0
0
0
0
0
0
0
0
0
0
0
0
0
0
0
0
0
0
0
0
0
0
0
0
0
0
0
0
0
0
0
0
0
0
0
0
0
0
0
0
0
0
0
0
0
0
0
0
0
0
0
0
0
0
0
0
0
0
0
0
0
0
0
0
0
0
0
0
0
0
0
0
0
0
0
0
0
0
0
0
0
0
0
0
0
0
0
0
0
0
0
0
0
0
0
0
0
0
0
0
0
0
0
0
0
0
0
0
0
0
0
0
0
0
0
0
0
0
0
0
0
0
0
0
0
0
0
0
0
0
0
0
0
0
0
0
0
0
0
0
0
0
0
0
0
0
0
0
0
0
0
0
0
0
0
0
0
0
0
0
0
0
0
0
0
0
0
0
0
0
0
0
0
0
0
0
0
0
0
0
0
0
0
0
0
0
0
0
0
0
0
0
0
0
0
0
0
0
0
0
0
0
0
0
0
0
0
0
0
0
0
0
0
0
0
0
0
0
0
0
0
0
0
0
0
0
0
0
0
0
0
0
0
0
0
0
0
0
0
0
0
0
0
0
0
0
0
0
0
0
0
0
0
0
0
0
0
0
0
0
0
0
0
0
0
0
0
0
0
0
0
0
0
0
0
0
0
0
0
0
0
0
0
0
0
0
0
0
0
0
0
0
0
0
0
0
0
0
0
0
0
0
0
0
0
0
0
0
0
0
0
0
0
0
0
0
0
0
0
0
0
0
0
0
0
0
0
0
0
0
0
0
0
0
0
0
0
0
0
0
0
0
0
0
0
0
0
0
0
0
0
0
0
0
0
0
0
0
0
0
0
0
0
0
0
0
0
0
0
0
0
0
0
0
0
0
0
0
0
0
0
0
0
0
0
0
0
0
0
0
0
0
0
0
0
0
0
0
0
0
0
0
0
0
0
0
0
0
0
0
0
0
0
0
0
0
0
0
0
0
0
0
0
0
0
0
0
0
0
0
0
0
0
0
0
0
0
0
0
0
0
0
0
0
0
0
0
0
0
0
0
0
0
0
0
0
0
0
0
0
0
0
0
0
0
0
0
0
0
0
0
0
0
0
0
0
0
0
0
0
0
0
0
0
0
0
0
0
0
0
0
0
0
0
0
0
0
0
0
0
0
0
0
0
0
0
0
0
0
0
0
0
0
0
0
0
0
0
0
0
0
0
0
0
0
0
0
0
0
0
0
0
0
0
0
0
0
0
0
0
0
0
0
0
0
0
0
0
0
0
0
0
0
0
0
0
0
0
0
0
0
0
0
0
0
0
0
0
0
0
0
0
0
0
0
0
0
0
0
0
0
0
0
0
0
0
0
0
0
0
0
0
0
0
0
0
0
0
0
0
0
0
0
0
0
0
0
0
0
0
0
0
0
0
0
0
0
0
0
0
0
0
0
0
0
0
0
0
0
0
0
0
0
0
0
0
0
0
0
0
0
0
0
0
0
0
0
0
0
0
0
0
0
0
0
0
0
0
0
0
0
0
0
0
0
0
0
0
0
0
0
0
0
0
0
0
0
0
0
0
0
0
0
0
0
0
0
0
0
0
0
0
0
0
0
0
0
0
0
0
0
0
0
0
0
0
0
0
0
0
0
0
0
0
0
0
0
0
0
0
0
0
0
0
0
0
0
0
0
0
0
0
0
0
0
0
0
0
0
0
0
0
0
0
0
0
0
0
0
0
0
0
0
0
0
0
0
0
0
0
0
0
0
0
0
0
0
0
0
0
0
0
0
0
0
0
0
0
0
0
0
0
0
0
0
0
0
0
0
0
0
0
0
0
0
0
0
0
0
0
0
0
0
0
0
0
0
0
0
0
0
0
0
0
0
0
0
0
0
0
0
0
0
0
0
0
0
0
0
0
0
0
0
0
0
0
0
0
0
0
0
0
0
0
0
0
0
0
0
0
0
0
0
0
0
0
0
0
0
0
0
0
0
0
0
0
0
0
0
0
0
0
0
0
0
0
0
0
0
0
0
0
0
0
0
0
0
0
0
0
0
0
0
0
0
0
0
0
0
0
0
0
0
0
0
0
0
0
0
0
0
0
0
0
0
0
0
0
0
0
0
0
0
0
0
0
0
0
0
0
0
0
0
0
0
0
0
0
0
0
0
0
0
0
0
0
0
0
0
0
0
0
0
0
0
0
0
0
0
0
0
0
0
0
0
0
0
0
0
0
0
0
0
0
0
0
0
0
0
0
0
0
0
0
0
0
0
0
0
0
0
0
0
0
0
0
0
0
0
0
0
0
0
0
0
0
0
0
0
0
0
0
0
0
0
0
0
0
0
0
0
0
0
0
0
0
0
0
0
0
0
0
0
0
0
0
0
0
0
0
0
0
0
0
0
0
0
0
0
0
0
0
0
0
0
0
0
0
0
0
0
0
0
0
0
0
0
0
0
0
0
0
0
0
0
0
0
0
0
0
0
0
0
0
0
0
0
0
0
0
0
0
0
0
0
0
0
0
0
0
0
0
0
0
0
0
0
0
0
0
0
0
0
0
0
0
0
0
0
0
0
0
0
0
0
0
0
0
0
0
0
0
0
0
0
0
0
0
0
0
0
0
0
0
0
0
0
0
0
0
0
0
0
0
0
0
0
0
0
0
0
0
0
0
0
0
0
0
0
0
0
0
0
0
0
0
0
0
0
0
0
0
0
0
0
0
0
0
0
0
0
0
0
0
0
0
0
0
0
0
0
0
0
0
0
0
0
0
0
0
0
0
0
0
0
0
0
0
0
0
0
0
0
0
0
0
0
0
0
0
0
0
0
0
0
0
0
0
0
0
0
0
0
0
0
0
0
0
0
0
0
0
0
0
0
0
0
0
0
0
0
0
0
0
0
0
0
0
0
0
0
0
0
0
0
0
0
0
0
0
0
0
0
0
0
0
0
0
0
0
0
0
0
0
0
0
0
0
0
0
0
0
0
0
0
0
0
0
0
0
0
0
0
0
0
0
0
0
0
0
0
0
0
0
0
0
0
0
0
0
0
0
0
0
0
0
0
0
0
0
0
0
0
0
0
0
0
0
0
0
0
0
0
0
0
0
0
0
0
0
0
0
0
0
0
0
0
0
0
0
0
0
0
0
0
0
0
0
0
0
0
0
0
0
0
0
0
0
0
0
0
0
0
0
0
0
0
0
0
0
0
0
0
0
0
0
0
0
0
0
0
0
0
0
0
0
0
0
0
0
0
0
0
0
0
0
0
0
0
0
0
0
0
0
0
0
0
0
0
0
0
0
0
0
0
0
0
0
0
0
0
0
0
0
0
0
0
0
0
0
0
0
0
0
0
0
0
0
0
0
0
0
0
0
0
0
0
0
0
0
0
0
0
0
0
0
0
0
0
0
0
0
0
0
0
0
0
0
0
0
0
0
0
0
0
0
0
0
0
0
0
0
0
0
0
0
0
0
0
0
0
0
0
0
0
0
0
0
0
0
0
0
0
0
0
0
0
0
0
0
0
0
0
0
0
0
0
0
0
0
0
0
0
0
0
0
0
0
0
0
0
0
0
0
0
0
0
0
0
0
0
0
0
0
0
0
0
0
0
0
0
0
0
0
0
0
0
0
0
0
0
0
0
0
0
0
0
0
0
0
0
0
0
0
0
0
0
0
0
0
0
0
0
0
0
0
0
0
0
0
0
0
0
0
0
0
0
0
0
0
0
0
0
0
0
0
0
0
0
0
0
0
0
0
0
0
0
0
0
0
0
0
0
0
0
0
0
0
0
0
0
0
0
0
0
0
0
0
0
0
0
0
0
0
0
0
0
0
0
0
0
0
0
0
0
0
0
0
0
0
0
0
0
0
0
0
0
0
0
0
0
0
0
0
0
0
0
0
0
0
0
0
0
0
0
0
0
0
0
0
0
0
0
0
0
0
0
0
0
0
0
0
0
0
0
0
0
0
0
0
0
0
0
0
0
0
0
0
0
0
0
0
0
0
0
0
0
0
0
0
0
0
0
0
0
0
0
0
0
0
0
0
0
0
0
0
0
0
0
0
0
0
0
0
0
0
0
0
0
0
0
0
0
0
0
0
0
0
0
0
0
0
0
0
0
0
0
0
0
0
0
0
0
0
0
0
0
0
0
0
0
0
0
0
0
0
0
0
0
0
0
0
0
0
0
0
0
0
0
0
0
0
0
0
0
0
0
0
0
0
0
0
0
0
0
0
0
0
0
0
0
0
0
0
0
0
0
0
0
0
0
0
0
0
0
0
0
0
0
0
0
0
0
0
0
0
0
0
0
0
0
0
0
0
0
0
0
0
0
0
0
0
0
0
0
0
0
0
0
0
0
0
0
0
0
0
0
0
0
0
0
0
0
0
0
0
0
0
0
0
0
0
0
0
0
0
0
0
0
0
0
0
0
0
0
0
0
0
0
0
0
0
0
0
0
0
0
0
0
0
0
0
0
0
0
0
0
0
0
0
0
0
0
0
0
0
0
0
0
0
0
0
0
0
0
0
0
0
0
0
0
0
0
0
0
0
0
0
0
0
0
0
0
0
0
0
0
0
0
0
0
0
0
0
0
0
0
0
0
0
0
0
0
0
0
0
0
0
0
0
0
0
0
0
0
0
0
0
0
0
0
0
0
0
0
0
0
0
0
0
0
0
0
0
0
0
0
0
0
0
0
0
0
0
0
0
0
0
0
0
0
0
0
0
0
0
0
0
0
0
0
0
0
0
0
0
0
0
0
0
0
0
0
0
0
0
0
0
0
0
0
0
0
0
0
0
0
0
0
0
0
0
0
0
0
0
0
0
0
0
0
0
0
0
0
0
0
0
0
0
0
0
0
0
0
0
0
0
0
0
0
0
0
0
0
0
0
0
0
0
0
0
0
0
0
0
0
0
0
0
0
0
0
0
0
0
0
0
0
0
0
0
0
0
0
0
0
0
0
0
0
0
0
0
0
0
0
0
0
0
0
0
0
0
0
0
0
0
0
0
0
0
0
0
0
0
0
0
0
0
0
0
0
0
0
0
0
0
0
0
0
0
0
0
0
0
0
0
0
0
0
0
0
0
0
0
0
0
0
0
0
0
0
0
0
0
0
0
0
0
0
0
0
0
0
0
0
0
0
0
0
0
0
0
0
0
0
0
0
0
0
0
0
0
0
0
0
0
0
0
0
0
0
0
0
0
0
0
0
0
0
0
0
0
0
0
0
0
0
0
0
0
0
0
0
0
0
0
0
0
0
0
0
0
0
0
0
0
0
0
0
0
0
0
0
0
0
0
0
0
0
0
0
0
0
0
0
0
0
0
0
0
0
0
0
0
0
0
0
0
0
0
0
0
0
0
0
0
0
0
0
0
0
0
0
0
0
0
0
0
0
0
0
0
0
0
0
0
0
0
0
0
0
0
0
0
0
0
0
0
0
0
0
0
0
0
0
0
0
0
0
0
0
0
0
0
0
0
0
0
0
0
0
0
0
0
0
0
0
0
0
0
0
0
0
0
0
0
0
0
0
0
0
0
0
0
0
0
0
0
0
0
0
0
0
0
0
0
0
0
0
0
0
0
0
0
0
0
0
0
0
0
0
0
0
0
0
0
0
0
0
0
0
0
0
0
0
0
0
0
0
0
0
0
0
0
0
0
0
0
0
0
0
0
0
0
0
0
0
0
0
0
0
0
0
0
0
0
0
0
0
0
0
0
0
0
0
0
0
0
0
0
0
0
0
0
0
0
0
0
0
0
0
0
0
0
0
0
0
0
0
0
0
0
0
0
0
0
0
0
0
0
0
0
0
0
0
0
0
0
0
0
0
0
0
0
0
0
0
0
0
0
0
0
0
0
0
0
0
0
0
0
0
0
0
0
0
0
0
0
0
0
0
0
0
0
0
0
0
0
0
0
0
0
0
0
0
0
0
0
0
0
0
0
0
0
0
0
0
0
0
0
0
0
0
0
0
0
0
0
0
0
0
0
0
0
0
0
0
0
0
0
0
0
0
0
0
0
0
0
0
0
0
0
0
0
0
0
0
0
0
0
0
0
0
0
0
0
0
0
0
0
0
0
0
0
0
0
0
0
0
0
0
0
0
0
0
0
0
0
0
0
0
0
0
0
0
0
0
0
0
0
0
0
0
0
0
0
0
0
0
0
0
0
0
0
0
0
0
0
0
0
0
0
0
0
0
0
0
0
0
0
0
0
0
0
0
0
0
0
0
0
0
0
0
0
0
0
0
0
0
0
0
0
0
0
0
0
0
0
0
0
0
0
0
0
0
0
0
0
0
0
0
0
0
0
0
0
0
0
0
0
0
0
0
0
0
0
0
0
0
0
0
0
0
0
0
0
0
0
0
0
0
0
0
0
0
0
0
0
0
0
0
0
0
0
0
0
0
0
0
0
0
0
0
0
0
0
0
0
0
0
0
0
0
0
0
0
0
0
0
0
0
0
0
0
0
0
0
0
0
0
0
0
0
0
0
0
0
0
0
0
0
0
0
0
0
0
0
0
0
0
0
0
0
0
0
0
0
0
0
0
0
0
0
0
0
0
0
0
0
0
0
0
0
0
0
0
0
0
0
0
0
0
0
0
0
0
0
0
0
0
0
0
0
0
0
0
0
0
0
0
0
0
0
0
0
0
0
0
0
0
0
0
0
0
0
0
0
0
0
0
0
0
0
0
0
0
0
0
0
0
0
0
0
0
0
0
0
0
0
0
0
0
0
0
0
0
0
0
0
0
0
0
0
0
0
0
0
0
0
0
0
0
0
0
0
0
0
0
0
0
0
0
0
0
0
0
0
0
0
0
0
0
0
0
0
0
0
0
0
0
0
0
0
0
0
0
0
0
0
0
0
0
0
0
0
0
0
0
0
0
0
0
0
0
0
0
0
0
0
0
0
0
0
0
0
0
0
0
0
0
0
0
0
0
0
0
0
0
0
0
0
0
0
0
0
0
0
0
0
0
0
0
0
0
0
0
0
0
0
0
0
0
0
0
0
0
0
0
0
0
0
0
0
0
0
0
0
0
0
0
0
0
0
0
0
0
0
0
0
0
0
0
0
0
0
0
0
0
0
0
0
0
0
0
0
0
0
0
0
0
0
0
0
0
0
0
0
0
0
0
0
0
0
0
0
0
0
0
0
0
0
0
0
0
0
0
0
0
0
0
0
0
0
0
0
0
0
0
0
0
0
0
0
0
0
0
0
0
0
0
0
0
0
0
0
0
0
0
0
0
0
0
0
0
0
0
0
0
0
0
0
0
0
0
0
0
0
0
0
0
0
0
0
0
0
0
0
0
0
0
0
0
0
0
0
0
0
0
0
0
0
0
0
0
0
0
0
0
0
0
0
0
0
0
0
0
0
0
0
0
0
0
0
0
0
0
0
0
0
0
0
0
0
0
0
0
0
0
0
0
0
0
0
0
0
0
0
0
0
0
0
0
0
0
0
0
0
0
0
0
0
0
0
0
0
0
0
0
0
0
0
0
0
0
0
0
0
0
0
0
0
0
0
0
0
0
0
0
0
0
0
0
0
0
0
0
0
0
0
0
0
0
0
0
0
0
0
0
0
0
0
0
0
0
0
0
0
0
0
0
0
0
0
0
0
0
0
0
0
0
0
0
0
0
0
0
0
0
0
0
0
0
0
0
0
0
0
0
0
0
0
0
0
0
0
0
0
0
0
0
0
0
0
0
0
0
0
0
0
0
0
0
0
0
0
0
0
0
0
0
0
0
0
0
0
0
0
0
0
0
0
0
0
0
0
0
0
0
0
0
0
0
0
0
0
0
0
0
0
0
0
0
0
0
0
0
0
0
0
0
0
0
0
0
0
0
0
0
0
0
0
0
0
0
0
0
0
0
0
0
0
0
0
0
0
0
0
0
0
0
0
0
0
0
0
0
0
0
0
0
0
0
0
0
0
0
0
0
0
0
0
0
0
0
0
0
0
0
0
0
0
0
0
0
0
0
0
0
0
0
0
0
0
0
0
0
0
0
0
0
0
0
0
0
0
0
0
0
0
0
0
0
0
0
0
0
0
0
0
0
0
0
0
0
0
0
0
0
0
0
0
0
0
0
0
0
0
0
0
0
0
0
0
0
0
0
0
0
0
0
0
0
0
0
0
0
0
0
0
0
0
0
0
0
0
0
0
0
0
0
0
0
0
0
0
0
0
0
0
0
0
0
0
0
0
0
0
0
0
0
0
0
0
0
0
0
0
0
0
0
0
0
0
0
0
0
0
0
0
0
0
0
0
0
0
0
0
0
0
0
0
0
0
0
0
0
0
0
0
0
0
0
0
0
0
0
0
0
0
0
0
0
0
0
0
0
0
0
0
0
0
0
0
0
0
0
0
0
0
0
0
0
0
0
0
0
0
0
0
0
0
0
0
0
0
0
0
0
0
0
0
0
0
0
0
0
0
0
0
0
0
0
0
0
0
0
0
0
0
0
0
0
0
0
0
0
0
0
0
0
0
0
0
0
0
0
0
0
0
0
0
0
0
0
0
0
0
0
0
0
0
0
0
0
0
0
0
0
0
0
0
0
0
0
0
0
0
0
0
0
0
0
0
0
0
0
0
0
0
0
0
0
0
0
0
0
0
0
0
0
0
0
0
0
0
0
0
0
0
0
0
0
0
0
0
0
0
0
0
0
0
0
0
0
0
0
0
0
0
0
0
0
0
0
0
0
0
0
0
0
0
0
0
0
0
0
0
0
0
0
0
0
0
0
0
0
0
0
0
0
0
0
0
0
0
0
0
0
0
0
0
0
0
0
0
0
0
0
0
0
0
0
0
0
0
0
0
0
0
0
0
0
0
0
0
0
0
0
0
0
0
0
0
0
0
0
0
0
0
0
0
0
0
0
0
0
0
0
0
0
0
0
0
0
0
0
0
0
0
0
0
0
0
0
0
0
0
0
0
0
0
0
0
0
0
0
0
0
0
0
0
0
0
0
0
0
0
0
0
0
0
0
0
0
0
0
0
0
0
0
0
0
0
0
0
0
0
0
0
0
0
0
0
0
0
0
0
0
0
0
0
0
0
0
0
0
0
0
0
0
0
0
0
0
0
0
0
0
0
0
0
0
0
0
0
0
0
0
0
0
0
0
0
0
0
0
0
0
0
0
0
0
0
0
0
0
0
0
0
0
0
0
0
0
0
0
0
0
0
0
0
0
0
0
0
0
0
0
0
0
0
0
0
0
0
0
0
0
0
0
0
0
0
0
0
0
0
0
0
0
0
0
0
0
0
0
0
0
0
0
0
0
0
0
0
0
0
0
0
0
0
0
0
0
0
0
0
0
0
0
0
0
0
0
0
0
0
0
0
0
0
0
0
0
0
0
0
0
0
0
0
0
0
0
0
0
0
0
0
0
0
0
0
0
0
0
0
0
0
0
0
0
0
0
0
0
0
0
0
0
0
0
0
0
0
0
0
0
0
0
0
0
0
0
0
0
0
0
0
0
0
0
0
0
0
0
0
0
0
0
0
0
0
0
0
0
0
0
0
0
0
0
0
0
0
0
0
0
0
0
0
0
0
0
0
0
0
0
0
0
0
0
0
0
0
0
0
0
0
0
0
0
0
0
0
0
0
0
0
0
0
0
0
0
0
0
0
0
0
0
0
0
0
0
0
0
0
0
0
0
0
0
0
0
0
0
0
0
0
0
0
0
0
0
0
0
0
0
0
0
0
0
0
0
0
0
0
0
0
0
0
0
0
0
0
0
0
0
0
0
0
0
0
0
0
0
0
0
0
0
0
0
0
0
0
0
0
0
0
0
0
0
0
0
0
0
0
0
0
0
0
0
0
0
0
0
0
0
0
0
0
0
0
0
0
0
0
0
0
0
0
0
0
0
0
0
0
0
0
0
0
0
0
0
0
0
0
0
0
0
0
0
0
0
0
0
0
0
0
0
0
0
0
0
0
0
0
0
0
0
0
0
0
0
0
0
0
0
0
0
0
0
0
0
0
0
0
0
0
0
0
0
0
0
0
0
0
0
0
0
0
0
0
0
0
0
0
0
0
0
0
0
0
0
0
0
0
0
0
0
0
0
0
0
0
0
0
0
0
0
0
0
0
0
0
0
0
0
0
0
0
0
0
0
0
0
0
0
0
0
0
0
0
0
0
0
0
0
0
0
0
0
0
0
0
0
0
0
0
0
0
0
0
0
0
0
0
0
0
0
0
0
0
0
0
0
0
0
0
0
0
0
0
0
0
0
0
0
0
0
0
0
0
0
0
0
0
0
0
0
0
0
0
0
0
0
0
0
0
0
0
0
0
0
0
0
0
0
0
0
0
0
0
0
0
0
0
0
0
0
0
0
0
0
0
0
0
0
0
0
0
0
0
0
0
0
0
0
0
0
0
0
0
0
0
0
0
0
0
0
0
0
0
0
0
0
0
0
0
0
0
0
0
0
0
0
0
0
0
0
0
0
0
0
0
0
0
0
0
0
0
0
0
0
0
0
0
0
0
0
0
0
0
0
0
0
0
0
0
0
0
0
0
0
0
0
0
0
0
0
0
0
0
0
0
0
0
0
0
0
0
0
0
0
0
0
0
0
0
0
0
0
0
0
0
0
0
0
0
0
0
0
0
0
0
0
0
0
0
0
0
0
0
0
0
0
0
0
0
0
0
0
0
0
0
0
0
0
0
0
0
0
0
0
0
0
0
0
0
0
0
0
0
0
0
0
0
0
0
0
0
0
0
0
0
0
0
0
0
0
0
0
0
0
0
0
0
0
0
0
0
0
0
0
0
0
0
0
0
0
0
0
0
0
0
0
0
0
0
0
0
0
0
0
0
0
0
0
0
0
0
0
0
0
0
0
0
0
0
0
0
0
0
0
0
0
0
0
0
0
0
0
0
0
0
0
0
0
0
0
0
0
0
0
0
0
0
0
0
0
0
0
0
0
0
0
0
0
0
0
0
0
0
0
0
0
0
0
0
0
0
0
0
0
0
0
0
0
0
0
0
0
0
0
0
0
0
0
0
0
0
0
0
0
0
0
0
0
0
0
0
0
0
0
0
0
0
0
0
0
0
0
0
0
0
0
0
0
0
0
0
0
0
0
0
0
0
0
0
0
0
0
0
0
0
0
0
0
0
0
0
0
0
0
0
0
0
0
0
0
0
0
0
0
0
0
0
0
0
0
0
0
0
0
0
0
0
0
0
0
0
0
0
0
0
0
0
0
0
0
0
0
0
0
0
0
0
0
0
0
0
0
0
0
0
0
0
0
0
0
0
0
0
0
0
0
0
0
0
0
0
0
0
0
0
0
0
0
0
0
0
0
0
0
0
0
0
0
0
0
0
0
0
0
0
0
0
0
0
0
0
0
0
0
0
0
0
0
0
0
0
0
0
0
0
0
0
0
0
0
0
0
0
0
0
0
0
0
0
0
0
0
0
0
0
0
0
0
0
0
0
0
0
0
0
0
0
0
0
0
0
0
0
0
0
0
0
0
0
0
0
0
0
0
0
0
0
0
0
0
0
0
0
0
0
0
0
0
0
0
0
0
0
0
0
0
0
0
0
0
0
0
0
0
0
0
0
0
0
0
0
0
0
0
0
0
0
0
0
0
0
0
0
0
0
0
0
0
0
0
0
0
0
0
0
0
0
0
0
0
0
0
0
0
0
0
0
0
0
0
0
0
0
0
0
0
0
0
0
0
0
0
0
0
0
0
0
0
0
0
0
0
0
0
0
0
0
0
0
0
0
0
0
0
0
0
0
0
0
0
0
0
0
0
0
0
0
0
0
0
0
0
0
0
0
0
0
0
0
0
0
0
0
0
0
0
0
0
0
0
0
0
0
0
0
0
0
0
0
0
0
0
0
0
0
0
0
0
0
0
0
0
0
0
0
0
0
0
0
0
0
0
0
0
0
0
0
0
0
0
0
0
0
0
0
0
0
0
0
0
0
0
0
0
0
0
0
0
0
0
0
0
0
0
0
0
0
0
0
0
0
0
0
0
0
0
0
0
0
0
0
0
0
0
0
0
0
0
0
0
0
0
0
0
0
0
0
0
0
0
0
0
0
0
0
0
0
0
0
0
0
0
0
0
0
0
0
0
0
0
0
0
0
0
0
0
0
0
0
0
0
0
0
0
0
0
0
0
0
0
0
0
0
0
0
0
0
0
0
0
0
0
0
0
0
0
0
0
0
0
0
0
0
0
0
0
0
0
0
0
0
0
0
0
0
0
0
0
0
0
0
0
0
0
0
0
0
0
0
0
0
0
0
0
0
0
0
0
0
0
0
0
0
0
0
0
0
0
0
0
0
0
0
0
0
0
0
0
0
0
0
0
0
0
0
0
0
0
0
0
0
0
0
0
0
0
0
0
0
0
0
0
0
0
0
0
0
0
0
0
0
0
0
0
0
0
0
0
0
0
0
0
0
0
0
0
0
0
0
0
0
0
0
0
0
0
0
0
0
0
0
0
0
0
0
0
0
0
0
0
0
0
0
0
0
0
0
0
0
0
0
0
0
0
0
0
0
0
0
0
0
0
0
0
0
0
0
0
0
0
0
0
0
0
0
0
0
0
0
0
0
0
0
0
0
0
0
0
0
0
0
0
0
0
0
0
0
0
0
0
0
0
0
0
0
0
0
0
0
0
0
0
0
0
0
0
0
0
0
0
0
0
0
0
0
0
0
0
0
0
0
0
0
0
0
0
0
0
0
0
0
0
0
0
0
0
0
0
0
0
0
0
0
0
0
0
0
0
0
0
0
0
0
0
0
0
0
0
0
0
0
0
0
0
0
0
0
0
0
0
0
0
0
0
0
0
0
0
0
0
0
0
0
0
0
0
0
0
0
0
0
0
0
0
0
0
0
0
0
0
0
0
0
0
0
0
0
0
0
0
0
0
0
0
0
0
0
0
0
0
0
0
0
0
0
0
0
0
0
0
0
0
0
0
0
0
0
0
0
0
0
0
0
0
0
0
0
0
0
0
0
0
0
0
0
0
0
0
0
0
0
0
0
0
0
0
0
0
0
0
0
0
0
0
0
0
0
0
0
0
0
0
0
0
0
0
0
0
0
0
0
0
0
0
0
0
0
0
0
0
0
0
0
0
0
0
0
0
0
0
0
0
0
0
0
0
0
0
0
0
0
0
0
0
0
0
0
0
0
0
0
0
0
0
0
0
0
0
0
0
0
0
0
0
0
0
0
0
0
0
0
0
0
0
0
0
0
0
0
0
0
0
0
0
0
0
0
0
0
0
0
0
0
0
0
0
0
0
0
0
0
0
0
0
0
0
0
0
0
0
0
0
0
0
0
0
0
0
0
0
0
0
0
0
0
0
0
0
0
0
0
0
0
0
0
0
0
0
0
0
0
0
0
0
0
0
0
0
0
0
0
0
0
0
0
0
0
0
0
0
0
0
0
0
0
0
0
0
0
0
0
0
0
0
0
0
0
0
0
0
0
0
0
0
0
0
0
0
0
0
0
0
0
0
0
0
0
0
0
0
0
0
0
0
0
0
0
0
0
0
0
0
0
0
0
0
0
0
0
0
0
0
0
0
0
0
0
0
0
0
0
0
0
0
0
0
0
0
0
0
0
0
0
0
0
0
0
0
0
0
0
0
0
0
0
0
0
0
0
0
0
0
0
0
0
0
0
0
0
0
0
0
0
0
0
0
0
0
0
0
0
0
0
0
0
0
0
0
0
0
0
0
0
0
0
0
0
0
0
0
0
0
0
0
0
0
0
0
0
0
0
0
0
0
0
0
0
0
0
0
0
0
0
0
0
0
0
0
0
0
0
0
0
0
0
0
0
0
0
0
0
0
0
0
0
0
0
0
0
0
0
0
0
0
0
0
0
0
0
0
0
0
0
0
0
0
0
0
0
0
0
0
0
0
0
0
0
0
0
0
0
0
0
0
0
0
0
0
0
0
0
0
0
0
0
0
0
0
0
0
0
0
0
0
0
0
0
0
0
0
0
0
0
0
0
0
0
0
0
0
0
0
0
0
0
0
0
0
0
0
0
0
0
0
0
0
0
0
0
0
0
0
0
0
0
0
0
0
0
0
0
0
0
0
0
0
0
0
0
0
0
0
0
0
0
0
0
0
0
0
0
0
0
0
0
0
0
0
0
0
0
0
0
0
0
0
0
0
0
0
0
0
0
0
0
0
0
0
0
0
0
0
0
0
0
0
0
0
0
0
0
0
0
0
0
0
0
0
0
0
0
0
0
0
0
0
0
0
0
0
0
0
0
0
0
0
0
0
0
0
0
0
0
0
0
0
0
0
0
0
0
0
0
0
0
0
0
0
0
0
0
0
0
0
0
0
0
0
0
0
0
0
0
0
0
0
0
0
0
0
0
0
0
0
0
0
0
0
0
0
0
0
0
0
0
0
0
0
0
0
0
0
0
0
0
0
0
0
0
0
0
0
0
0
0
0
0
0
0
0
0
0
0
0
0
0
0
0
0
0
0
0
0
0
0
0
0
0
0
0
0
0
0
0
0
0
0
0
0
0
0
0
0
0
0
0
0
0
0
0
0
0
0
0
0
0
0
0
0
0
0
0
0
0
0
0
0
0
0
0
0
0
0
0
0
0
0
0
0
0
0
0
0
0
0
0
0
0
0
0
0
0
0
0
0
0
0
0
0
0
0
0
0
0
0
0
0
0
0
0
0
0
0
0
0
0
0
0
0
0
0
0
0
0
0
0
0
0
0
0
0
0
0
0
0
0
0
0
0
0
0
0
0
0
0
0
0
0
0
0
0
0
0
0
0
0
0
0
0
0
0
0
0
0
0
0
0
0
0
0
0
0
0
0
0
0
0
0
0
0
0
0
0
0
0
0
0
0
0
0
0
0
0
0
0
0
0
0
0
0
0
0
0
0
0
0
0
0
0
0
0
0
0
0
0
0
0
0
0
0
0
0
0
0
0
0
0
0
0
0
0
0
0
0
0
0
0
0
0
0
0
0
0
0
0
0
0
0
0
0
0
0
0
0
0
0
0
0
0
0
0
0
0
0
0
0
0
0
0
0
0
0
0
0
0
0
0
0
0
0
0
0
0
0
0
0
0
0
0
0
0
0
0
0
0
0
0
0
0
0
0
0
0
0
0
0
0
0
0
0
0
0
0
0
0
0
0
0
0
0
0
0
0
0
0
0
0
0
0
0
0
0
0
0
0
0
0
0
0
0
0
0
0
0
0
0
0
0
0
0
0
0
0
0
0
0
0
0
0
0
0
0
0
0
0
0
0
0
0
0
0
0
0
0
0
0
0
0
0
0
0
0
0
0
0
0
0
0
0
0
0
0
0
0
0
0
0
0
0
0
0
0
0
0
0
0
0
0
0
0
0
0
0
0
0
0
0
0
0
0
0
0
0
0
0
0
0
0
0
0
0
0
0
0
0
0
0
0
0
0
0
0
0
0
0
0
0
0
0
0
0
0
0
0
0
0
0
0
0
0
0
0
0
0
0
0
0
0
0
0
0
0
0
0
0
0
0
0
0
0
0
0
0
0
0
0
0
0
0
0
0
0
0
0
0
0
0
0
0
0
0
0
0
0
0
0
0
0
0
0
0
0
0
0
0
0
0
0
0
0
0
0
0
0
0
0
0
0
0
0
0
0
0
0
0
0
0
0
0
0
0
0
0
0
0
0
0
0
0
0
0
0
0
0
0
0
0
0
0
0
0
0
0
0
0
0
0
0
0
0
0
0
0
0
0
0
0
0
0
0
0
0
0
0
0
0
0
0
0
0
0
0
0
0
0
0
0
0
0
0
0
0
0
0
0
0
0
0
0
0
0
0
0
0
0
0
0
0
0
0
0
0
0
0
0
0
0
0
0
0
0
0
0
0
0
0
0
0
0
0
0
0
0
0
0
0
0
0
0
0
0
0
0
0
0
0
0
0
0
0
0
0
0
0
0
0
0
0
0
0
0
0
0
0
0
0
0
0
0
0
0
0
0
0
0
0
0
0
0
0
0
0
0
0
0
0
0
0
0
0
0
0
0
0
0
0
0
0
0
0
0
0
0
0
0
0
0
0
0
0
0
0
0
0
0
0
0
0
0
0
0
0
0
0
0
0
0
0
0
0
0
0
0
0
0
0
0
0
0
0
0
0
0
0
0
0
0
0
0
0
0
0
0
0
0
0
0
0
0
0
0
0
0
0
0
0
0
0
0
0
0
0
0
0
0
0
0
0
0
0
0
0
0
0
0
0
0
0
0
0
0
0
0
0
0
0
0
0
0
0
0
0
0
0
0
0
0
0
0
0
0
0
0
0
0
0
0
0
0
0
0
0
0
0
0
0
0
0
0
0
0
0
0
0
0
0
0
0
0
0
0
0
0
0
0
0
0
0
0
0
0
0
0
0
0
0
0
0
0
0
0
0
0
0
0
0
0
0
0
0
0
0
0
0
0
0
0
0
0
0
0
0
0
0
0
0
0
0
0
0
0
0
0
0
0
0
0
0
0
0
0
0
0
0
0
0
0
0
0
0
0
0
0
0
0
0
0
0
0
0
0
0
0
0
0
0
0
0
0
0
0
0
0
0
0
0
0
0
0
0
0
0
0
0
0
0
0
0
0
0
0
0
0
0
0
0
0
0
0
0
0
0
0
0
0
0
0
0
0
0
0
0
0
0
0
0
0
0
0
0
0
0
0
0
0
0
0
0
0
0
0
0
0
0
0
0
0
0
0
0
0
0
0
0
0
0
0
0
0
0
0
0
0
0
0
0
0
0
0
0
0
0
0
0
0
0
0
0
0
0
0
0
0
0
0
0
0
0
0
0
0
0
0
0
0
0
0
0
0
0
0
0
0
0
0
0
0
0
0
0
0
0
0
0
0
0
0
0
0
0
0
0
0
0
0
0
0
0
0
0
0
0
0
0
0
0
0
0
0
0
0
0
0
0
0
0
0
0
0
0
0
0
0
0
0
0
0
0
0
0
0
0
0
0
0
0
0
0
0
0
0
0
0
0
0
0
0
0
0
0
0
0
0
0
0
0
0
0
0
0
0
0
0
0
0
0
0
0
0
0
0
0
0
0
0
0
0
0
0
0
0
0
0
0
0
0
0
0
0
0
0
0
0
0
0
0
0
0
0
0
0
0
0
0
0
0
0
0
0
0
0
0
0
0
0
0
0
0
0
0
0
0
0
0
0
0
0
0
0
0
0
0
0
0
0
0
0
0
0
0
0
0
0
0
0
0
0
0
0
0
0
0
0
0
0
0
0
0
0
0
0
0
0
0
0
0
0
0
0
0
0
0
0
0
0
0
0
0
0
0
0
0
0
0
0
0
0
0
0
0
0
0
0
0
0
0
0
0
0
0
0
0
0
0
0
0
0
0
0
0
0
0
0
0
0
0
0
0
0
0
0
0
0
0
0
0
0
0
0
0
0
0
0
0
0
0
0
0
0
0
0
0
0
0
0
0
0
0
0
0
0
0
0
0
0
0
0
0
0
0
0
0
0
0
0
0
0
0
0
0
0
0
0
0
0
0
0
0
0
0
0
0
0
0
0
0
0
0
0
0
0
0
0
0
0
0
0
0
0
0
0
0
0
0
0
0
0
0
0
0
0
0
0
0
0
0
0
0
0
0
0
0
0
0
0
0
0
0
0
0
0
0
0
0
0
0
0
0
0
0
0
0
0
0
0
0
0
0
0
0
0
0
0
0
0
0
0
0
0
0
0
0
0
0
0
0
0
0
0
0
0
0
0
0
0
0
0
0
0
0
0
0
0
0
0
0
0
0
0
0
0
0
0
0
0
0
0
0
0
0
0
0
0
0
0
0
0
0
0
0
0
0
0
0
0
0
0
0
0
0
0
0
0
0
0
0
0
0
0
0
0
0
0
0
0
0
0
0
0
0
0
0
0
0
0
0
0
0
0
0
0
0
0
0
0
0
0
0
0
0
0
0
0
0
0
0
0
0
0
0
0
0
0
0
0
0
0
0
0
0
0
0
0
0
0
0
0
0
0
0
0
0
0
0
0
0
0
0
0
0
0
0
0
0
0
0
0
0
0
0
0
0
0
0
0
0
0
0
0
0
0
0
0
0
0
0
0
0
0
0
0
0
0
0
0
0
0
0
0
0
0
0
0
0
0
0
0
0
0
0
0
0
0
0
0
0
0
0
0
0
0
0
0
0
0
0
0
0
0
0
0
0
0
0
0
0
0
0
0
0
0
0
0
0
0
0
0
0
0
0
0
0
0
0
0
0
0
0
0
0
0
0
0
0
0
0
0
0
0
0
0
0
0
0
0
0
0
0
0
0
0
0
0
0
0
0
0
0
0
0
0
0
0
0
0
0
0
0
0
0
0
0
0
0
0
0
0
0
0
0
0
0
0
0
0
0
0
0
0
0
0
0
0
0
0
0
0
0
0
0
0
0
0
0
0
0
0
0
0
0
0
0
0
0
0
0
0
0
0
0
0
0
0
0
0
0
0
0
0
0
0
0
0
0
0
0
0
0
0
0
0
0
0
0
0
0
0
0
0
0
0
0
0
0
0
0
0
0
0
0
0
0
0
0
0
0
0
0
0
0
0
0
0
0
0
0
0
0
0
0
0
0
0
0
0
0
0
0
0
0
0
0
0
0
0
0
0
0
0
0
0
0
0
0
0
0
0
0
0
0
0
0
0
0
0
0
0
0
0
0
0
0
0
0
0
0
0
0
0
0
0
0
0
0
0
0
0
0
0
0
0
0
0
0
0
0
0
0
0
0
0
0
0
0
0
0
0
0
0
0
0
0
0
0
0
0
0
0
0
0
0
0
0
0
0
0
0
0
0
0
0
0
0
0
0
0
0
0
0
0
0
0
0
0
0
0
0
0
0
0
0
0
0
0
0
0
0
0
0
0
0
0
0
0
0
0
0
0
0
0
0
0
0
0
0
0
0
0
0
0
0
0
0
0
0
0
0
0
0
0
0
0
0
0
0
0
0
0
0
0
0
0
0
0
0
0
0
0
0
0
0
0
0
0
0
0
0
0
0
0
0
0
0
0
0
0
0
0
0
0
0
0
0
0
0
0
0
0
0
0
0
0
0
0
0
0
0
0
0
0
0
0
0
0
0
0
0
0
0
0
0
0
0
0
0
0
0
0
0
0
0
0
0
0
0
0
0
0
0
0
0
0
0
0
0
0
0
0
0
0
0
0
0
0
0
0
0
0
0
0
0
0
0
0
0
0
0
0
0
0
0
0
0
0
0
0
0
0
0
0
0
0
0
0
0
0
0
0
0
0
0
0
0
0
0
0
0
0
0
0
0
0
0
0
0
0
0
0
0
0
0
0
0
0
0
0
0
0
0
0
0
0
0
0
0
0
0
0
0
0
0
0
0
0
0
0
0
0
0
0
0
0
0
0
0
0
0
0
0
0
0
0
0
0
0
0
0
0
0
0
0
0
0
0
0
0
0
0
0
0
0
0
0
0
0
0
0
0
0
0
0
0
0
0
0
0
0
0
0
0
0
0
0
0
0
0
0
0
0
0
0
0
0
0
0
0
0
0
0
0
0
0
0
0
0
0
0
0
0
0
0
0
0
0
0
0
0
0
0
0
0
0
0
0
0
0
0
0
0
0
0
0
0
0
0
0
0
0
0
0
0
0
0
0
0
0
0
0
0
0
0
0
0
0
0
0
0
0
0
0
0
0
0
0
0
0
0
0
0
0
0
0
0
0
0
0
0
0
0
0
0
0
0
0
0
0
0
0
0
0
0
0
0
0
0
0
0
0
0
0
0
0
0
0
0
0
0
0
0
0
0
0
0
0
0
0
0
0
0
0
0
0
0
0
0
0
0
0
0
0
0
0
0
0
0
0
0
0
0
0
0
0
0
0
0
0
0
0
0
0
0
0
0
0
0
0
0
0
0
0
0
0
0
0
0
0
0
0
0
0
0
0
0
0
0
0
0
0
0
0
0
0
0
0
0
0
0
0
0
0
0
0
0
0
0
0
0
0
0
0
0
0
0
0
0
0
0
0
0
0
0
0
0
0
0
0
0
0
0
0
0
0
0
0
0
0
0
0
0
0
0
0
0
0
0
0
0
0
0
0
0
0
0
0
0
0
0
0
0
0
0
0
0
0
0
0
0
0
0
0
0
0
0
0
0
0
0
0
0
0
0
0
0
0
0
0
0
0
0
0
0
0
0
0
0
0
0
0
0
0
0
0
0
0
0
0
0
0
0
0
0
0
0
0
0
0
0
0
0
0
0
0
0
0
0
0
0
0
0
0
0
0
0
0
0
0
0
0
0
0
0
0
0
0
0
0
0
0
0
0
0
0
0
0
0
0
0
0
0
0
0
0
0
0
0
0
0
0
0
0
0
0
0
0
0
0
0
0
0
0
0
0
0
0
0
0
0
0
0
0
0
0
0
0
0
0
0
0
0
0
0
0
0
0
0
0
0
0
0
0
0
0
0
0
0
0
0
0
0
0
0
0
0
0
0
0
0
0
0
0
0
0
0
0
0
0
0
0
0
0
0
0
0
0
0
0
0
0
0
0
0
0
0
0
0
0
0
0
0
0
0
0
0
0
0
0
0
0
0
0
0
0
0
0
0
0
0
0
0
0
0
0
0
0
0
0
0
0
0
0
0
0
0
0
0
0
0
0
0
0
0
0
0
0
0
0
0
0
0
0
0
0
0
0
0
0
0
0
0
0
0
0
0
0
0
0
0
0
0
0
0
0
0
0
0
0
0
0
0
0
0
0
0
0
0
0
0
0
0
0
0
0
0
0
0
0
0
0
0
0
0
0
0
0
0
0
0
0
0
0
0
0
0
0
0
0
0
0
0
0
0
0
0
0
0
0
0
0
0
0
0
0
0
0
0
0
0
0
0
0
0
0
0
0
0
0
0
0
0
0
0
0
0
0
0
0
0
0
0
0
0
0
0
0
0
0
0
0
0
0
0
0
0
0
0
0
0
0
0
0
0
0
0
0
0
0
0
0
0
0
0
0
0
0
0
0
0
0
0
0
0
0
0
0
0
0
0
0
0
0
0
0
0
0
0
0
0
0
0
0
0
0
0
0
0
0
0
0
0
0
0
0
0
0
0
0
0
0
0
0
0
0
0
0
0
0
0
0
0
0
0
0
0
0
0
0
0
0
0
0
0
0
0
0
0
0
0
0
0
0
0
0
0
0
0
0
0
0
0
0
0
0
0
0
0
0
0
0
0
0
0
0
0
0
0
0
0
0
0
0
0
0
0
0
0
0
0
0
0
0
0
0
0
0
0
0
0
0
0
0
0
0
0
0
0
0
0
0
0
0
0
0
0
0
0
0
0
0
0
0
0
0
0
0
0
0
0
0
0
0
0
0
0
0
0
0
0
0
0
0
0
0
0
0
0
0
0
0
0
0
0
0
0
0
0
0
0
0
0
0
0
0
0
0
0
0
0
0
0
0
0
0
0
0
0
0
0
0
0
0
0
0
0
0
0
0
0
0
0
0
0
0
0
0
0
0
0
0
0
0
0
0
0
0
0
0
0
0
0
0
0
0
0
0
0
0
0
0
0
0
0
0
0
0
0
0
0
0
0
0
0
0
0
0
0
0
0
0
0
0
0
0
0
0
0
0
0
0
0
0
0
0
0
0
0
0
0
0
0
0
0
0
0
0
0
0
0
0
0
0
0
0
0
0
0
0
0
0
0
0
0
0
0
0
0
0
0
0
0
0
0
0
0
0
0
0
0
0
0
0
0
0
0
0
0
0
0
0
0
0
0
0
0
0
0
0
0
0
0
0
0
0
0
0
0
0
0
0
0
0
0
0
0
0
0
0
0
0
0
0
0
0
0
0
0
0
0
0
0
0
0
0
0
0
0
0
0
0
0
0
0
0
0
0
0
0
0
0
0
0
0
0
0
0
0
0
0
0
0
0
0
0
0
0
0
0
0
0
0
0
0
0
0
0
0
0
0
0
0
0
0
0
0
0
0
0
0
0
0
0
0
0
0
0
0
0
0
0
0
0
0
0
0
0
0
0
0
0
0
0
0
0
0
0
0
0
0
0
0
0
0
0
0
0
0
0
0
0
0
0
0
0
0
0
0
0
0
0
0
0
0
0
0
0
0
0
0
0
0
0
0
0
0
0
0
0
0
0
0
0
0
0
0
0
0
0
0
0
0
0
0
0
0
0
0
0
0
0
0
0
0
0
0
0
0
0
0
0
0
0
0
0
0
0
0
0
0
0
0
0
0
0
0
0
0
0
0
0
0
0
0
0
0
0
0
0
0
0
0
0
0
0
0
0
0
0
0
0
0
0
0
0
0
0
0
0
0
0
0
0
0
0
0
0
0
0
0
0
0
0
0
0
0
0
0
0
0
0
0
0
0
0
0
0
0
0
0
0
0
0
0
0
0
0
0
0
0
0
0
0
0
0
0
0
0
0
0
0
0
0
0
0
0
0
0
0
0
0
0
0
0
0
0
0
0
0
0
0
0
0
0
0
0
0
0
0
0
0
0
0
0
0
0
0
0
0
0
0
0
0
0
0
0
0
0
0
0
0
0
0
0
0
0
0
0
0
0
0
0
0
0
0
0
0
0
0
0
0
0
0
0
0
0
0
0
0
0
0
0
0
0
0
0
0
0
0
0
0
0
0
0
0
0
0
0
0
0
0
0
0
0
0
0
0
0
0
0
0
0
0
0
0
0
0
0
0
0
0
0
0
0
0
0
0
0
0
0
0
0
0
0
0
0
0
0
0
0
0
0
0
0
0
0
0
0
0
0
0
0
0
0
0
0
0
0
0
0
0
0
0
0
0
0
0
0
0
0
0
0
0
0
0
0
0
0
0
0
0
0
0
0
0
0
0
0
0
0
0
0
0
0
0
0
0
0
0
0
0
0
0
0
0
0
0
0
0
0
0
0
0
0
0
0
0
0
0
0
0
0
0
0
0
0
0
0
0
0
0
0
0
0
0
0
0
0
0
0
0
0
0
0
0
0
0
0
0
0
0
0
0
0
0
0
0
0
0
0
0
0
0
0
0
0
0
0
0
0
0
0
0
0
0
0
0
0
0
0
0
0
0
0
0
0
0
0
0
0
0
0
0
0
0
0
0
0
0
0
0
0
0
0
0
0
0
0
0
0
0
0
0
0
0
0
0
0
0
0
0
0
0
0
0
0
0
0
0
0
0
0
0
0
0
0
0
0
0
0
0
0
0
0
0
0
0
0
0
0
0
0
0
0
0
0
0
0
0
0
0
0
0
0
0
0
0
0
0
0
0
0
0
0
0
0
0
0
0
0
0
0
0
0
0
0
0
0
0
0
0
0
0
0
0
0
0
0
0
0
0
0
0
0
0
0
0
0
0
0
0
0
0
0
0
0
0
0
0
0
0
0
0
0
0
0
0
0
0
0
0
0
0
0
0
0
0
0
0
0
0
0
0
0
0
0
0
0
0
0
0
0
0
0
0
0
0
0
0
0
0
0
0
0
0
0
0
0
0
0
0
0
0
0
0
0
0
0
0
0
0
0
0
0
0
0
0
0
0
0
0
0
0
0
0
0
0
0
0
0
0
0
0
0
0
0
0
0
0
0
0
0
0
0
0
0
0
0
0
0
0
0
0
0
0
0
0
0
0
0
0
0
0
0
0
0
0
0
0
0
0
0
0
0
0
0
0
0
0
0
0
0
0
0
0
0
0
0
0
0
0
0
0
0
0
0
0
0
0
0
0
0
0
0
0
0
0
0
0
0
0
0
0
0
0
0
0
0
0
0
0
0
0
0
0
0
0
0
0
0
0
0
0
0
0
0
0
0
0
0
0
0
0
0
0
0
0
0
0
0
0
0
0
0
0
0
0
0
0
0
0
0
0
0
0
0
0
0
0
0
0
0
0
0
0
0
0
0
0
0
0
0
0
0
0
0
0
0
0
0
0
0
0
0
0
0
0
0
0
0
0
0
0
0
0
0
0
0
0
0
0
0
0
0
0
0
0
0
0
0
0
0
0
0
0
0
0
0
0
0
0
0
0
0
0
0
0
0
0
0
0
0
0
0
0
0
0
0
0
0
0
0
0
0
0
0
0
0
0
0
0
0
0
0
0
0
0
0
0
0
0
0
0
0
0
0
0
0
0
0
0
0
0
0
0
0
0
0
0
0
0
0
0
0
0
0
0
0
0
0
0
0
0
0
0
0
0
0
0
0
0
0
0
0
0
0
0
0
0
0
0
0
0
0
0
0
0
0
0
0
0
0
0
0
0
0
0
0
0
0
0
0
0
0
0
0
0
0
0
0
0
0
0
0
0
0
0
0
0
0
0
0
0
0
0
0
0
0
0
0
0
0
0
0
0
0
0
0
0
0
0
0
0
0
0
0
0
0
0
0
0
0
0
0
0
0
0
0
0
0
0
0
0
0
0
0
0
0
0
0
0
0
0
0
0
0
0
0
0
0
0
0
0
0
0
0
0
0
0
0
0
0
0
0
0
0
0
0
0
0
0
0
0
0
0
0
0
0
0
0
0
0
0
0
0
0
0
0
0
0
0
0
0
0
0
0
0
0
0
0
0
0
0
0
0
0
0
0
0
0
0
0
0
0
0
0
0
0
0
0
0
0
0
0
0
0
0
0
0
0
0
0
0
0
0
0
0
0
0
0
0
0
0
0
0
0
0
0
0
0
0
0
0
0
0
0
0
0
0
0
0
0
0
0
0
0
0
0
0
0
0
0
0
0
0
0
0
0
0
0
0
0
0
0
0
0
0
0
0
0
0
0
0
0
0
0
0
0
0
0
0
0
0
0
0
0
0
0
0
0
0
0
0
0
0
0
0
0
0
0
0
0
0
0
0
0
0
0
0
0
0
0
0
0
0
0
0
0
0
0
0
0
0
0
0
0
0
0
0
0
0
0
0
0
0
0
0
0
0
0
0
0
0
0
0
0
0
0
0
0
0
0
0
0
0
0
0
0
0
0
0
0
0
0
0
0
0
0
0
0
0
0
0
0
0
0
0
0
0
0
0
0
0
0
0
0
0
0
0
0
0
0
0
0
0
0
0
0
0
0
0
0
0
0
0
0
0
0
0
0
0
0
0
0
0
0
0
0
0
0
0
0
0
0
0
0
0
0
0
0
0
0
0
0
0
0
0
0
0
0
0
0
0
0
0
0
0
0
0
0
0
0
0
0
0
0
0
0
0
0
0
0
0
0
0
0
0
0
0
0
0
0
0
0
0
0
0
0
0
0
0
0
0
0
0
0
0
0
0
0
0
0
0
0
0
0
0
0
0
0
0
0
0
0
0
0
0
0
0
0
0
0
0
0
0
0
0
0
0
0
0
0
0
0
0
0
0
0
0
0
0
0
0
0
0
0
0
0
0
0
0
0
0
0
0
0
0
0
0
0
0
0
0
0
0
0
0
0
0
0
0
0
0
0
0
0
0
0
0
0
0
0
0
0
0
0
0
0
0
0
0
0
0
0
0
0
0
0
0
0
0
0
0
0
0
0
0
0
0
0
0
0
0
0
0
0
0
0
0
0
0
0
0
0
0
0
0
0
0
0
0
0
0
0
0
0
0
0
0
0
0
0
0
0
0
0
0
0
0
0
0
0
0
0
0
0
0
0
0
0
0
0
0
0
0
0
0
0
0
0
0
0
0
0
0
0
0
0
0
0
0
0
0
0
0
0
0
0
0
0
0
0
0
0
0
0
0
0
0
0
0
0
0
0
0
0
0
0
0
0
0
0
0
0
0
0
0
0
0
0
0
0
0
0
0
0
0
0
0
0
0
0
0
0
0
0
0
0
0
0
0
0
0
0
0
0
0
0
0
0
0
0
0
0
0
0
0
0
0
0
0
0
0
0
0
0
0
0
0
0
0
0
0
0
0
0
0
0
0
0
0
0
0
0
0
0
0
0
0
0
0
0
0
0
0
0
0
0
0
0
0
0
0
0
0
0
0
0
0
0
0
0
0
0
0
0
0
0
0
0
0
0
0
0
0
0
0
0
0
0
0
0
0
0
0
0
0
0
0
0
0
0
0
0
0
0
0
0
0
0
0
0
0
0
0
0
0
0
0
0
0
0
0
0
0
0
0
0
0
0
0
0
0
0
0
0
0
0
0
0
0
0
0
0
0
0
0
0
0
0
0
0
0
0
0
0
0
0
0
0
0
0
0
0
0
0
0
0
0
0
0
0
0
0
0
0
0
0
0
0
0
0
0
0
0
0
0
0
0
0
0
0
0
0
0
0
0
0
0
0
0
0
0
0
0
0
0
0
0
0
0
0
0
0
0
0
0
0
0
0
0
0
0
0
0
0
0
0
0
0
0
0
0
0
0
0
0
0
0
0
0
0
0
0
0
0
0
0
0
0
0
0
0
0
0
0
0
0
0
0
0
0
0
0
0
0
0
0
0
0
0
0
0
0
0
0
0
0
0
0
0
0
0
0
0
0
0
0
0
0
0
0
0
0
0
0
0
0
0
0
0
0
0
0
0
0
0
0
0
0
0
0
0
0
0
0
0
0
0
0
0
0
0
0
0
0
0
0
0
0
0
0
0
0
0
0
0
0
0
0
0
0
0
0
0
0
0
0
0
0
0
0
0
0
0
0
0
0
0
0
0
0
0
0
0
0
0
0
0
0
0
0
0
0
0
0
0
0
0
0
0
0
0
0
0
0
0
0
0
0
0
0
0
0
0
0
0
0
0
0
0
0
0
0
0
0
0
0
0
0
0
0
0
0
0
0
0
0
0
0
0
0
0
0
0
0
0
0
0
0
0
0
0
0
0
0
0
0
0
0
0
0
0
0
0
0
0
0
0
0
0
0
0
0
0
0
0
0
0
0
0
0
0
0
0
0
0
0
0
0
0
0
0
0
0
0
0
0
0
0
0
0
0
0
0
0
0
0
0
0
0
0
0
0
0
0
0
0
0
0
0
0
0
0
0
0
0
0
0
0
0
0
0
0
0
0
0
0
0
0
0
0
0
0
0
0
0
0
0
0
0
0
0
0
0
0
0
0
0
0
0
0
0
0
0
0
0
0
0
0
0
0
0
0
0
0
0
0
0
0
0
0
0
0
0
0
0
0
0
0
0
0
0
0
0
0
0
0
0
0
0
0
0
0
0
0
0
0
0
0
0
0
0
0
0
0
0
0
0
0
0
0
0
0
0
0
0
0
0
0
0
0
0
0
0
0
0
0
0
0
0
0
0
0
0
0
0
0
0
0
0
0
0
0
0
0
0
0
0
0
0
0
0
0
0
0
0
0
0
0
0
0
0
0
0
0
0
0
0
0
0
0
0
0
0
0
0
0
0
0
0
0
0
0
0
0
0
0
0
0
0
0
0
0
0
0
0
0
0
0
0
0
0
0
0
0
0
0
0
0
0
0
0
0
0
0
0
0
0
0
0
0
0
0
0
0
0
0
0
0
0
0
0
0
0
0
0
0
0
0
0
0
0
0
0
0
0
0
0
0
0
0
0
0
0
0
0
0
0
0
0
0
0
0
0
0
0
0
0
0
0
0
0
0
0
0
0
0
0
0
0
0
0
0
0
0
0
0
0
0
0
0
0
0
0
0
0
0
0
0
0
0
0
0
0
0
0
0
0
0
0
0
0
0
0
0
0
0
0
0
0
0
0
0
0
0
0
0
0
0
0
0
0
0
0
0
0
0
0
0
0
0
0
0
0
0
0
0
0
0
0
0
0
0
0
0
0
0
0
0
0
0
0
0
0
0
0
0
0
0
0
0
0
0
0
0
0
0
0
0
0
0
0
0
0
0
0
0
0
0
0
0
0
0
0
0
0
0
0
0
0
0
0
0
0
0
0
0
0
0
0
0
0
0
0
0
0
0
0
0
0
0
0
0
0
0
0
0
0
0
0
0
0
0
0
0
0
0
0
0
0
0
0
0
0
0
0
0
0
0
0
0
0
0
0
0
0
0
0
0
0
0
0
0
0
0
0
0
0
0
0
0
0
0
0
0
0
0
0
0
0
0
0
0
0
0
0
0
0
0
0
0
0
0
0
0
0
0
0
0
0
0
0
0
0
0
0
0
0
0
0
0
0
0
0
0
0
0
0
0
0
0
0
0
0
0
0
0
0
0
0
0
0
0
0
0
0
0
0
0
0
0
0
0
0
0
0
0
0
0
0
0
0
0
0
0
0
0
0
0
0
0
0
0
0
0
0
0
0
0
0
0
0
0
0
0
0
0
0
0
0
0
0
0
0
0
0
0
0
0
0
0
0
0
0
0
0
0
0
0
0
0
0
0
0
0
0
0
0
0
0
0
0
0
0
0
0
0
0
0
0
0
0
0
0
0
0
0
0
0
0
0
0
0
0
0
0
0
0
0
0
0
0
0
0
0
0
0
0
0
0
0
0
0
0
0
0
0
0
0
0
0
0
0
0
0
0
0
0
0
0
0
0
0
0
0
0
0
0
0
0
0
0
0
0
0
0
0
0
0
0
0
0
0
0
0
0
0
0
0
0
0
0
0
0
0
0
0
0
0
0
0
0
0
0
0
0
0
0
0
0
0
0
0
0
0
0
0
0
0
0
0
0
0
0
0
0
0
0
0
0
0
0
0
0
0
0
0
0
0
0
0
0
0
0
0
0
0
0
0
0
0
0
0
0
0
0
0
0
0
0
0
0
0
0
0
0
0
0
0
0
0
0
0
0
0
0
0
0
0
0
0
0
0
0
0
0
0
0
0
0
0
0
0
0
0
0
0
0
0
0
0
0
0
0
0
0
0
0
0
0
0
0
0
0
0
0
0
0
0
0
0
0
0
0
0
0
0
0
0
0
0
0
0
0
0
0
0
0
0
0
0
0
0
0
0
0
0
0
0
0
0
0
0
0
0
0
0
0
0
0
0
0
0
0
0
0
0
0
0
0
0
0
0
0
0
0
0
0
0
0
0
0
0
0
0
0
0
0
0
0
0
0
0
0
0
0
0
0
0
0
0
0
0
0
0
0
0
0
0
0
0
0
0
0
0
0
0
0
0
0
0
0
0
0
0
0
0
0
0
0
0
0
0
0
0
0
0
0
0
0
0
0
0
0
0
0
0
0
0
0
0
0
0
0
0
0
0
0
0
0
0
0
0
0
0
0
0
0
0
0
0
0
0
0
0
0
0
0
0
0
0
0
0
0
0
0
0
0
0
0
0
0
0
0
0
0
0
0
0
0
0
0
0
0
0
0
0
0
0
0
0
0
0
0
0
0
0
0
0
0
0
0
0
0
0
0
0
0
0
0
0
0
0
0
0
0
0
0
0
0
0
0
0
0
0
0
0
0
0
0
0
0
0
0
0
0
0
0
0
0
0
0
0
0
0
0
0
0
0
0
0
0
0
0
0
0
0
0
0
0
0
0
0
0
0
0
0
0
0
0
0
0
0
0
0
0
0
0
0
0
0
0
0
0
0
0
0
0
0
0
0
0
0
0
0
0
0
0
0
0
0
0
0
0
0
0
0
0
0
0
0
0
0
0
0
0
0
0
0
0
0
0
0
0
0
0
0
0
0
0
0
0
0
0
0
0
0
0
0
0
0
0
0
0
0
0
0
0
0
0
0
0
0
0
0
0
0
0
0
0
0
0
0
0
0
0
0
0
0
0
0
0
0
0
0
0
0
0
0
0
0
0
0
0
0
0
0
0
0
0
0
0
0
0
0
0
0
0
0
0
0
0
0
0
0
0
0
0
0
0
0
0
0
0
0
0
0
0
0
0
0
0
0
0
0
0
0
0
0
0
0
0
0
0
0
0
0
0
0
0
0
0
0
0
0
0
0
0
0
0
0
0
0
0
0
0
0
0
0
0
0
0
0
0
0
0
0
0
0
0
0
0
0
0
0
0
0
0
0
0
0
0
0
0
0
0
0
0
0
0
0
0
0
0
0
0
0
0
0
0
0
0
0
0
0
0
0
0
0
0
0
0
0
0
0
0
0
0
0
0
0
0
0
0
0
0
0
0
0
0
0
0
0
0
0
0
0
0
0
0
0
0
0
0
0
0
0
0
0
0
0
0
0
0
0
0
0
0
0
0
0
0
0
0
0
0
0
0
0
0
0
0
0
0
0
0
0
0
0
0
0
0
0
0
0
0
0
0
0
0
0
0
0
0
0
0
0
0
0
0
0
0
0
0
0
0
0
0
0
0
0
0
0
0
0
0
0
0
0
0
0
0
0
0
0
0
0
0
0
0
0
0
0
0
0
0
0
0
0
0
0
0
0
0
0
0
0
0
0
0
0
0
0
0
0
0
0
0
0
0
0
0
0
0
0
0
0
0
0
0
0
0
0
0
0
0
0
0
0
0
0
0
0
0
0
0
0
0
0
0
0
0
0
0
0
0
0
0
0
0
0
0
0
0
0
0
0
0
0
0
0
0
0
0
0
0
0
0
0
0
0
0
0
0
0
0
0
0
0
0
0
0
0
0
0
0
0
0
0
0
0
0
0
0
0
0
0
0
0
0
0
0
0
0
0
0
0
0
0
0
0
0
0
0
0
0
0
0
0
0
0
0
0
0
0
0
0
0
0
0
0
0
0
0
0
0
0
0
0
0
0
0
0
0
0
0
0
0
0
0
0
0
0
0
0
0
0
0
0
0
0
0
0
0
0
0
0
0
0
0
0
0
0
0
0
0
0
0
0
0
0
0
0
0
0
0
0
0
0
0
0
0
0
0
0
0
0
0
0
0
0
0
0
0
0
0
0
0
0
0
0
0
0
0
0
0
0
0
0
0
0
0
0
0
0
0
0
0
0
0
0
0
0
0
0
0
0
0
0
0
0
0
0
0
0
0
0
0
0
0
0
0
0
0
0
0
0
0
0
0
0
0
0
0
0
0
0
0
0
0
0
0
0
0
0
0
0
0
0
0
0
0
0
0
0
0
0
0
0
0
0
0
0
0
0
0
0
0
0
0
0
0
0
0
0
0
0
0
0
0
0
0
0
0
0
0
0
0
0
0
0
0
0
0
0
0
0
0
0
0
0
0
0
0
0
0
0
0
0
0
0
0
0
0
0
0
0
0
0
0
0
0
0
0
0
0
0
0
0
0
0
0
0
0
0
0
0
0
0
0
0
0
0
0
0
0
0
0
0
0
0
0
0
0
0
0
0
0
0
0
0
0
0
0
0
0
0
0
0
0
0
0
0
0
0
0
0
0
0
0
0
0
0
0
0
0
0
0
0
0
0
0
0
0
0
0
0
0
0
0
0
0
0
0
0
0
0
0
0
0
0
0
0
0
0
0
0
0
0
0
0
0
0
0
0
0
0
0
0
0
0
0
0
0
0
0
0
0
0
0
0
0
0
0
0
0
0
0
0
0
0
0
0
0
0
0
0
0
0
0
0
0
0
0
0
0
0
0
0
0
0
0
0
0
0
0
0
0
0
0
0
0
0
0
0
0
0
0
0
0
0
0
0
0
0
0
0
0
0
0
0
0
0
0
0
0
0
0
0
0
0
0
0
0
0
0
0
0
0
0
0
0
0
0
0
0
0
0
0
0
0
0
0
0
0
0
0
0
0
0
0
0
0
0
0
0
0
0
0
0
0
0
0
0
0
0
0
0
0
0
0
0
0
0
0
0
0
0
0
0
0
0
0
0
0
0
0
0
0
0
0
0
0
0
0
0
0
0
0
0
0
0
0
0
0
0
0
0
0
0
0
0
0
0
0
0
0
0
0
0
0
0
0
0
0
0
0
0
0
0
0
0
0
0
0
0
0
0
0
0
0
0
0
0
0
0
0
0
0
0
0
0
0
0
0
0
0
0
0
0
0
0
0
0
0
0
0
0
0
0
0
0
0
0
0
0
0
0
0
0
0
0
0
0
0
0
0
0
0
0
0
0
0
0
0
0
0
0
0
0
0
0
0
0
0
0
0
0
0
0
0
0
0
0
0
0
0
0
0
0
0
0
0
0
0
0
0
0
0
0
0
0
0
0
0
0
0
0
0
0
0
0
0
0
0
0
0
0
0
0
0
0
0
0
0
0
0
0
0
0
0
0
0
0
0
0
0
0
0
0
0
0
0
0
0
0
0
0
0
0
0
0
0
0
0
0
0
0
0
0
0
0
0
0
0
0
0
0
0
0
0
0
0
0
0
0
0
0
0
0
0
0
0
0
0
0
0
0
0
0
0
0
0
0
0
0
0
0
0
0
0
0
0
0
0
0
0
0
0
0
0
0
0
0
0
0
0
0
0
0
0
0
0
0
0
0
0
0
0
0
0
0
0
0
0
0
0
0
0
0
0
0
0
0
0
0
0
0
0
0
0
0
0
0
0
0
0
0
0
0
0
0
0
0
0
0
0
0
0
0
0
0
0
0
0
0
0
0
0
0
0
0
0
0
0
0
0
0
0
0
0
0
0
0
0
0
0
0
0
0
0
0
0
0
0
0
0
0
0
0
0
0
0
0
0
0
0
0
0
0
0
0
0
0
0
0
0
0
0
0
0
0
0
0
0
0
0
0
0
0
0
0
0
0
0
0
0
0
0
0
0
0
0
0
0
0
0
0
0
0
0
0
0
0
0
0
0
0
0
0
0
0
0
0
0
0
0
0
0
0
0
0
0
0
0
0
0
0
0
0
0
0
0
0
0
0
0
0
0
0
0
0
0
0
0
0
0
0
0
0
0
0
0
0
0
0
0
0
0
0
0
0
0
0
0
0
0
0
0
0
0
0
0
0
0
0
0
0
0
0
0
0
0
0
0
0
0
0
0
0
0
0
0
0
0
0
0
0
0
0
0
0
0
0
0
0
0
0
0
0
0
0
0
0
0
0
0
0
0
0
0
0
0
0
0
0
0
0
0
0
0
0
0
0
0
0
0
0
0
0
0
0
0
0
0
0
0
0
0
0
0
0
0
0
0
0
0
0
0
0
0
0
0
0
0
0
0
0
0
0
0
0
0
0
0
0
0
0
0
0
0
0
0
0
0
0
0
0
0
0
0
0
0
0
0
0
0
0
0
0
0
0
0
0
0
0
0
0
0
0
0
0
0
0
0
0
0
0
0
0
0
0
0
0
0
0
0
0
0
0
0
0
0
0
0
0
0
0
0
0
0
0
0
0
0
0
0
0
0
0
0
0
0
0
0
0
0
0
0
0
0
0
0
0
0
0
0
0
0
0
0
0
0
0
0
0
0
0
0
0
0
0
0
0
0
0
0
0
0
0
0
0
0
0
0
0
0
0
0
0
0
0
0
0
0
0
0
0
0
0
0
0
0
0
0
0
0
0
0
0
0
0
0
0
0
0
0
0
0
0
0
0
0
0
0
0
0
0
0
0
0
0
0
0
0
0
0
0
0
0
0
0
0
0
0
0
0
0
0
0
0
0
0
0
0
0
0
0
0
0
0
0
0
0
0
0
0
0
0
0
0
0
0
0
0
0
0
0
0
0
0
0
0
0
0
0
0
0
0
0
0
0
0
0
0
0
0
0
0
0
0
0
0
0
0
0
0
0
0
0
0
0
0
0
0
0
0
0
0
0
0
0
0
0
0
0
0
0
0
0
0
0
0
0
0
0
0
0
0
0
0
0
0
0
0
0
0
0
0
0
0
0
0
0
0
0
0
0
0
0
0
0
0
0
0
0
0
0
0
0
0
0
0
0
0
0
0
0
0
0
0
0
0
0
0
0
0
0
0
0
0
0
0
0
0
0
0
0
0
0
0
0
0
0
0
0
0
0
0
0
0
0
0
0
0
0
0
0
0
0
0
0
0
0
0
0
0
0
0
0
0
0
0
0
0
0
0
0
0
0
0
0
0
0
0
0
0
0
0
0
0
0
0
0
0
0
0
0
0
0
0
0
0
0
0
0
0
0
0
0
0
0
0
0
0
0
0
0
0
0
0
0
0
0
0
0
0
0
0
0
0
0
0
0
0
0
0
0
0
0
0
0
0
0
0
0
0
0
0
0
0
0
0
0
0
0
0
0
0
0
0
0
0
0
0
0
0
0
0
0
0
0
0
0
0
0
0
0
0
0
0
0
0
0
0
0
0
0
0
0
0
0
0
0
0
0
0
0
0
0
0
0
0
0
0
0
0
0
0
0
0
0
0
0
0
0
0
0
0
0
0
0
0
0
0
0
0
0
0
0
0
0
0
0
0
0
0
0
0
0
0
0
0
0
0
0
0
0
0
0
0
0
0
0
0
0
0
0
0
0
0
0
0
0
0
0
0
0
0
0
0
0
0
0
0
0
0
0
0
0
0
0
0
0
0
0
0
0
0
0
0
0
0
0
0
0
0
0
0
0
0
0
0
0
0
0
0
0
0
0
0
0
0
0
0
0
0
0
0
0
0
0
0
0
0
0
0
0
0
0
0
0
0
0
0
0
0
0
0
0
0
0
0
0
0
0
0
0
0
0
0
0
0
0
0
0
0
0
0
0
0
0
0
0
0
0
0
0
0
0
0
0
0
0
0
0
0
0
0
0
0
0
0
0
0
0
0
0
0
0
0
0
0
0
0
0
0
0
0
0
0
0
0
0
0
0
0
0
0
0
0
0
0
0
0
0
0
0
0
0
0
0
0
0
0
0
0
0
0
0
0
0
0
0
0
0
0
0
0
0
0
0
0
0
0
0
0
0
0
0
0
0
0
0
0
0
0
0
0
0
0
0
0
0
0
0
0
0
0
0
0
0
0
0
0
0
0
0
0
0
0
0
0
0
0
0
0
0
0
0
0
0
0
0
0
0
0
0
0
0
0
0
0
0
0
0
0
0
0
0
0
0
0
0
0
0
0
0
0
0
0
0
0
0
0
0
0
0
0
0
0
0
0
0
0
0
0
0
0
0
0
0
0
0
0
0
0
0
0
0
0
0
0
0
0
0
0
0
0
0
0
0
0
0
0
0
0
0
0
0
0
0
0
0
0
0
0
0
0
0
0
0
0
0
0
0
0
0
0
0
0
0
0
0
0
0
0
0
0
0
0
0
0
0
0
0
0
0
0
0
0
0
0
0
0
0
0
0
0
0
0
0
0
0
0
0
0
0
0
0
0
0
0
0
0
0
0
0
0
0
0
0
0
0
0
0
0
0
0
0
0
0
0
0
0
0
0
0
0
0
0
0
0
0
0
0
0
0
0
0
0
0
0
0
0
0
0
0
0
0
0
0
0
0
0
0
0
0
0
0
0
0
0
0
0
0
0
0
0
0
0
0
0
0
0
0
0
0
0
0
0
0
0
0
0
0
0
0
0
0
0
0
0
0
0
0
0
0
0
0
0
0
0
0
0
0
0
0
0
0
0
0
0
0
0
0
0
0
0
0
0
0
0
0
0
0
0
0
0
0
0
0
0
0
0
0
0
0
0
0
0
0
0
0
0
0
0
0
0
0
0
0
0
0
0
0
0
0
0
0
0
0
0
0
0
0
0
0
0
0
0
0
0
0
0
0
0
0
0
0
0
0
0
0
0
0
0
0
0
0
0
0
0
0
0
0
0
0
0
0
0
0
0
0
0
0
0
0
0
0
0
0
0
0
0
0
0
0
0
0
0
0
0
0
0
0
0
0
0
0
0
0
0
0
0
0
0
0
0
0
0
0
0
0
0
0
0
0
0
0
0
0
0
0
0
0
0
0
0
0
0
0
0
0
0
0
0
0
0
0
0
0
0
0
0
0
0
0
0
0
0
0
0
0
0
0
0
0
0
0
0
0
0
0
0
0
0
0
0
0
0
0
0
0
0
0
0
0
0
0
0
0
0
0
0
0
0
0
0
0
0
0
0
0
0
0
0
0
0
0
0
0
0
0
0
0
0
0
0
0
0
0
0
0
0
0
0
0
0
0
0
0
0
0
0
0
0
0
0
0
0
0
0
0
0
0
0
0
0
0
0
0
0
0
0
0
0
0
0
0
0
0
0
0
0
0
0
0
0
0
0
0
0
0
0
0
0
0
0
0
0
0
0
0
0
0
0
0
0
0
0
0
0
0
0
0
0
0
0
0
0
0
0
0
0
0
0
0
0
0
0
0
0
0
0
0
0
0
0
0
0
0
0
0
0
0
0
0
0
0
0
0
0
0
0
0
0
0
0
0
0
0
0
0
0
0
0
0
0
0
0
0
0
0
0
0
0
0
0
0
0
0
0
0
0
0
0
0
0
0
0
0
0
0
0
0
0
0
0
0
0
0
0
0
0
0
0
0
0
0
0
0
0
0
0
0
0
0
0
0
0
0
0
0
0
0
0
0
0
0
0
0
0
0
0
0
0
0
0
0
0
0
0
0
0
0
0
0
0
0
0
0
0
0
0
0
0
0
0
0
0
0
0
0
0
0
0
0
0
0
0
0
0
0
0
0
0
0
0
0
0
0
0
0
0
0
0
0
0
0
0
0
0
0
0
0
0
0
0
0
0
0
0
0
0
0
0
0
0
0
0
0
0
0
0
0
0
0
0
0
0
0
0
0
0
0
0
0
0
0
0
0
0
0
0
0
0
0
0
0
0
0
0
0
0
0
0
0
0
0
0
0
0
0
0
0
0
0
0
0
0
0
0
0
0
0
0
0
0
0
0
0
0
0
0
0
0
0
0
0
0
0
0
0
0
0
0
0
0
0
0
0
0
0
0
0
0
0
0
0
0
0
0
0
0
0
0
0
0
0
0
0
0
0
0
0
0
0
0
0
0
0
0
0
0
0
0
0
0
0
0
0
0
0
0
0
0
0
0
0
0
0
0
0
0
0
0
0
0
0
0
0
0
0
0
0
0
0
0
0
0
0
0
0
0
0
0
0
0
0
0
0
0
0
0
0
0
0
0
0
0
0
0
0
0
0
0
0
0
0
0
0
0
0
0
0
0
0
0
0
0
0
0
0
0
0
0
0
0
0
0
0
0
0
0
0
0
0
0
0
0
0
0
0
0
0
0
0
0
0
0
0
0
0
0
0
0
0
0
0
0
0
0
0
0
0
0
0
0
0
0
0
0
0
0
0
0
0
0
0
0
0
0
0
0
0
0
0
0
0
0
0
0
0
0
0
0
0
0
0
0
0
0
0
0
0
0
0
0
0
0
0
0
0
0
0
0
0
0
0
0
0
0
0
0
0
0
0
0
0
0
0
0
0
0
0
0
0
0
0
0
0
0
0
0
0
0
0
0
0
0
0
0
0
0
0
0
0
0
0
0
0
0
0
0
0
0
0
0
0
0
0
0
0
0
0
0
0
0
0
0
0
0
0
0
0
0
0
0
0
0
0
0
0
0
0
0
0
0
0
0
0
0
0
0
0
0
0
0
0
0
0
0
0
0
0
0
0
0
0
0
0
0
0
0
0
0
0
0
0
0
0
0
0
0
0
0
0
0
0
0
0
0
0
0
0
0
0
0
0
0
0
0
0
0
0
0
0
0
0
0
0
0
0
0
0
0
0
0
0
0
0
0
0
0
0
0
0
0
0
0
0
0
0
0
0
0
0
0
0
0
0
0
0
0
0
0
0
0
0
0
0
0
0
0
0
0
0
0
0
0
0
0
0
0
0
0
0
0
0
0
0
0
0
0
0
0
0
0
0
0
0
0
0
0
0
0
0
0
0
0
0
0
0
0
0
0
0
0
0
0
0
0
0
0
0
0
0
0
0
0
0
0
0
0
0
0
0
0
0
0
0
0
0
0
0
0
0
0
0
0
0
0
0
0
0
0
0
0
0
0
0
0
0
0
0
0
0
0
0
0
0
0
0
0
0
0
0
0
0
0
0
0
0
0
0
0
0
0
0
0
0
0
0
0
0
0
0
0
0
0
0
0
0
0
0
0
0
0
0
0
0
0
0
0
0
0
0
0
0
0
0
0
0
0
0
0
0
0
0
0
0
0
0
0
0
0
0
0
0
0
0
0
0
0
0
0
0
0
0
0
0
0
0
0
0
0
0
0
0
0
0
0
0
0
0
0
0
0
0
0
0
0
0
0
0
0
0
0
0
0
0
0
0
0
0
0
0
0
0
0
0
0
0
0
0
0
0
0
0
0
0
0
0
0
0
0
0
0
0
0
0
0
0
0
0
0
0
0
0
0
0
0
0
0
0
0
0
0
0
0
0
0
0
0
0
0
0
0
0
0
0
0
0
0
0
0
0
0
0
0
0
0
0
0
0
0
0
0
0
0
0
0
0
0
0
0
0
0
0
0
0
0
0
0
0
0
0
0
0
0
0
0
0
0
0
0
0
0
0
0
0
0
0
0
0
0
0
0
0
0
0
0
0
0
0
0
0
0
0
0
0
0
0
0
0
0
0
0
0
0
0
0
0
0
0
0
0
0
0
0
0
0
0
0
0
0
0
0
0
0
0
0
0
0
0
0
0
0
0
0
0
0
0
0
0
0
0
0
0
0
0
0
0
0
0
0
0
0
0
0
0
0
0
0
0
0
0
0
0
0
0
0
0
0
0
0
0
0
0
0
0
0
0
0
0
0
0
0
0
0
0
0
0
0
0
0
0
0
0
0
0
0
0
0
0
0
0
0
0
0
0
0
0
0
0
0
0
0
0
0
0
0
0
0
0
0
0
0
0
0
0
0
0
0
0
0
0
0
0
0
0
0
0
0
0
0
0
0
0
0
0
0
0
0
0
0
0
0
0
0
0
0
0
0
0
0
0
0
0
0
0
0
0
0
0
0
0
0
0
0
0
0
0
0
0
0
0
0
0
0
0
0
0
0
0
0
0
0
0
0
0
0
0
0
0
0
0
0
0
0
0
0
0
0
0
0
0
0
0
0
0
0
0
0
0
0
0
0
0
0
0
0
0
0
0
0
0
0
0
0
0
0
0
0
0
0
0
0
0
0
0
0
0
0
0
0
0
0
0
0
0
0
0
0
0
0
0
0
0
0
0
0
0
0
0
0
0
0
0
0
0
0
0
0
0
0
0
0
0
0
0
0
0
0
0
0
0
0
0
0
0
0
0
0
0
0
0
0
0
0
0
0
0
0
0
0
0
0
0
0
0
0
0
0
0
0
0
0
0
0
0
0
0
0
0
0
0
0
0
0
0
0
0
0
0
0
0
0
0
0
0
0
0
0
0
0
0
0
0
0
0
0
0
0
0
0
0
0
0
0
0
0
0
0
0
0
0
0
0
0
0
0
0
0
0
0
0
0
0
0
0
0
0
0
0
0
0
0
0
0
0
0
0
0
0
0
0
0
0
0
0
0
0
0
0
0
0
0
0
0
0
0
0
0
0
0
0
0
0
0
0
0
0
0
0
0
0
0
0
0
0
0
0
0
0
0
0
0
0
0
0
0
0
0
0
0
0
0
0
0
0
0
0
0
0
0
0
0
0
0
0
0
0
0
0
0
0
0
0
0
0
0
0
0
0
0
0
0
0
0
0
0
0
0
0
0
0
0
0
0
0
0
0
0
0
0
0
0
0
0
0
0
0
0
0
0
0
0
0
0
0
0
0
0
0
0
0
0
0
0
0
0
0
0
0
0
0
0
0
0
0
0
0
0
0
0
0
0
0
0
0
0
0
0
0
0
0
0
0
0
0
0
0
0
0
0
0
0
0
0
0
0
0
0
0
0
0
0
0
0
0
0
0
0
0
0
0
0
0
0
0
0
0
0
0
0
0
0
0
0
0
0
0
0
0
0
0
0
0
0
0
0
0
0
0
0
0
0
0
0
0
0
0
0
0
0
0
0
0
0
0
0
0
0
0
0
0
0
0
0
0
0
0
0
0
0
0
0
0
0
0
0
0
0
0
0
0
0
0
0
0
0
0
0
0
0
0
0
0
0
0
0
0
0
0
0
0
0
0
0
0
0
0
0
0
0
0
0
0
0
0
0
0
0
0
0
0
0
0
0
0
0
0
0
0
0
0
0
0
0
0
0
0
0
0
0
0
0
0
0
0
0
0
0
0
0
0
0
0
0
0
0
0
0
0
0
0
0
0
0
0
0
0
0
0
0
0
0
0
0
0
0
0
0
0
0
0
0
0
0
0
0
0
0
0
0
0
0
0
0
0
0
0
0
0
0
0
0
0
0
0
0
0
0
0
0
0
0
0
0
0
0
0
0
0
0
0
0
0
0
0
0
0
0
0
0
0
0
0
0
0
0
0
0
0
0
0
0
0
0
0
0
0
0
0
0
0
0
0
0
0
0
0
0
0
0
0
0
0
0
0
0
0
0
0
0
0
0
0
0
0
0
0
0
0
0
0
0
0
0
0
0
0
0
0
0
0
0
0
0
0
0
0
0
0
0
0
0
0
0
0
0
0
0
0
0
0
0
0
0
0
0
0
0
0
0
0
0
0
0
0
0
0
0
0
0
0
0
0
0
0
0
0
0
0
0
0
0
0
0
0
0
0
0
0
0
0
0
0
0
0
0
0
0
0
0
0
0
0
0
0
0
0
0
0
0
0
0
0
0
0
0
0
0
0
0
0
0
0
0
0
0
0
0
0
0
0
0
0
0
0
0
0
0
0
0
0
0
0
0
0
0
0
0
0
0
0
0
0
0
0
0
0
0
0
0
0
0
0
0
0
0
0
0
0
0
0
0
0
0
0
0
0
0
0
0
0
0
0
0
0
0
0
0
0
0
0
0
0
0
0
0
0
0
0
0
0
0
0
0
0
0
0
0
0
0
0
0
0
0
0
0
0
0
0
0
0
0
0
0
0
0
0
0
0
0
0
0
0
0
0
0
0
0
0
0
0
0
0
0
0
0
0
0
0
0
0
0
0
0
0
0
0
0
0
0
0
0
0
0
0
0
0
0
0
0
0
0
0
0
0
0
0
0
0
0
0
0
0
0
0
0
0
0
0
0
0
0
0
0
0
0
0
0
0
0
0
0
0
0
0
0
0
0
0
0
0
0
0
0
0
0
0
0
0
0
0
0
0
0
0
0
0
0
0
0
0
0
0
0
0
0
0
0
0
0
0
0
0
0
0
0
0
0
0
0
0
0
0
0
0
0
0
0
0
0
0
0
0
0
0
0
0
0
0
0
0
0
0
0
0
0
0
0
0
0
0
0
0
0
0
0
0
0
0
0
0
0
0
0
0
0
0
0
0
0
0
0
0
0
0
0
0
0
0
0
0
0
0
0
0
0
0
0
0
0
0
0
0
0
0
0
0
0
0
0
0
0
0
0
0
0
0
0
0
0
0
0
0
0
0
0
0
0
0
0
0
0
0
0
0
0
0
0
0
0
0
0
0
0
0
0
0
0
0
0
0
0
0
0
0
0
0
0
0
0
0
0
0
0
0
0
0
0
0
0
0
0
0
0
0
0
0
0
0
0
0
0
0
0
0
0
0
0
0
0
0
0
0
0
0
0
0
0
0
0
0
0
0
0
0
0
0
0
0
0
0
0
0
0
0
0
0
0
0
0
0
0
0
0
0
0
0
0
0
0
0
0
0
0
0
0
0
0
0
0
0
0
0
0
0
0
0
0
0
0
0
0
0
0
0
0
0
0
0
0
0
0
0
0
0
0
0
0
0
0
0
0
0
0
0
0
0
0
0
0
0
0
0
0
0
0
0
0
0
0
0
0
0
0
0
0
0
0
0
0
0
0
0
0
0
0
0
0
0
0
0
0
0
0
0
0
0
0
0
0
0
0
0
0
0
0
0
0
0
0
0
0
0
0
0
0
0
0
0
0
0
0
0
0
0
0
0
0
0
0
0
0
0
0
0
0
0
0
0
0
0
0
0
0
0
0
0
0
0
0
0
0
0
0
0
0
0
0
0
0
0
0
0
0
0
0
0
0
0
0
0
0
0
0
0
0
0
0
0
0
0
0
0
0
0
0
0
0
0
0
0
0
0
0
0
0
0
0
0
0
0
0
0
0
0
0
0
0
0
0
0
0
0
0
0
0
0
0
0
0
0
0
0
0
0
0
0
0
0
0
0
0
0
0
0
0
0
0
0
0
0
0
0
0
0
0
0
0
0
0
0
0
0
0
0
0
0
0
0
0
0
0
0
0
0
0
0
0
0
0
0
0
0
0
0
0
0
0
0
0
0
0
0
0
0
0
0
0
0
0
0
0
0
0
0
0
0
0
0
0
0
0
0
0
0
0
0
0
0
0
0
0
0
0
0
0
0
0
0
0
0
0
0
0
0
0
0
0
0
0
0
0
0
0
0
0
0
0
0
0
0
0
0
0
0
0
0
0
0
0
0
0
0
0
0
0
0
0
0
0
0
0
0
0
0
0
0
0
0
0
0
0
0
0
0
0
0
0
0
0
0
0
0
0
0
0
0
0
0
0
0
0
0
0
0
0
0
0
0
0
0
0
0
0
0
0
0
0
0
0
0
0
0
0
0
0
0
0
0
0
0
0
0
0
0
0
0
0
0
0
0
0
0
0
0
0
0
0
0
0
0
0
0
0
0
0
0
0
0
0
0
0
0
0
0
0
0
0
0
0
0
0
0
0
0
0
0
0
0
0
0
0
0
0
0
0
0
0
0
0
0
0
0
0
0
0
0
0
0
0
0
0
0
0
0
0
0
0
0
0
0
0
0
0
0
0
0
0
0
0
0
0
0
0
0
0
0
0
0
0
0
0
0
0
0
0
0
0
0
0
0
0
0
0
0
0
0
0
0
0
0
0
0
0
0
0
0
0
0
0
0
0
0
0
0
0
0
0
0
0
0
0
0
0
0
0
0
0
0
0
0
0
0
0
0
0
0
0
0
0
0
0
0
0
0
0
0
0
0
0
0
0
0
0
0
0
0
0
0
0
0
0
0
0
0
0
0
0
0
0
0
0
0
0
0
0
0
0
0
0
0
0
0
0
0
0
0
0
0
0
0
0
0
0
0
0
0
0
0
0
0
0
0
0
0
0
0
0
0
0
0
0
0
0
0
0
0
0
0
0
0
0
0
0
0
0
0
0
0
0
0
0
0
0
0
0
0
0
0
0
0
0
0
0
0
0
0
0
0
0
0
0
0
0
0
0
0
0
0
0
0
0
0
0
0
0
0
0
0
0
0
0
0
0
0
0
0
0
0
0
0
0
0
0
0
0
0
0
0
0
0
0
0
0
0
0
0
0
0
0
0
0
0
0
0
0
0
0
0
0
0
0
0
0
0
0
0
0
0
0
0
0
0
0
0
0
0
0
0
0
0
0
0
0
0
0
0
0
0
0
0
0
0
0
0
0
0
0
0
0
0
0
0
0
0
0
0
0
0
0
0
0
0
0
0
0
0
0
0
0
0
0
0
0
0
0
0
0
0
0
0
0
0
0
0
0
0
0
0
0
0
0
0
0
0
0
0
0
0
0
0
0
0
0
0
0
0
0
0
0
0
0
0
0
0
0
0
0
0
0
0
0
0
0
0
0
0
0
0
0
0
0
0
0
0
0
0
0
0
0
0
0
0
0
0
0
0
0
0
0
0
0
0
0
0
0
0
0
0
0
0
0
0
0
0
0
0
0
0
0
0
0
0
0
0
0
0
0
0
0
0
0
0
0
0
0
0
0
0
0
0
0
0
0
0
0
0
0
0
0
0
0
0
0
0
0
0
0
0
0
0
0
0
0
0
0
0
0
0
0
0
0
0
0
0
0
0
0
0
0
0
0
0
0
0
0
0
0
0
0
0
0
0
0
0
0
0
0
0
0
0
0
0
0
0
0
0
0
0
0
0
0
0
0
0
0
0
0
0
0
0
0
0
0
0
0
0
0
0
0
0
0
0
0
0
0
0
0
0
0
0
0
0
0
0
0
0
0
0
0
0
0
0
0
0
0
0
0
0
0
0
0
0
0
0
0
0
0
0
0
0
0
0
0
0
0
0
0
0
0
0
0
0
0
0
0
0
0
0
0
0
0
0
0
0
0
0
0
0
0
0
0
0
0
0
0
0
0
0
0
0
0
0
0
0
0
0
0
0
0
0
0
0
0
0
0
0
0
0
0
0
0
0
0
0
0
0
0
0
0
0
0
0
0
0
0
0
0
0
0
0
0
0
0
0
0
0
0
0
0
0
0
0
0
0
0
0
0
0
0
0
0
0
0
0
0
0
0
0
0
0
0
0
0
0
0
0
0
0
0
0
0
0
0
0
0
0
0
0
0
0
0
0
0
0
0
0
0
0
0
0
0
0
0
0
0
0
0
0
0
0
0
0
0
0
0
0
0
0
0
0
0
0
0
0
0
0
0
0
0
0
0
0
0
0
0
0
0
0
0
0
0
0
0
0
0
0
0
0
0
0
0
0
0
0
0
0
0
0
0
0
0
0
0
0
0
0
0
0
0
0
0
0
0
0
0
0
0
0
0
0
0
0
0
0
0
0
0
0
0
0
0
0
0
0
0
0
0
0
0
0
0
0
0
0
0
0
0
0
0
0
0
0
0
0
0
0
0
0
0
0
0
0
0
0
0
0
0
0
0
0
0
0
0
0
0
0
0
0
0
0
0
0
0
0
0
0
0
0
0
0
0
0
0
0
0
0
0
0
0
0
0
0
0
0
0
0
0
0
0
0
0
0
0
0
0
0
0
0
0
0
0
0
0
0
0
0
0
0
0
0
0
0
0
0
0
0
0
0
0
0
0
0
0
0
0
0
0
0
0
0
0
0
0
0
0
0
0
0
0
0
0
0
0
0
0
0
0
0
0
0
0
0
0
0
0
0
0
0
0
0
0
0
0
0
0
0
0
0
0
0
0
0
0
0
0
0
0
0
0
0
0
0
0
0
0
0
0
0
0
0
0
0
0
0
0
0
0
0
0
0
0
0
0
0
0
0
0
0
0
0
0
0
0
0
0
0
0
0
0
0
0
0
0
0
0
0
0
0
0
0
0
0
0
0
0
0
0
0
0
0
0
0
0
0
0
0
0
0
0
0
0
0
0
0
0
0
0
0
0
0
0
0
0
0
0
0
0
0
0
0
0
0
0
0
0
0
0
0
0
0
0
0
0
0
0
0
0
0
0
0
0
0
0
0
0
0
0
0
0
0
0
0
0
0
0
0
0
0
0
0
0
0
0
0
0
0
0
0
0
0
0
0
0
0
0
0
0
0
0
0
0
0
0
0
0
0
0
0
0
0
0
0
0
0
0
0
0
0
0
0
0
0
0
0
0
0
0
0
0
0
0
0
0
0
0
0
0
0
0
0
0
0
0
0
0
0
0
0
0
0
0
0
0
0
0
0
0
0
0
0
0
0
0
0
0
0
0
0
0
0
0
0
0
0
0
0
0
0
0
0
0
0
0
0
0
0
0
0
0
0
0
0
0
0
0
0
0
0
0
0
0
0
0
0
0
0
0
0
0
0
0
0
0
0
0
0
0
0
0
0
0
0
0
0
0
0
0
0
0
0
0
0
0
0
0
0
0
0
0
0
0
0
0
0
0
0
0
0
0
0
0
0
0
0
0
0
0
0
0
0
0
0
0
0
0
0
0
0
0
0
0
0
0
0
0
0
0
0
0
0
0
0
0
0
0
0
0
0
0
0
0
0
0
0
0
0
0
0
0
0
0
0
0
0
0
0
0
0
0
0
0
0
0
0
0
0
0
0
0
0
0
0
0
0
0
0
0
0
0
0
0
0
0
0
0
0
0
0
0
0
0
0
0
0
0
0
0
0
0
0
0
0
0
0
0
0
0
0
0
0
0
0
0
0
0
0
0
0
0
0
0
0
0
0
0
0
0
0
0
0
0
0
0
0
0
0
0
0
0
0
0
0
0
0
0
0
0
0
0
0
0
0
0
0
0
0
0
0
0
0
0
0
0
0
0
0
0
0
0
0
0
0
0
0
0
0
0
0
0
0
0
0
0
0
0
0
0
0
0
0
0
0
0
0
0
0
0
0
0
0
0
0
0
0
0
0
0
0
0
0
0
0
0
0
0
0
0
0
0
0
0
0
0
0
0
0
0
0
0
0
0
0
0
0
0
0
0
0
0
0
0
0
0
0
0
0
0
0
0
0
0
0
0
0
0
0
0
0
0
0
0
0
0
0
0
0
0
0
0
0
0
0
0
0
0
0
0
0
0
0
0
0
0
0
0
0
0
0
0
0
0
0
0
0
0
0
0
0
0
0
0
0
0
0
0
0
0
0
0
0
0
0
0
0
0
0
0
0
0
0
0
0
0
0
0
0
0
0
0
0
0
0
0
0
0
0
0
0
0
0
0
0
0
0
0
0
0
0
0
0
0
0
0
0
0
0
0
0
0
0
0
0
0
0
0
0
0
0
0
0
0
0
0
0
0
0
0
0
0
0
0
0
0
0
0
0
0
0
0
0
0
0
0
0
0
0
0
0
0
0
0
0
0
0
0
0
0
0
0
0
0
0
0
0
0
0
0
0
0
0
0
0
0
0
0
0
0
0
0
0
0
0
0
0
0
0
0
0
0
0
0
0
0
0
0
0
0
0
0
0
0
0
0
0
0
0
0
0
0
0
0
0
0
0
0
0
0
0
0
0
0
0
0
0
0
0
0
0
0
0
0
0
0
0
0
0
0
0
0
0
0
0
0
0
0
0
0
0
0
0
0
0
0
0
0
0
0
0
0
0
0
0
0
0
0
0
0
0
0
0
0
0
0
0
0
0
0
0
0
0
0
0
0
0
0
0
0
0
0
0
0
0
0
0
0
0
0
0
0
0
0
0
0
0
0
0
0
0
0
0
0
0
0
0
0
0
0
0
0
0
0
0
0
0
0
0
0
0
0
0
0
0
0
0
0
0
0
0
0
0
0
0
0
0
0
0
0
0
0
0
0
0
0
0
0
0
0
0
0
0
0
0
0
0
0
0
0
0
0
0
0
0
0
0
0
0
0
0
0
0
0
0
0
0
0
0
0
0
0
0
0
0
0
0
0
0
0
0
0
0
0
0
0
0
0
0
0
0
0
0
0
0
0
0
0
0
0
0
0
0
0
0
0
0
0
0
0
0
0
0
0
0
0
0
0
0
0
0
0
0
0
0
0
0
0
0
0
0
0
0
0
0
0
0
0
0
0
0
0
0
0
0
0
0
0
0
0
0
0
0
0
0
0
0
0
0
0
0
0
0
0
0
0
0
0
0
0
0
0
0
0
0
0
0
0
0
0
0
0
0
0
0
0
0
0
0
0
0
0
0
0
0
0
0
0
0
0
0
0
0
0
0
0
0
0
0
0
0
0
0
0
0
0
0
0
0
0
0
0
0
0
0
0
0
0
0
0
0
0
0
0
0
0
0
0
0
0
0
0
0
0
0
0
0
0
0
0
0
0
0
0
0
0
0
0
0
0
0
0
0
0
0
0
0
0
0
0
0
0
0
0
0
0
0
0
0
0
0
0
0
0
0
0
0
0
0
0
0
0
0
0
0
0
0
0
0
0
0
0
0
0
0
0
0
0
0
0
0
0
0
0
0
0
0
0
0
0
0
0
0
0
0
0
0
0
0
0
0
0
0
0
0
0
0
0
0
0
0
0
0
0
0
0
0
0
0
0
0
0
0
0
0
0
0
0
0
0
0
0
0
0
0
0
0
0
0
0
0
0
0
0
0
0
0
0
0
0
0
0
0
0
0
0
0
0
0
0
0
0
0
0
0
0
0
0
0
0
0
0
0
0
0
0
0
0
0
0
0
0
0
0
0
0
0
0
0
0
0
0
0
0
0
0
0
0
0
0
0
0
0
0
0
0
0
0
0
0
0
0
0
0
0
0
0
0
0
0
0
0
0
0
0
0
0
0
0
0
0
0
0
0
0
0
0
0
0
0
0
0
0
0
0
0
0
0
0
0
0
0
0
0
0
0
0
0
0
0
0
0
0
0
0
0
0
0
0
0
0
0
0
0
0
0
0
0
0
0
0
0
0
0
0
0
0
0
0
0
0
0
0
0
0
0
0
0
0
0
0
0
0
0
0
0
0
0
0
0
0
0
0
0
0
0
0
0
0
0
0
0
0
0
0
0
0
0
0
0
0
0
0
0
0
0
0
0
0
0
0
0
0
0
0
0
0
0
0
0
0
0
0
0
0
0
0
0
0
0
0
0
0
0
0
0
0
0
0
0
0
0
0
0
0
0
0
0
0
0
0
0
0
0
0
0
0
0
0
0
0
0
0
0
0
0
0
0
0
0
0
0
0
0
0
0
0
0
0
0
0
0
0
0
0
0
0
0
0
0
0
0
0
0
0
0
0
0
0
0
0
0
0
0
0
0
0
0
0
0
0
0
0
0
0
0
0
0
0
0
0
0
0
0
0
0
0
0
0
0
0
0
0
0
0
0
0
0
0
0
0
0
0
0
0
0
0
0
0
0
0
0
0
0
0
0
0
0
0
0
0
0
0
0
0
0
0
0
0
0
0
0
0
0
0
0
0
0
0
0
0
0
0
0
0
0
0
0
0
0
0
0
0
0
0
0
0
0
0
0
0
0
0
0
0
0
0
0
0
0
0
0
0
0
0
0
0
0
0
0
0
0
0
0
0
0
0
0
0
0
0
0
0
0
0
0
0
0
0
0
0
0
0
0
0
0
0
0
0
0
0
0
0
0
0
0
0
0
0
0
0
0
0
0
0
0
0
0
0
0
0
0
0
0
0
0
0
0
0
0
0
0
0
0
0
0
0
0
0
0
0
0
0
0
0
0
0
0
0
0
0
0
0
0
0
0
0
0
0
0
0
0
0
0
0
0
0
0
0
0
0
0
0
0
0
0
0
0
0
0
0
0
0
0
0
0
0
0
0
0
0
0
0
0
0
0
0
0
0
0
0
0
0
0
0
0
0
0
0
0
0
0
0
0
0
0
0
0
0
0
0
0
0
0
0
0
0
0
0
0
0
0
0
0
0
0
0
0
0
0
0
0
0
0
0
0
0
0
0
0
0
0
0
0
0
0
0
0
0
0
0
0
0
0
0
0
0
0
0
0
0
0
0
0
0
0
0
0
0
0
0
0
0
0
0
0
0
0
0
0
0
0
0
0
0
0
0
0
0
0
0
0
0
0
0
0
0
0
0
0
0
0
0
0
0
0
0
0
0
0
0
0
0
0
0
0
0
0
0
0
0
0
0
0
0
0
0
0
0
0
0
0
0
0
0
0
0
0
0
0
0
0
0
0
0
0
0
0
0
0
0
0
0
0
0
0
0
0
0
0
0
0
0
0
0
0
0
0
0
0
0
0
0
0
0
0
0
0
0
0
0
0
0
0
0
0
0
0
0
0
0
0
0
0
0
0
0
0
0
0
0
0
0
0
0
0
0
0
0
0
0
0
0
0
0
0
0
0
0
0
0
0
0
0
0
0
0
0
0
0
0
0
0
0
0
0
0
0
0
0
0
0
0
0
0
0
0
0
0
0
0
0
0
0
0
0
0
0
0
0
0
0
0
0
0
0
0
0
0
0
0
0
0
0
0
0
0
0
0
0
0
0
0
0
0
0
0
0
0
0
0
0
0
0
0
0
0
0
0
0
0
0
0
0
0
0
0
0
0
0
0
0
0
0
0
0
0
0
0
0
0
0
0
0
0
0
0
0
0
0
0
0
0
0
0
0
0
0
0
0
0
0
0
0
0
0
0
0
0
0
0
0
0
0
0
0
0
0
0
0
0
0
0
0
0
0
0
0
0
0
0
0
0
0
0
0
0
0
0
0
0
0
0
0
0
0
0
0
0
0
0
0
0
0
0
0
0
0
0
0
0
0
0
0
0
0
0
0
0
0
0
0
0
0
0
0
0
0
0
0
0
0
0
0
0
0
0
0
0
0
0
0
0
0
0
0
0
0
0
0
0
0
0
0
0
0
0
0
0
0
0
0
0
0
0
0
0
0
0
0
0
0
0
0
0
0
0
0
0
0
0
0
0
0
0
0
0
0
0
0
0
0
0
0
0
0
0
0
0
0
0
0
0
0
0
0
0
0
0
0
0
0
0
0
0
0
0
0
0
0
0
0
0
0
0
0
0
0
0
0
0
0
0
0
0
0
0
0
0
0
0
0
0
0
0
0
0
0
0
0
0
0
0
0
0
0
0
0
0
0
0
0
0
0
0
0
0
0
0
0
0
0
0
0
0
0
0
0
0
0
0
0
0
0
0
0
0
0
0
0
0
0
0
0
0
0
0
0
0
0
0
0
0
0
0
0
0
0
0
0
0
0
0
0
0
0
0
0
0
0
0
0
0
0
0
0
0
0
0
0
0
0
0
0
0
0
0
0
0
0
0
0
0
0
0
0
0
0
0
0
0
0
0
0
0
0
0
0
0
0
0
0
0
0
0
0
0
0
0
0
0
0
0
0
0
0
0
0
0
0
0
0
0
0
0
0
0
0
0
0
0
0
0
0
0
0
0
0
0
0
0
0
0
0
0
0
0
0
0
0
0
0
0
0
0
0
0
0
0
0
0
0
0
0
0
0
0
0
0
0
0
0
0
0
0
0
0
0
0
0
0
0
0
0
0
0
0
0
0
0
0
0
0
0
0
0
0
0
0
0
0
0
0
0
0
0
0
0
0
0
0
0
0
0
0
0
0
0
0
0
0
0
0
0
0
0
0
0
0
0
0
0
0
0
0
0
0
0
0
0
0
0
0
0
0
0
0
0
0
0
0
0
0
0
0
0
0
0
0
0
0
0
0
0
0
0
0
0
0
0
0
0
0
0
0
0
0
0
0
0
0
0
0
0
0
0
0
0
0
0
0
0
0
0
0
0
0
0
0
0
0
0
0
0
0
0
0
0
0
0
0
0
0
0
0
0
0
0
0
0
0
0
0
0
0
0
0
0
0
0
0
0
0
0
0
0
0
0
0
0
0
0
0
0
0
0
0
0
0
0
0
0
0
0
0
0
0
0
0
0
0
0
0
0
0
0
0
0
0
0
0
0
0
0
0
0
0
0
0
0
0
0
0
0
0
0
0
0
0
0
0
0
0
0
0
0
0
0
0
0
0
0
0
0
0
0
0
0
0
0
0
0
0
0
0
0
0
0
0
0
0
0
0
0
0
0
0
0
0
0
0
0
0
0
0
0
0
0
0
0
0
0
0
0
0
0
0
0
0
0
0
0
0
0
0
0
0
0
0
0
0
0
0
0
0
0
0
0
0
0
0
0
0
0
0
0
0
0
0
0
0
0
0
0
0
0
0
0
0
0
0
0
0
0
0
0
0
0
0
0
0
0
0
0
0
0
0
0
0
0
0
0
0
0
0
0
0
0
0
0
0
0
0
0
0
0
0
0
0
0
0
0
0
0
0
0
0
0
0
0
0
0
0
0
0
0
0
0
0
0
0
0
0
0
0
0
0
0
0
0
0
0
0
0
0
0
0
0
0
0
0
0
0
0
0
0
0
0
0
0
0
0
0
0
0
0
0
0
0
0
0
0
0
0
0
0
0
0
0
0
0
0
0
0
0
0
0
0
0
0
0
0
0
0
0
0
0
0
0
0
0
0
0
0
0
0
0
0
0
0
0
0
0
0
0
0
0
0
0
0
0
0
0
0
0
0
0
0
0
0
0
0
0
0
0
0
0
0
0
0
0
0
0
0
0
0
0
0
0
0
0
0
0
0
0
0
0
0
0
0
0
0
0
0
0
0
0
0
0
0
0
0
0
0
0
0
0
0
0
0
0
0
0
0
0
0
0
0
0
0
0
0
0
0
0
0
0
0
0
0
0
0
0
0
0
0
0
0
0
0
0
0
0
0
0
0
0
0
0
0
0
0
0
0
0
0
0
0
0
0
0
0
0
0
0
0
0
0
0
0
0
0
0
0
0
0
0
0
0
0
0
0
0
0
0
0
0
0
0
0
0
0
0
0
0
0
0
0
0
0
0
0
0
0
0
0
0
0
0
0
0
0
0
0
0
0
0
0
0
0
0
0
0
0
0
0
0
0
0
0
0
0
0
0
0
0
0
0
0
0
0
0
0
0
0
0
0
0
0
0
0
0
0
0
0
0
0
0
0
0
0
0
0
0
0
0
0
0
0
0
0
0
0
0
0
0
0
0
0
0
0
0
0
0
0
0
0
0
0
0
0
0
0
0
0
0
0
0
0
0
0
0
0
0
0
0
0
0
0
0
0
0
0
0
0
0
0
0
0
0
0
0
0
0
0
0
0
0
0
0
0
0
0
0
0
0
0
0
0
0
0
0
0
0
0
0
0
0
0
0
0
0
0
0
0
0
0
0
0
0
0
0
0
0
0
0
0
0
0
0
0
0
0
0
0
0
0
0
0
0
0
0
0
0
0
0
0
0
0
0
0
0
0
0
0
0
0
0
0
0
0
0
0
0
0
0
0
0
0
0
0
0
0
0
0
0
0
0
0
0
0
0
0
0
0
0
0
0
0
0
0
0
0
0
0
0
0
0
0
0
0
0
0
0
0
0
0
0
0
0
0
0
0
0
0
0
0
0
0
0
0
0
0
0
0
0
0
0
0
0
0
0
0
0
0
0
0
0
0
0
0
0
0
0
0
0
0
0
0
0
0
0
0
0
0
0
0
0
0
0
0
0
0
0
0
0
0
0
0
0
0
0
0
0
0
0
0
0
0
0
0
0
0
0
0
0
0
0
0
0
0
0
0
0
0
0
0
0
0
0
0
0
0
0
0
0
0
0
0
0
0
0
0
0
0
0
0
0
0
0
0
0
0
0
0
0
0
0
0
0
0
0
0
0
0
0
0
0
0
0
0
0
0
0
0
0
0
0
0
0
0
0
0
0
0
0
0
0
0
0
0
0
0
0
0
0
0
0
0
0
0
0
0
0
0
0
0
0
0
0
0
0
0
0
0
0
0
0
0
0
0
0
0
0
0
0
0
0
0
0
0
0
0
0
0
0
0
0
0
0
0
0
0
0
0
0
0
0
0
0
0
0
0
0
0
0
0
0
0
0
0
0
0
0
0
0
0
0
0
0
0
0
0
0
0
0
0
0
0
0
0
0
0
0
0
0
0
0
0
0
0
0
0
0
0
0
0
0
0
0
0
0
0
0
0
0
0
0
0
0
0
0
0
0
0
0
0
0
0
0
0
0
0
0
0
0
0
0
0
0
0
0
0
0
0
0
0
0
0
0
0
0
0
0
0
0
0
0
0
0
0
0
0
0
0
0
0
0
0
0
0
0
0
0
0
0
0
0
0
0
0
0
0
0
0
0
0
0
0
0
0
0
0
0
0
0
0
0
0
0
0
0
0
0
0
0
0
0
0
0
0
0
0
0
0
0
0
0
0
0
0
0
0
0
0
0
0
0
0
0
0
0
0
0
0
0
0
0
0
0
0
0
0
0
0
0
0
0
0
0
0
0
0
0
0
0
0
0
0
0
0
0
0
0
0
0
0
0
0
0
0
0
0
0
0
0
0
0
0
0
0
0
0
0
0
0
0
0
0
0
0
0
0
0
0
0
0
0
0
0
0
0
0
0
0
0
0
0
0
0
0
0
0
0
0
0
0
0
0
0
0
0
0
0
0
0
0
0
0
0
0
0
0
0
0
0
0
0
0
0
0
0
0
0
0
0
0
0
0
0
0
0
0
0
0
0
0
0
0
0
0
0
0
0
0
0
0
0
0
0
0
0
0
0
0
0
0
0
0
0
0
0
0
0
0
0
0
0
0
0
0
0
0
0
0
0
0
0
0
0
0
0
0
0
0
0
0
0
0
0
0
0
0
0
0
0
0
0
0
0
0
0
0
0
0
0
0
0
0
0
0
0
0
0
0
0
0
0
0
0
0
0
0
0
0
0
0
0
0
0
0
0
0
0
0
0
0
0
0
0
0
0
0
0
0
0
0
0
0
0
0
0
0
0
0
0
0
0
0
0
0
0
0
0
0
0
0
0
0
0
0
0
0
0
0
0
0
0
0
0
0
0
0
0
0
0
0
0
0
0
0
0
0
0
0
0
0
0
0
0
0
0
0
0
0
0
0
0
0
0
0
0
0
0
0
0
0
0
0
0
0
0
0
0
0
0
0
0
0
0
0
0
0
0
0
0
0
0
0
0
0
0
0
0
0
0
0
0
0
0
0
0
0
0
0
0
0
0
0
0
0
0
0
0
0
0
0
0
0
0
0
0
0
0
0
0
0
0
0
0
0
0
0
0
0
0
0
0
0
0
0
0
0
0
0
0
0
0
0
0
0
0
0
0
0
0
0
0
0
0
0
0
0
0
0
0
0
0
0
0
0
0
0
0
0
0
0
0
0
0
0
0
0
0
0
0
0
0
0
0
0
0
0
0
0
0
0
0
0
0
0
0
0
0
0
0
0
0
0
0
0
0
0
0
0
0
0
0
0
0
0
0
0
0
0
0
0
0
0
0
0
0
0
0
0
0
0
0
0
0
0
0
0
0
0
0
0
0
0
0
0
0
0
0
0
0
0
0
0
0
0
0
0
0
0
0
0
0
0
0
0
0
0
0
0
0
0
0
0
0
0
0
0
0
0
0
0
0
0
0
0
0
0
0
0
0
0
0
0
0
0
0
0
0
0
0
0
0
0
0
0
0
0
0
0
0
0
0
0
0
0
0
0
0
0
0
0
0
0
0
0
0
0
0
0
0
0
0
0
0
0
0
0
0
0
0
0
0
0
0
0
0
0
0
0
0
0
0
0
0
0
0
0
0
0
0
0
0
0
0
0
0
0
0
0
0
0
0
0
0
0
0
0
0
0
0
0
0
0
0
0
0
0
0
0
0
0
0
0
0
0
0
0
0
0
0
0
0
0
0
0
0
0
0
0
0
0
0
0
0
0
0
0
0
0
0
0
0
0
0
0
0
0
0
0
0
0
0
0
0
0
0
0
0
0
0
0
0
0
0
0
0
0
0
0
0
0
0
0
0
0
0
0
0
0
0
0
0
0
0
0
0
0
0
0
0
0
0
0
0
0
0
0
0
0
0
0
0
0
0
0
0
0
0
0
0
0
0
0
0
0
0
0
0
0
0
0
0
0
0
0
0
0
0
0
0
0
0
0
0
0
0
0
0
0
0
0
0
0
0
0
0
0
0
0
0
0
0
0
0
0
0
0
0
0
0
0
0
0
0
0
0
0
0
0
0
0
0
0
0
0
0
0
0
0
0
0
0
0
0
0
0
0
0
0
0
0
0
0
0
0
0
0
0
0
0
0
0
0
0
0
0
0
0
0
0
0
0
0
0
0
0
0
0
0
0
0
0
0
0
0
0
0
0
0
0
0
0
0
0
0
0
0
0
0
0
0
0
0
0
0
0
0
0
0
0
0
0
0
0
0
0
0
0
0
0
0
0
0
0
0
0
0
0
0
0
0
0
0
0
0
0
0
0
0
0
0
0
0
0
0
0
0
0
0
0
0
0
0
0
0
0
0
0
0
0
0
0
0
0
0
0
0
0
0
0
0
0
0
0
0
0
0
0
0
0
0
0
0
0
0
0
0
0
0
0
0
0
0
0
0
0
0
0
0
0
0
0
0
0
0
0
0
0
0
0
0
0
0
0
0
0
0
0
0
0
0
0
0
0
0
0
0
0
0
0
0
0
0
0
0
0
0
0
0
0
0
0
0
0
0
0
0
0
0
0
0
0
0
0
0
0
0
0
0
0
0
0
0
0
0
0
0
0
0
0
0
0
0
0
0
0
0
0
0
0
0
0
0
0
0
0
0
0
0
0
0
0
0
0
0
0
0
0
0
0
0
0
0
0
0
0
0
0
0
0
0
0
0
0
0
0
0
0
0
0
0
0
0
0
0
0
0
0
0
0
0
0
0
0
0
0
0
0
0
0
0
0
0
0
0
0
0
0
0
0
0
0
0
0
0
0
0
0
0
0
0
0
0
0
0
0
0
0
0
0
0
0
0
0
0
0
0
0
0
0
0
0
0
0
0
0
0
0
0
0
0
0
0
0
0
0
0
0
0
0
0
0
0
0
0
0
0
0
0
0
0
0
0
0
0
0
0
0
0
0
0
0
0
0
0
0
0
0
0
0
0
0
0
0
0
0
0
0
0
0
0
0
0
0
0
0
0
0
0
0
0
0
0
0
0
0
0
0
0
0
0
0
0
0
0
0
0
0
0
0
0
0
0
0
0
0
0
0
0
0
0
0
0
0
0
0
0
0
0
0
0
0
0
0
0
0
0
0
0
0
0
0
0
0
0
0
0
0
0
0
0
0
0
0
0
0
0
0
0
0
0
0
0
0
0
0
0
0
0
0
0
0
0
0
0
0
0
0
0
0
0
0
0
0
0
0
0
0
0
0
0
0
0
0
0
0
0
0
0
0
0
0
0
0
0
0
0
0
0
0
0
0
0
0
0
0
0
0
0
0
0
0
0
0
0
0
0
0
0
0
0
0
0
0
0
0
0
0
0
0
0
0
0
0
0
0
0
0
0
0
0
0
0
0
0
0
0
0
0
0
0
0
0
0
0
0
0
0
0
0
0
0
0
0
0
0
0
0
0
0
0
0
0
0
0
0
0
0
0
0
0
0
0
0
0
0
0
0
0
0
0
0
0
0
0
0
0
0
0
0
0
0
0
0
0
0
0
0
0
0
0
0
0
0
0
0
0
0
0
0
0
0
0
0
0
0
0
0
0
0
0
0
0
0
0
0
0
0
0
0
0
0
0
0
0
0
0
0
0
0
0
0
0
0
0
0
0
0
0
0
0
0
0
0
0
0
0
0
0
0
0
0
0
0
0
0
0
0
0
0
0
0
0
0
0
0
0
0
0
0
0
0
0
0
0
0
0
0
0
0
0
0
0
0
0
0
0
0
0
0
0
0
0
0
0
0
0
0
0
0
0
0
0
0
0
0
0
0
0
0
0
0
0
0
0
0
0
0
0
0
0
0
0
0
0
0
0
0
0
0
0
0
0
0
0
0
0
0
0
0
0
0
0
0
0
0
0
0
0
0
0
0
0
0
0
0
0
0
0
0
0
0
0
0
0
0
0
0
0
0
0
0
0
0
0
0
0
0
0
0
0
0
0
0
0
0
0
0
0
0
0
0
0
0
0
0
0
0
0
0
0
0
0
0
0
0
0
0
0
0
0
0
0
0
0
0
0
0
0
0
0
0
0
0
0
0
0
0
0
0
0
0
0
0
0
0
0
0
0
0
0
0
0
0
0
0
0
0
0
0
0
0
0
0
0
0
0
0
0
0
0
0
0
0
0
0
0
0
0
0
0
0
0
0
0
0
0
0
0
0
0
0
0
0
0
0
0
0
0
0
0
0
0
0
0
0
0
0
0
0
0
0
0
0
0
0
0
0
0
0
0
0
0
0
0
0
0
0
0
0
0
0
0
0
0
0
0
0
0
0
0
0
0
0
0
0
0
0
0
0
0
0
0
0
0
0
0
0
0
0
0
0
0
0
0
0
0
0
0
0
0
0
0
0
0
0
0
0
0
0
0
0
0
0
0
0
0
0
0
0
0
0
0
0
0
0
0
0
0
0
0
0
0
0
0
0
0
0
0
0
0
0
0
0
0
0
0
0
0
0
0
0
0
0
0
0
0
0
0
0
0
0
0
0
0
0
0
0
0
0
0
0
0
0
0
0
0
0
0
0
0
0
0
0
0
0
0
0
0
0
0
0
0
0
0
0
0
0
0
0
0
0
0
0
0
0
0
0
0
0
0
0
0
0
0
0
0
0
0
0
0
0
0
0
0
0
0
0
0
0
0
0
0
0
0
0
0
0
0
0
0
0
0
0
0
0
0
0
0
0
0
0
0
0
0
0
0
0
0
0
0
0
0
0
0
0
0
0
0
0
0
0
0
0
0
0
0
0
0
0
0
0
0
0
0
0
0
0
0
0
0
0
0
0
0
0
0
0
0
0
0
0
0
0
0
0
0
0
0
0
0
0
0
0
0
0
0
0
0
0
0
0
0
0
0
0
0
0
0
0
0
0
0
0
0
0
0
0
0
0
0
0
0
0
0
0
0
0
0
0
0
0
0
0
0
0
0
0
0
0
0
0
0
0
0
0
0
0
0
0
0
0
0
0
0
0
0
0
0
0
0
0
0
0
0
0
0
0
0
0
0
0
0
0
0
0
0
0
0
0
0
0
0
0
0
0
0
0
0
0
0
0
0
0
0
0
0
0
0
0
0
0
0
0
0
0
0
0
0
0
0
0
0
0
0
0
0
0
0
0
0
0
0
0
0
0
0
0
0
0
0
0
0
0
0
0
0
0
0
0
0
0
0
0
0
0
0
0
0
0
0
0
0
0
0
0
0
0
0
0
0
0
0
0
0
0
0
0
0
0
0
0
0
0
0
0
0
0
0
0
0
0
0
0
0
0
0
0
0
0
0
0
0
0
0
0
0
0
0
0
0
0
0
0
0
0
0
0
0
0
0
0
0
0
0
0
0
0
0
0
0
0
0
0
0
0
0
0
0
0
0
0
0
0
0
0
0
0
0
0
0
0
0
0
0
0
0
0
0
0
0
0
0
0
0
0
0
0
0
0
0
0
0
0
0
0
0
0
0
0
0
0
0
0
0
0
0
0
0
0
0
0
0
0
0
0
0
0
0
0
0
0
0
0
0
0
0
0
0
0
0
0
0
0
0
0
0
0
0
0
0
0
0
0
0
0
0
0
0
0
0
0
0
0
0
0
0
0
0
0
0
0
0
0
0
0
0
0
0
0
0
0
0
0
0
0
0
0
0
0
0
0
0
0
0
0
0
0
0
0
0
0
0
0
0
0
0
0
0
0
0
0
0
0
0
0
0
0
0
0
0
0
0
0
0
0
0
0
0
0
0
0
0
0
0
0
0
0
0
0
0
0
0
0
0
0
0
0
0
0
0
0
0
0
0
0
0
0
0
0
0
0
0
0
0
0
0
0
0
0
0
0
0
0
0
0
0
0
0
0
0
0
0
0
0
0
0
0
0
0
0
0
0
0
0
0
0
0
0
0
0
0
0
0
0
0
0
0
0
0
0
0
0
0
0
0
0
0
0
0
0
0
0
0
0
0
0
0
0
0
0
0
0
0
0
0
0
0
0
0
0
0
0
0
0
0
0
0
0
0
0
0
0
0
0
0
0
0
0
0
0
0
0
0
0
0
0
0
0
0
0
0
0
0
0
0
0
0
0
0
0
0
0
0
0
0
0
0
0
0
0
0
0
0
0
0
0
0
0
0
0
0
0
0
0
0
0
0
0
0
0
0
0
0
0
0
0
0
0
0
0
0
0
0
0
0
0
0
0
0
0
0
0
0
0
0
0
0
0
0
0
0
0
0
0
0
0
0
0
0
0
0
0
0
0
0
0
0
0
0
0
0
0
0
0
0
0
0
0
0
0
0
0
0
0
0
0
0
0
0
0
0
0
0
0
0
0
0
0
0
0
0
0
0
0
0
0
0
0
0
0
0
0
0
0
0
0
0
0
0
0
0
0
0
0
0
0
0
0
0
0
0
0
0
0
0
0
0
0
0
0
0
0
0
0
0
0
0
0
0
0
0
0
0
0
0
0
0
0
0
0
0
0
0
0
0
0
0
0
0
0
0
0
0
0
0
0
0
0
0
0
0
0
0
0
0
0
0
0
0
0
0
0
0
0
0
0
0
0
0
0
0
0
0
0
0
0
0
0
0
0
0
0
0
0
0
0
0
0
0
0
0
0
0
0
0
0
0
0
0
0
0
0
0
0
0
0
0
0
0
0
0
0
0
0
0
0
0
0
0
0
0
0
0
0
0
0
0
0
0
0
0
0
0
0
0
0
0
0
0
0
0
0
0
0
0
0
0
0
0
0
0
0
0
0
0
0
0
0
0
0
0
0
0
0
0
0
0
0
0
0
0
0
0
0
0
0
0
0
0
0
0
0
0
0
0
0
0
0
0
0
0
0
0
0
0
0
0
0
0
0
0
0
0
0
0
0
0
0
0
0
0
0
0
0
0
0
0
0
0
0
0
0
0
0
0
0
0
0
0
0
0
0
0
0
0
0
0
0
0
0
0
0
0
0
0
0
0
0
0
0
0
0
0
0
0
0
0
0
0
0
0
0
0
0
0
0
0
0
0
0
0
0
0
0
0
0
0
0
0
0
0
0
0
0
0
0
0
0
0
0
0
0
0
0
0
0
0
0
0
0
0
0
0
0
0
0
0
0
0
0
0
0
0
0
0
0
0
0
0
0
0
0
0
0
0
0
0
0
0
0
0
0
0
0
0
0
0
0
0
0
0
0
0
0
0
0
0
0
0
0
0
0
0
0
0
0
0
0
0
0
0
0
0
0
0
0
0
0
0
0
0
0
0
0
0
0
0
0
0
0
0
0
0
0
0
0
0
0
0
0
0
0
0
0
0
0
0
0
0
0
0
0
0
0
0
0
0
0
0
0
0
0
0
0
0
0
0
0
0
0
0
0
0
0
0
0
0
0
0
0
0
0
0
0
0
0
0
0
0
0
0
0
0
0
0
0
0
0
0
0
0
0
0
0
0
0
0
0
0
0
0
0
0
0
0
0
0
0
0
0
0
0
0
0
0
0
0
0
0
0
0
0
0
0
0
0
0
0
0
0
0
0
0
0
0
0
0
0
0
0
0
0
0
0
0
0
0
0
0
0
0
0
0
0
0
0
0
0
0
0
0
0
0
0
0
0
0
0
0
0
0
0
0
0
0
0
0
0
0
0
0
0
0
0
0
0
0
0
0
0
0
0
0
0
0
0
0
0
0
0
0
0
0
0
0
0
0
0
0
0
0
0
0
0
0
0
0
0
0
0
0
0
0
0
0
0
0
0
0
0
0
0
0
0
0
0
0
0
0
0
0
0
0
0
0
0
0
0
0
0
0
0
0
0
0
0
0
0
0
0
0
0
0
0
0
0
0
0
0
0
0
0
0
0
0
0
0
0
0
0
0
0
0
0
0
0
0
0
0
0
0
0
0
0
0
0
0
0
0
0
0
0
0
0
0
0
0
0
0
0
0
0
0
0
0
0
0
0
0
0
0
0
0
0
0
0
0
0
0
0
0
0
0
0
0
0
0
0
0
0
0
0
0
0
0
0
0
0
0
0
0
0
0
0
0
0
0
0
0
0
0
0
0
0
0
0
0
0
0
0
0
0
0
0
0
0
0
0
0
0
0
0
0
0
0
0
0
0
0
0
0
0
0
0
0
0
0
0
0
0
0
0
0
0
0
0
0
0
0
0
0
0
0
0
0
0
0
0
0
0
0
0
0
0
0
0
0
0
0
0
0
0
0
0
0
0
0
0
0
0
0
0
0
0
0
0
0
0
0
0
0
0
0
0
0
0
0
0
0
0
0
0
0
0
0
0
0
0
0
0
0
0
0
0
0
0
0
0
0
0
0
0
0
0
0
0
0
0
0
0
0
0
0
0
0
0
0
0
0
0
0
0
0
0
0
0
0
0
0
0
0
0
0
0
0
0
0
0
0
0
0
0
0
0
0
0
0
0
0
0
0
0
0
0
0
0
0
0
0
0
0
0
0
0
0
0
0
0
0
0
0
0
0
0
0
0
0
0
0
0
0
0
0
0
0
0
0
0
0
0
0
0
0
0
0
0
0
0
0
0
0
0
0
0
0
0
0
0
0
0
0
0
0
0
0
0
0
0
0
0
0
0
0
0
0
0
0
0
0
0
0
0
0
0
0
0
0
0
0
0
0
0
0
0
0
0
0
0
0
0
0
0
0
0
0
0
0
0
0
0
0
0
0
0
0
0
0
0
0
0
0
0
0
0
0
0
0
0
0
0
0
0
0
0
0
0
0
0
0
0
0
0
0
0
0
0
0
0
0
0
0
0
0
0
0
0
0
0
0
0
0
0
0
0
0
0
0
0
0
0
0
0
0
0
0
0
0
0
0
0
0
0
0
0
0
0
0
0
0
0
0
0
0
0
0
0
0
0
0
0
0
0
0
0
0
0
0
0
0
0
0
0
0
0
0
0
0
0
0
0
0
0
0
0
0
0
0
0
0
0
0
0
0
0
0
0
0
0
0
0
0
0
0
0
0
0
0
0
0
0
0
0
0
0
0
0
0
0
0
0
0
0
0
0
0
0
0
0
0
0
0
0
0
0
0
0
0
0
0
0
0
0
0
0
0
0
0
0
0
0
0
0
0
0
0
0
0
0
0
0
0
0
0
0
0
0
0
0
0
0
0
0
0
0
0
0
0
0
0
0
0
0
0
0
0
0
0
0
0
0
0
0
0
0
0
0
0
0
0
0
0
0
0
0
0
0
0
0
0
0
0
0
0
0
0
0
0
0
0
0
0
0
0
0
0
0
0
0
0
0
0
0
0
0
0
0
0
0
0
0
0
0
0
0
0
0
0
0
0
0
0
0
0
0
0
0
0
0
0
0
0
0
0
0
0
0
0
0
0
0
0
0
0
0
0
0
0
0
0
0
0
0
0
0
0
0
0
0
0
0
0
0
0
0
0
0
0
0
0
0
0
0
0
0
0
0
0
0
0
0
0
0
0
0
0
0
0
0
0
0
0
0
0
0
0
0
0
0
0
0
0
0
0
0
0
0
0
0
0
0
0
0
0
0
0
0
0
0
0
0
0
0
0
0
0
0
0
0
0
0
0
0
0
0
0
0
0
0
0
0
0
0
0
0
0
0
0
0
0
0
0
0
0
0
0
0
0
0
0
0
0
0
0
0
0
0
0
0
0
0
0
0
0
0
0
0
0
0
0
0
0
0
0
0
0
0
0
0
0
0
0
0
0
0
0
0
0
0
0
0
0
0
0
0
0
0
0
0
0
0
0
0
0
0
0
0
0
0
0
0
0
0
0
0
0
0
0
0
0
0
0
0
0
0
0
0
0
0
0
0
0
0
0
0
0
0
0
0
0
0
0
0
0
0
0
0
0
0
0
0
0
0
0
0
0
0
0
0
0
0
0
0
0
0
0
0
0
0
0
0
0
0
0
0
0
0
0
0
0
0
0
0
0
0
0
0
0
0
0
0
0
0
0
0
0
0
0
0
0
0
0
0
0
0
0
0
0
0
0
0
0
0
0
0
0
0
0
0
0
0
0
0
0
0
0
0
0
0
0
0
0
0
0
0
0
0
0
0
0
0
0
0
0
0
0
0
0
0
0
0
0
0
0
0
0
0
0
0
0
0
0
0
0
0
0
0
0
0
0
0
0
0
0
0
0
0
0
0
0
0
0
0
0
0
0
0
0
0
0
0
0
0
0
0
0
0
0
0
0
0
0
0
0
0
0
0
0
0
0
0
0
0
0
0
0
0
0
0
0
0
0
0
0
0
0
0
0
0
0
0
0
0
0
0
0
0
0
0
0
0
0
0
0
0
0
0
0
0
0
0
0
0
0
0
0
0
0
0
0
0
0
0
0
0
0
0
0
0
0
0
0
0
0
0
0
0
0
0
0
0
0
0
0
0
0
0
0
0
0
0
0
0
0
0
0
0
0
0
0
0
0
0
0
0
0
0
0
0
0
0
0
0
0
0
0
0
0
0
0
0
0
0
0
0
0
0
0
0
0
0
0
0
0
0
0
0
0
0
0
0
0
0
0
0
0
0
0
0
0
0
0
0
0
0
0
0
0
0
0
0
0
0
0
0
0
0
0
0
0
0
0
0
0
0
0
0
0
0
0
0
0
0
0
0
0
0
0
0
0
0
0
0
0
0
0
0
0
0
0
0
0
0
0
0
0
0
0
0
0
0
0
0
0
0
0
0
0
0
0
0
0
0
0
0
0
0
0
0
0
0
0
0
0
0
0
0
0
0
0
0
0
0
0
0
0
0
0
0
0
0
0
0
0
0
0
0
0
0
0
0
0
0
0
0
0
0
0
0
0
0
0
0
0
0
0
0
0
0
0
0
0
0
0
0
0
0
0
0
0
0
0
0
0
0
0
0
0
0
0
0
0
0
0
0
0
0
0
0
0
0
0
0
0
0
0
0
0
0
0
0
0
0
0
0
0
0
0
0
0
0
0
0
0
0
0
0
0
0
0
0
0
0
0
0
0
0
0
0
0
0
0
0
0
0
0
0
0
0
0
0
0
0
0
0
0
0
0
0
0
0
0
0
0
0
0
0
0
0
0
0
0
0
0
0
0
0
0
0
0
0
0
0
0
0
0
0
0
0
0
0
0
0
0
0
0
0
0
0
0
0
0
0
0
0
0
0
0
0
0
0
0
0
0
0
0
0
0
0
0
0
0
0
0
0
0
0
0
0
0
0
0
0
0
0
0
0
0
0
0
0
0
0
0
0
0
0
0
0
0
0
0
0
0
0
0
0
0
0
0
0
0
0
0
0
0
0
0
0
0
0
0
0
0
0
0
0
0
0
0
0
0
0
0
0
0
0
0
0
0
0
0
0
0
0
0
0
0
0
0
0
0
0
0
0
0
0
0
0
0
0
0
0
0
0
0
0
0
0
0
0
0
0
0
0
0
0
0
0
0
0
0
0
0
0
0
0
0
0
0
0
0
0
0
0
0
0
0
0
0
0
0
0
0
0
0
0
0
0
0
0
0
0
0
0
0
0
0
0
0
0
0
0
0
0
0
0
0
0
0
0
0
0
0
0
0
0
0
0
0
0
0
0
0
0
0
0
0
0
0
0
0
0
0
0
0
0
0
0
0
0
0
0
0
0
0
0
0
0
0
0
0
0
0
0
0
0
0
0
0
0
0
0
0
0
0
0
0
0
0
0
0
0
0
0
0
0
0
0
0
0
0
0
0
0
0
0
0
0
0
0
0
0
0
0
0
0
0
0
0
0
0
0
0
0
0
0
0
0
0
0
0
0
0
0
0
0
0
0
0
0
0
0
0
0
0
0
0
0
0
0
0
0
0
0
0
0
0
0
0
0
0
0
0
0
0
0
0
0
0
0
0
0
0
0
0
0
0
0
0
0
0
0
0
0
0
0
0
0
0
0
0
0
0
0
0
0
0
0
0
0
0
0
0
0
0
0
0
0
0
0
0
0
0
0
0
0
0
0
0
0
0
0
0
0
0
0
0
0
0
0
0
0
0
0
0
0
0
0
0
0
0
0
0
0
0
0
0
0
0
0
0
0
0
0
0
0
0
0
0
0
0
0
0
0
0
0
0
0
0
0
0
0
0
0
0
0
0
0
0
0
0
0
0
0
0
0
0
0
0
0
0
0
0
0
0
0
0
0
0
0
0
0
0
0
0
0
0
0
0
0
0
0
0
0
0
0
0
0
0
0
0
0
0
0
0
0
0
0
0
0
0
0
0
0
0
0
0
0
0
0
0
0
0
0
0
0
0
0
0
0
0
0
0
0
0
0
0
0
0
0
0
0
0
0
0
0
0
0
0
0
0
0
0
0
0
0
0
0
0
0
0
0
0
0
0
0
0
0
0
0
0
0
0
0
0
0
0
0
0
0
0
0
0
0
0
0
0
0
0
0
0
0
0
0
0
0
0
0
0
0
0
0
0
0
0
0
0
0
0
0
0
0
0
0
0
0
0
0
0
0
0
0
0
0
0
0
0
0
0
0
0
0
0
0
0
0
0
0
0
0
0
0
0
0
0
0
0
0
0
0
0
0
0
0
0
0
0
0
0
0
0
0
0
0
0
0
0
0
0
0
0
0
0
0
0
0
0
0
0
0
0
0
0
0
0
0
0
0
0
0
0
0
0
0
0
0
0
0
0
0
0
0
0
0
0
0
0
0
0
0
0
0
0
0
0
0
0
0
0
0
0
0
0
0
0
0
0
0
0
0
0
0
0
0
0
0
0
0
0
0
0
0
0
0
0
0
0
0
0
0
0
0
0
0
0
0
0
0
0
0
0
0
0
0
0
0
0
0
0
0
0
0
0
0
0
0
0
0
0
0
0
0
0
0
0
0
0
0
0
0
0
0
0
0
0
0
0
0
0
0
0
0
0
0
0
0
0
0
0
0
0
0
0
0
0
0
0
0
0
0
0
0
0
0
0
0
0
0
0
0
0
0
0
0
0
0
0
0
0
0
0
0
0
0
0
0
0
0
0
0
0
0
0
0
0
0
0
0
0
0
0
0
0
0
0
0
0
0
0
0
0
0
0
0
0
0
0
0
0
0
0
0
0
0
0
0
0
0
0
0
0
0
0
0
0
0
0
0
0
0
0
0
0
0
0
0
0
0
0
0
0
0
0
0
0
0
0
0
0
0
0
0
0
0
0
0
0
0
0
0
0
0
0
0
0
0
0
0
0
0
0
0
0
0
0
0
0
0
0
0
0
0
0
0
0
0
0
0
0
0
0
0
0
0
0
0
0
0
0
0
0
0
0
0
0
0
0
0
0
0
0
0
0
0
0
0
0
0
0
0
0
0
0
0
0
0
0
0
0
0
0
0
0
0
0
0
0
0
0
0
0
0
0
0
0
0
0
0
0
0
0
0
0
0
0
0
0
0
0
0
0
0
0
0
0
0
0
0
0
0
0
0
0
0
0
0
0
0
0
0
0
0
0
0
0
0
0
0
0
0
0
0
0
0
0
0
0
0
0
0
0
0
0
0
0
0
0
0
0
0
0
0
0
0
0
0
0
0
0
0
0
0
0
0
0
0
0
0
0
0
0
0
0
0
0
0
0
0
0
0
0
0
0
0
0
0
0
0
0
0
0
0
0
0
0
0
0
0
0
0
0
0
0
0
0
0
0
0
0
0
0
0
0
0
0
0
0
0
0
0
0
0
0
0
0
0
0
0
0
0
0
0
0
0
0
0
0
0
0
0
0
0
0
0
0
0
0
0
0
0
0
0
0
0
0
0
0
0
0
0
0
0
0
0
0
0
0
0
0
0
0
0
0
0
0
0
0
0
0
0
0
0
0
0
0
0
0
0
0
0
0
0
0
0
0
0
0
0
0
0
0
0
0
0
0
0
0
0
0
0
0
0
0
0
0
0
0
0
0
0
0
0
0
0
0
0
0
0
0
0
0
0
0
0
0
0
0
0
0
0
0
0
0
0
0
0
0
0
0
0
0
0
0
0
0
0
0
0
0
0
0
0
0
0
0
0
0
0
0
0
0
0
0
0
0
0
0
0
0
0
0
0
0
0
0
0
0
0
0
0
0
0
0
0
0
0
0
0
0
0
0
0
0
0
0
0
0
0
0
0
0
0
0
0
0
0
0
0
0
0
0
0
0
0
0
0
0
0
0
0
0
0
0
0
0
0
0
0
0
0
0
0
0
0
0
0
0
0
0
0
0
0
0
0
0
0
0
0
0
0
0
0
0
0
0
0
0
0
0
0
0
0
0
0
0
0
0
0
0
0
0
0
0
0
0
0
0
0
0
0
0
0
0
0
0
0
0
0
0
0
0
0
0
0
0
0
0
0
0
0
0
0
0
0
0
0
0
0
0
0
0
0
0
0
0
0
0
0
0
0
0
0
0
0
0
0
0
0
0
0
0
0
0
0
0
0
0
0
0
0
0
0
0
0
0
0
0
0
0
0
0
0
0
0
0
0
0
0
0
0
0
0
0
0
0
0
0
0
0
0
0
0
0
0
0
0
0
0
0
0
0
0
0
0
0
0
0
0
0
0
0
0
0
0
0
0
0
0
0
0
0
0
0
0
0
0
0
0
0
0
0
0
0
0
0
0
0
0
0
0
0
0
0
0
0
0
0
0
0
0
0
0
0
0
0
0
0
0
0
0
0
0
0
0
0
0
0
0
0
0
0
0
0
0
0
0
0
0
0
0
0
0
0
0
0
0
0
0
0
0
0
0
0
0
0
0
0
0
0
0
0
0
0
0
0
0
0
0
0
0
0
0
0
0
0
0
0
0
0
0
0
0
0
0
0
0
0
0
0
0
0
0
0
0
0
0
0
0
0
0
0
0
0
0
0
0
0
0
0
0
0
0
0
0
0
0
0
0
0
0
0
0
0
0
0
0
0
0
0
0
0
0
0
0
0
0
0
0
0
0
0
0
0
0
0
0
0
0
0
0
0
0
0
0
0
0
0
0
0
0
0
0
0
0
0
0
0
0
0
0
0
0
0
0
0
0
0
0
0
0
0
0
0
0
0
0
0
0
0
0
0
0
0
0
0
0
0
0
0
0
0
0
0
0
0
0
0
0
0
0
0
0
0
0
0
0
0
0
0
0
0
0
0
0
0
0
0
0
0
0
0
0
0
0
0
0
0
0
0
0
0
0
0
0
0
0
0
0
0
0
0
0
0
0
0
0
0
0
0
0
0
0
0
0
0
0
0
0
0
0
0
0
0
0
0
0
0
0
0
0
0
0
0
0
0
0
0
0
0
0
0
0
0
0
0
0
0
0
0
0
0
0
0
0
0
0
0
0
0
0
0
0
0
0
0
0
0
0
0
0
0
0
0
0
0
0
0
0
0
0
0
0
0
0
0
0
0
0
0
0
0
0
0
0
0
0
0
0
0
0
0
0
0
0
0
0
0
0
0
0
0
0
0
0
0
0
0
0
0
0
0
0
0
0
0
0
0
0
0
0
0
0
0
0
0
0
0
0
0
0
0
0
0
0
0
0
0
0
0
0
0
0
0
0
0
0
0
0
0
0
0
0
0
0
0
0
0
0
0
0
0
0
0
0
0
0
0
0
0
0
0
0
0
0
0
0
0
0
0
0
0
0
0
0
0
0
0
0
0
0
0
0
0
0
0
0
0
0
0
0
0
0
0
0
0
0
0
0
0
0
0
0
0
0
0
0
0
0
0
0
0
0
0
0
0
0
0
0
0
0
0
0
0
0
0
0
0
0
0
0
0
0
0
0
0
0
0
0
0
0
0
0
0
0
0
0
0
0
0
0
0
0
0
0
0
0
0
0
0
0
0
0
0
0
0
0
0
0
0
0
0
0
0
0
0
0
0
0
0
0
0
0
0
0
0
0
0
0
0
0
0
0
0
0
0
0
0
0
0
0
0
0
0
0
0
0
0
0
0
0
0
0
0
0
0
0
0
0
0
0
0
0
0
0
0
0
0
0
0
0
0
0
0
0
0
0
0
0
0
0
0
0
0
0
0
0
0
0
0
0
0
0
0
0
0
0
0
0
0
0
0
0
0
0
0
0
0
0
0
0
0
0
0
0
0
0
0
0
0
0
0
0
0
0
0
0
0
0
0
0
0
0
0
0
0
0
0
0
0
0
0
0
0
0
0
0
0
0
0
0
0
0
0
0
0
0
0
0
0
0
0
0
0
0
0
0
0
0
0
0
0
0
0
0
0
0
0
0
0
0
0
0
0
0
0
0
0
0
0
0
0
0
0
0
0
0
0
0
0
0
0
0
0
0
0
0
0
0
0
0
0
0
0
0
0
0
0
0
0
0
0
0
0
0
0
0
0
0
0
0
0
0
0
0
0
0
0
0
0
0
0
0
0
0
0
0
0
0
0
0
0
0
0
0
0
0
0
0
0
0
0
0
0
0
0
0
0
0
0
0
0
0
0
0
0
0
0
0
0
0
0
0
0
0
0
0
0
0
0
0
0
0
0
0
0
0
0
0
0
0
0
0
0
0
0
0
0
0
0
0
0
0
0
0
0
0
0
0
0
0
0
0
0
0
0
0
0
0
0
0
0
0
0
0
0
0
0
0
0
0
0
0
0
0
0
0
0
0
0
0
0
0
0
0
0
0
0
0
0
0
0
0
0
0
0
0
0
0
0
0
0
0
0
0
0
0
0
0
0
0
0
0
0
0
0
0
0
0
0
0
0
0
0
0
0
0
0
0
0
0
0
0
0
0
0
0
0
0
0
0
0
0
0
0
0
0
0
0
0
0
0
0
0
0
0
0
0
0
0
0
0
0
0
0
0
0
0
0
0
0
0
0
0
0
0
0
0
0
0
0
0
0
0
0
0
0
0
0
0
0
0
0
0
0
0
0
0
0
0
0
0
0
0
0
0
0
0
0
0
0
0
0
0
0
0
0
0
0
0
0
0
0
0
0
0
0
0
0
0
0
0
0
0
0
0
0
0
0
0
0
0
0
0
0
0
0
0
0
0
0
0
0
0
0
0
0
0
0
0
0
0
0
0
0
0
0
0
0
0
0
0
0
0
0
0
0
0
0
0
0
0
0
0
0
0
0
0
0
0
0
0
0
0
0
0
0
0
0
0
0
0
0
0
0
0
0
0
0
0
0
0
0
0
0
0
0
0
0
0
0
0
0
0
0
0
0
0
0
0
0
0
0
0
0
0
0
0
0
0
0
0
0
0
0
0
0
0
0
0
0
0
0
0
0
0
0
0
0
0
0
0
0
0
0
0
0
0
0
0
0
0
0
0
0
0
0
0
0
0
0
0
0
0
0
0
0
0
0
0
0
0
0
0
0
0
0
0
0
0
0
0
0
0
0
0
0
0
0
0
0
0
0
0
0
0
0
0
0
0
0
0
0
0
0
0
0
0
0
0
0
0
0
0
0
0
0
0
0
0
0
0
0
0
0
0
0
0
0
0
0
0
0
0
0
0
0
0
0
0
0
0
0
0
0
0
0
0
0
0
0
0
0
0
0
0
0
0
0
0
0
0
0
0
0
0
0
0
0
0
0
0
0
0
0
0
0
0
0
0
0
0
0
0
0
0
0
0
0
0
0
0
0
0
0
0
0
0
0
0
0
0
0
0
0
0
0
0
0
0
0
0
0
0
0
0
0
0
0
0
0
0
0
0
0
0
0
0
0
0
0
0
0
0
0
0
0
0
0
0
0
0
0
0
0
0
0
0
0
0
0
0
0
0
0
0
0
0
0
0
0
0
0
0
0
0
0
0
0
0
0
0
0
0
0
0
0
0
0
0
0
0
0
0
0
0
0
0
0
0
0
0
0
0
0
0
0
0
0
0
0
0
0
0
0
0
0
0
0
0
0
0
0
0
0
0
0
0
0
0
0
0
0
0
0
0
0
0
0
0
0
0
0
0
0
0
0
0
0
0
0
0
0
0
0
0
0
0
0
0
0
0
0
0
0
0
0
0
0
0
0
0
0
0
0
0
0
0
0
0
0
0
0
0
0
0
0
0
0
0
0
0
0
0
0
0
0
0
0
0
0
0
0
0
0
0
0
0
0
0
0
0
0
0
0
0
0
0
0
0
0
0
0
0
0
0
0
0
0
0
0
0
0
0
0
0
0
0
0
0
0
0
0
0
0
0
0
0
0
0
0
0
0
0
0
0
0
0
0
0
0
0
0
0
0
0
0
0
0
0
0
0
0
0
0
0
0
0
0
0
0
0
0
0
0
0
0
0
0
0
0
0
0
0
0
0
0
0
0
0
0
0
0
0
0
0
0
0
0
0
0
0
0
0
0
0
0
0
0
0
0
0
0
0
0
0
0
0
0
0
0
0
0
0
0
0
0
0
0
0
0
0
0
0
0
0
0
0
0
0
0
0
0
0
0
0
0
0
0
0
0
0
0
0
0
0
0
0
0
0
0
0
0
0
0
0
0
0
0
0
0
0
0
0
0
0
0
0
0
0
0
0
0
0
0
0
0
0
0
0
0
0
0
0
0
0
0
0
0
0
0
0
0
0
0
0
0
0
0
0
0
0
0
0
0
0
0
0
0
0
0
0
0
0
0
0
0
0
0
0
0
0
0
0
0
0
0
0
0
0
0
0
0
0
0
0
0
0
0
0
0
0
0
0
0
0
0
0
0
0
0
0
0
0
0
0
0
0
0
0
0
0
0
0
0
0
0
0
0
0
0
0
0
0
0
0
0
0
0
0
0
0
0
0
0
0
0
0
0
0
0
0
0
0
0
0
0
0
0
0
0
0
0
0
0
0
0
0
0
0
0
0
0
0
0
0
0
0
0
0
0
0
0
0
0
0
0
0
0
0
0
0
0
0
0
0
0
0
0
0
0
0
0
0
0
0
0
0
0
0
0
0
0
0
0
0
0
0
0
0
0
0
0
0
0
0
0
0
0
0
0
0
0
0
0
0
0
0
0
0
0
0
0
0
0
0
0
0
0
0
0
0
0
0
0
0
0
0
0
0
0
0
0
0
0
0
0
0
0
0
0
0
0
0
0
0
0
0
0
0
0
0
0
0
0
0
0
0
0
0
0
0
0
0
0
0
0
0
0
0
0
0
0
0
0
0
0
0
0
0
0
0
0
0
0
0
0
0
0
0
0
0
0
0
0
0
0
0
0
0
0
0
0
0
0
0
0
0
0
0
0
0
0
0
0
0
0
0
0
0
0
0
0
0
0
0
0
0
0
0
0
0
0
0
0
0
0
0
0
0
0
0
0
0
0
0
0
0
0
0
0
0
0
0
0
0
0
0
0
0
0
0
0
0
0
0
0
0
0
0
0
0
0
0
0
0
0
0
0
0
0
0
0
0
0
0
0
0
0
0
0
0
0
0
0
0
0
0
0
0
0
0
0
0
0
0
0
0
0
0
0
0
0
0
0
0
0
0
0
0
0
0
0
0
0
0
0
0
0
0
0
0
0
0
0
0
0
0
0
0
0
0
0
0
0
0
0
0
0
0
0
0
0
0
0
0
0
0
0
0
0
0
0
0
0
0
0
0
0
0
0
0
0
0
0
0
0
0
0
0
0
0
0
0
0
0
0
0
0
0
0
0
0
0
0
0
0
0
0
0
0
0
0
0
0
0
0
0
0
0
0
0
0
0
0
0
0
0
0
0
0
0
0
0
0
0
0
0
0
0
0
0
0
0
0
0
0
0
0
0
0
0
0
0
0
0
0
0
0
0
0
0
0
0
0
0
0
0
0
0
0
0
0
0
0
0
0
0
0
0
0
0
0
0
0
0
0
0
0
0
0
0
0
0
0
0
0
0
0
0
0
0
0
0
0
0
0
0
0
0
0
0
0
0
0
0
0
0
0
0
0
0
0
0
0
0
0
0
0
0
0
0
0
0
0
0
0
0
0
0
0
0
0
0
0
0
0
0
0
0
0
0
0
0
0
0
0
0
0
0
0
0
0
0
0
0
0
0
0
0
0
0
0
0
0
0
0
0
0
0
0
0
0
0
0
0
0
0
0
0
0
0
0
0
0
0
0
0
0
0
0
0
0
0
0
0
0
0
0
0
0
0
0
0
0
0
0
0
0
0
0
0
0
0
0
0
0
0
0
0
0
0
0
0
0
0
0
0
0
0
0
0
0
0
0
0
0
0
0
0
0
0
0
0
0
0
0
0
0
0
0
0
0
0
0
0
0
0
0
0
0
0
0
0
0
0
0
0
0
0
0
0
0
0
0
0
0
0
0
0
0
0
0
0
0
0
0
0
0
0
0
0
0
0
0
0
0
0
0
0
0
0
0
0
0
0
0
0
0
0
0
0
0
0
0
0
0
0
0
0
0
0
0
0
0
0
0
0
0
0
0
0
0
0
0
0
0
0
0
0
0
0
0
0
0
0
0
0
0
0
0
0
0
0
0
0
0
0
0
0
0
0
0
0
0
0
0
0
0
0
0
0
0
0
0
0
0
0
0
0
0
0
0
0
0
0
0
0
0
0
0
0
0
0
0
0
0
0
0
0
0
0
0
0
0
0
0
0
0
0
0
0
0
0
0
0
0
0
0
0
0
0
0
0
0
0
0
0
0
0
0
0
0
0
0
0
0
0
0
0
0
0
0
0
0
0
0
0
0
0
0
0
0
0
0
0
0
0
0
0
0
0
0
0
0
0
0
0
0
0
0
0
0
0
0
0
0
0
0
0
0
0
0
0
0
0
0
0
0
0
0
0
0
0
0
0
0
0
0
0
0
0
0
0
0
0
0
0
0
0
0
0
0
0
0
0
0
0
0
0
0
0
0
0
0
0
0
0
0
0
0
0
0
0
0
0
0
0
0
0
0
0
0
0
0
0
0
0
0
0
0
0
0
0
0
0
0
0
0
0
0
0
0
0
0
0
0
0
0
0
0
0
0
0
0
0
0
0
0
0
0
0
0
0
0
0
0
0
0
0
0
0
0
0
0
0
0
0
0
0
0
0
0
0
0
0
0
0
0
0
0
0
0
0
0
0
0
0
0
0
0
0
0
0
0
0
0
0
0
0
0
0
0
0
0
0
0
0
0
0
0
0
0
0
0
0
0
0
0
0
0
0
0
0
0
0
0
0
0
0
0
0
0
0
0
0
0
0
0
0
0
0
0
0
0
0
0
0
0
0
0
0
0
0
0
0
0
0
0
0
0
0
0
0
0
0
0
0
0
0
0
0
0
0
0
0
0
0
0
0
0
0
0
0
0
0
0
0
0
0
0
0
0
0
0
0
0
0
0
0
0
0
0
0
0
0
0
0
0
0
0
0
0
0
0
0
0
0
0
0
0
0
0
0
0
0
0
0
0
0
0
0
0
0
0
0
0
0
0
0
0
0
0
0
0
0
0
0
0
0
0
0
0
0
0
0
0
0
0
0
0
0
0
0
0
0
0
0
0
0
0
0
0
0
0
0
0
0
0
0
0
0
0
0
0
0
0
0
0
0
0
0
0
0
0
0
0
0
0
0
0
0
0
0
0
0
0
0
0
0
0
0
0
0
0
0
0
0
0
0
0
0
0
0
0
0
0
0
0
0
0
0
0
0
0
0
0
0
0
0
0
0
0
0
0
0
0
0
0
0
0
0
0
0
0
0
0
0
0
0
0
0
0
0
0
0
0
0
0
0
0
0
0
0
0
0
0
0
0
0
0
0
0
0
0
0
0
0
0
0
0
0
0
0
0
0
0
0
0
0
0
0
0
0
0
0
0
0
0
0
0
0
0
0
0
0
0
0
0
0
0
0
0
0
0
0
0
0
0
0
0
0
0
0
0
0
0
0
0
0
0
0
0
0
0
0
0
0
0
0
0
0
0
0
0
0
0
0
0
0
0
0
0
0
0
0
0
0
0
0
0
0
0
0
0
0
0
0
0
0
0
0
0
0
0
0
0
0
0
0
0
0
0
0
0
0
0
0
0
0
0
0
0
0
0
0
0
0
0
0
0
0
0
0
0
0
0
0
0
0
0
0
0
0
0
0
0
0
0
0
0
0
0
0
0
0
0
0
0
0
0
0
0
0
0
0
0
0
0
0
0
0
0
0
0
0
0
0
0
0
0
0
0
0
0
0
0
0
0
0
0
0
0
0
0
0
0
0
0
0
0
0
0
0
0
0
0
0
0
0
0
0
0
0
0
0
0
0
0
0
0
0
0
0
0
0
0
0
0
0
0
0
0
0
0
0
0
0
0
0
0
0
0
0
0
0
0
0
0
0
0
0
0
0
0
0
0
0
0
0
0
0
0
0
0
0
0
0
0
0
0
0
0
0
0
0
0
0
0
0
0
0
0
0
0
0
0
0
0
0
0
0
0
0
0
0
0
0
0
0
0
0
0
0
0
0
0
0
0
0
0
0
0
0
0
0
0
0
0
0
0
0
0
0
0
0
0
0
0
0
0
0
0
0
0
0
0
0
0
0
0
0
0
0
0
0
0
0
0
0
0
0
0
0
0
0
0
0
0
0
0
0
0
0
0
0
0
0
0
0
0
0
0
0
0
0
0
0
0
0
0
0
0
0
0
0
0
0
0
0
0
0
0
0
0
0
0
0
0
0
0
0
0
0
0
0
0
0
0
0
0
0
0
0
0
0
0
0
0
0
0
0
0
0
0
0
0
0
0
0
0
0
0
0
0
0
0
0
0
0
0
0
0
0
0
0
0
0
0
0
0
0
0
0
0
0
0
0
0
0
0
0
0
0
0
0
0
0
0
0
0
0
0
0
0
0
0
0
0
0
0
0
0
0
0
0
0
0
0
0
0
0
0
0
0
0
0
0
0
0
0
0
0
0
0
0
0
0
0
0
0
0
0
0
0
0
0
0
0
0
0
0
0
0
0
0
0
0
0
0
0
0
0
0
0
0
0
0
0
0
0
0
0
0
0
0
0
0
0
0
0
0
0
0
0
0
0
0
0
0
0
0
0
0
0
0
0
0
0
0
0
0
0
0
0
0
0
0
0
0
0
0
0
0
0
0
0
0
0
0
0
0
0
0
0
0
0
0
0
0
0
0
0
0
0
0
0
0
0
0
0
0
0
0
0
0
0
0
0
0
0
0
0
0
0
0
0
0
0
0
0
0
0
0
0
0
0
0
0
0
0
0
0
0
0
0
0
0
0
0
0
0
0
0
0
0
0
0
0
0
0
0
0
0
0
0
0
0
0
0
0
0
0
0
0
0
0
0
0
0
0
0
0
0
0
0
0
0
0
0
0
0
0
0
0
0
0
0
0
0
0
0
0
0
0
0
0
0
0
0
0
0
0
0
0
0
0
0
0
0
0
0
0
0
0
0
0
0
0
0
0
0
0
0
0
0
0
0
0
0
0
0
0
0
0
0
0
0
0
0
0
0
0
0
0
0
0
0
0
0
0
0
0
0
0
0
0
0
0
0
0
0
0
0
0
0
0
0
0
0
0
0
0
0
0
0
0
0
0
0
0
0
0
0
0
0
0
0
0
0
0
0
0
0
0
0
0
0
0
0
0
0
0
0
0
0
0
0
0
0
0
0
0
0
0
0
0
0
0
0
0
0
0
0
0
0
0
0
0
0
0
0
0
0
0
0
0
0
0
0
0
0
0
0
0
0
0
0
0
0
0
0
0
0
0
0
0
0
0
0
0
0
0
0
0
0
0
0
0
0
0
0
0
0
0
0
0
0
0
0
0
0
0
0
0
0
0
0
0
0
0
0
0
0
0
0
0
0
0
0
0
0
0
0
0
0
0
0
0
0
0
0
0
0
0
0
0
0
0
0
0
0
0
0
0
0
0
0
0
0
0
0
0
0
0
0
0
0
0
0
0
0
0
0
0
0
0
0
0
0
0
0
0
0
0
0
0
0
0
0
0
0
0
0
0
0
0
0
0
0
0
0
0
0
0
0
0
0
0
0
0
0
0
0
0
0
0
0
0
0
0
0
0
0
0
0
0
0
0
0
0
0
0
0
0
0
0
0
0
0
0
0
0
0
0
0
0
0
0
0
0
0
0
0
0
0
0
0
0
0
0
0
0
0
0
0
0
0
0
0
0
0
0
0
0
0
0
0
0
0
0
0
0
0
0
0
0
0
0
0
0
0
0
0
0
0
0
0
0
0
0
0
0
0
0
0
0
0
0
0
0
0
0
0
0
0
0
0
0
0
0
0
0
0
0
0
0
0
0
0
0
0
0
0
0
0
0
0
0
0
0
0
0
0
0
0
0
0
0
0
0
0
0
0
0
0
0
0
0
0
0
0
0
0
0
0
0
0
0
0
0
0
0
0
0
0
0
0
0
0
0
0
0
0
0
0
0
0
0
0
0
0
0
0
0
0
0
0
0
0
0
0
0
0
0
0
0
0
0
0
0
0
0
0
0
0
0
0
0
0
0
0
0
0
0
0
0
0
0
0
0
0
0
0
0
0
0
0
0
0
0
0
0
0
0
0
0
0
0
0
0
0
0
0
0
0
0
0
0
0
0
0
0
0
0
0
0
0
0
0
0
0
0
0
0
0
0
0
0
0
0
0
0
0
0
0
0
0
0
0
0
0
0
0
0
0
0
0
0
0
0
0
0
0
0
0
0
0
0
0
0
0
0
0
0
0
0
0
0
0
0
0
0
0
0
0
0
0
0
0
0
0
0
0
0
0
0
0
0
0
0
0
0
0
0
0
0
0
0
0
0
0
0
0
0
0
0
0
0
0
0
0
0
0
0
0
0
0
0
0
0
0
0
0
0
0
0
0
0
0
0
0
0
0
0
0
0
0
0
0
0
0
0
0
0
0
0
0
0
0
0
0
0
0
0
0
0
0
0
0
0
0
0
0
0
0
0
0
0
0
0
0
0
0
0
0
0
0
0
0
0
0
0
0
0
0
0
0
0
0
0
0
0
0
0
0
0
0
0
0
0
0
0
0
0
0
0
0
0
0
0
0
0
0
0
0
0
0
0
0
0
0
0
0
0
0
0
0
0
0
0
0
0
0
0
0
0
0
0
0
0
0
0
0
0
0
0
0
0
0
0
0
0
0
0
0
0
0
0
0
0
0
0
0
0
0
0
0
0
0
0
0
0
0
0
0
0
0
0
0
0
0
0
0
0
0
0
0
0
0
0
0
0
0
0
0
0
0
0
0
0
0
0
0
0
0
0
0
0
0
0
0
0
0
0
0
0
0
0
0
0
0
0
0
0
0
0
0
0
0
0
0
0
0
0
0
0
0
0
0
0
0
0
0
0
0
0
0
0
0
0
0
0
0
0
0
0
0
0
0
0
0
0
0
0
0
0
0
0
0
0
0
0
0
0
0
0
0
0
0
0
0
0
0
0
0
0
0
0
0
0
0
0
0
0
0
0
0
0
0
0
0
0
0
0
0
0
0
0
0
0
0
0
0
0
0
0
0
0
0
0
0
0
0
0
0
0
0
0
0
0
0
0
0
0
0
0
0
0
0
0
0
0
0
0
0
0
0
0
0
0
0
0
0
0
0
0
0
0
0
0
0
0
0
0
0
0
0
0
0
0
0
0
0
0
0
0
0
0
0
0
0
0
0
0
0
0
0
0
0
0
0
0
0
0
0
0
0
0
0
0
0
0
0
0
0
0
0
0
0
0
0
0
0
0
0
0
0
0
0
0
0
0
0
0
0
0
0
0
0
0
0
0
0
0
0
0
0
0
0
0
0
0
0
0
0
0
0
0
0
0
0
0
0
0
0
0
0
0
0
0
0
0
0
0
0
0
0
0
0
0
0
0
0
0
0
0
0
0
0
0
0
0
0
0
0
0
0
0
0
0
0
0
0
0
0
0
0
0
0
0
0
0
0
0
0
0
0
0
0
0
0
0
0
0
0
0
0
0
0
0
0
0
0
0
0
0
0
0
0
0
0
0
0
0
0
0
0
0
0
0
0
0
0
0
0
0
0
0
0
0
0
0
0
0
0
0
0
0
0
0
0
0
0
0
0
0
0
0
0
0
0
0
0
0
0
0
0
0
0
0
0
0
0
0
0
0
0
0
0
0
0
0
0
0
0
0
0
0
0
0
0
0
0
0
0
0
0
0
0
0
0
0
0
0
0
0
0
0
0
0
0
0
0
0
0
0
0
0
0
0
0
0
0
0
0
0
0
0
0
0
0
0
0
0
0
0
0
0
0
0
0
0
0
0
0
0
0
0
0
0
0
0
0
0
0
0
0
0
0
0
0
0
0
0
0
0
0
0
0
0
0
0
0
0
0
0
0
0
0
0
0
0
0
0
0
0
0
0
0
0
0
0
0
0
0
0
0
0
0
0
0
0
0
0
0
0
0
0
0
0
0
0
0
0
0
0
0
0
0
0
0
0
0
0
0
0
0
0
0
0
0
0
0
0
0
0
0
0
0
0
0
0
0
0
0
0
0
0
0
0
0
0
0
0
0
0
0
0
0
0
0
0
0
0
0
0
0
0
0
0
0
0
0
0
0
0
0
0
0
0
0
0
0
0
0
0
0
0
0
0
0
0
0
0
0
0
0
0
0
0
0
0
0
0
0
0
0
0
0
0
0
0
0
0
0
0
0
0
0
0
0
0
0
0
0
0
0
0
0
0
0
0
0
0
0
0
0
0
0
0
0
0
0
0
0
0
0
0
0
0
0
0
0
0
0
0
0
0
0
0
0
0
0
0
0
0
0
0
0
0
0
0
0
0
0
0
0
0
0
0
0
0
0
0
0
0
0
0
0
0
0
0
0
0
0
0
0
0
0
0
0
0
0
0
0
0
0
0
0
0
0
0
0
0
0
0
0
0
0
0
0
0
0
0
0
0
0
0
0
0
0
0
0
0
0
0
0
0
0
0
0
0
0
0
0
0
0
0
0
0
0
0
0
0
0
0
0
0
0
0
0
0
0
0
0
0
0
0
0
0
0
0
0
0
0
0
0
0
0
0
0
0
0
0
0
0
0
0
0
0
0
0
0
0
0
0
0
0
0
0
0
0
0
0
0
0
0
0
0
0
0
0
0
0
0
0
0
0
0
0
0
0
0
0
0
0
0
0
0
0
0
0
0
0
0
0
0
0
0
0
0
0
0
0
0
0
0
0
0
0
0
0
0
0
0
0
0
0
0
0
0
0
0
0
0
0
0
0
0
0
0
0
0
0
0
0
0
0
0
0
0
0
0
0
0
0
0
0
0
0
0
0
0
0
0
0
0
0
0
0
0
0
0
0
0
0
0
0
0
0
0
0
0
0
0
0
0
0
0
0
0
0
0
0
0
0
0
0
0
0
0
0
0
0
0
0
0
0
0
0
0
0
0
0
0
0
0
0
0
0
0
0
0
0
0
0
0
0
0
0
0
0
0
0
0
0
0
0
0
0
0
0
0
0
0
0
0
0
0
0
0
0
0
0
0
0
0
0
0
0
0
0
0
0
0
0
0
0
0
0
0
0
0
0
0
0
0
0
0
0
0
0
0
0
0
0
0
0
0
0
0
0
0
0
0
0
0
0
0
0
0
0
0
0
0
0
0
0
0
0
0
0
0
0
0
0
0
0
0
0
0
0
0
0
0
0
0
0
0
0
0
0
0
0
0
0
0
0
0
0
0
0
0
0
0
0
0
0
0
0
0
0
0
0
0
0
0
0
0
0
0
0
0
0
0
0
0
0
0
0
0
0
0
0
0
0
0
0
0
0
0
0
0
0
0
0
0
0
0
0
0
0
0
0
0
0
0
0
0
0
0
0
0
0
0
0
0
0
0
0
0
0
0
0
0
0
0
0
0
0
0
0
0
0
0
0
0
0
0
0
0
0
0
0
0
0
0
0
0
0
0
0
0
0
0
0
0
0
0
0
0
0
0
0
0
0
0
0
0
0
0
0
0
0
0
0
0
0
0
0
0
0
0
0
0
0
0
0
0
0
0
0
0
0
0
0
0
0
0
0
0
0
0
0
0
0
0
0
0
0
0
0
0
0
0
0
0
0
0
0
0
0
0
0
0
0
0
0
0
0
0
0
0
0
0
0
0
0
0
0
0
0
0
0
0
0
0
0
0
0
0
0
0
0
0
0
0
0
0
0
0
0
0
0
0
0
0
0
0
0
0
0
0
0
0
0
0
0
0
0
0
0
0
0
0
0
0
0
0
0
0
0
0
0
0
0
0
0
0
0
0
0
0
0
0
0
0
0
0
0
0
0
0
0
0
0
0
0
0
0
0
0
0
0
0
0
0
0
0
0
0
0
0
0
0
0
0
0
0
0
0
0
0
0
0
0
0
0
0
0
0
0
0
0
0
0
0
0
0
0
0
0
0
0
0
0
0
0
0
0
0
0
0
0
0
0
0
0
0
0
0
0
0
0
0
0
0
0
0
0
0
0
0
0
0
0
0
0
0
0
0
0
0
0
0
0
0
0
0
0
0
0
0
0
0
0
0
0
0
0
0
0
0
0
0
0
0
0
0
0
0
0
0
0
0
0
0
0
0
0
0
0
0
0
0
0
0
0
0
0
0
0
0
0
0
0
0
0
0
0
0
0
0
0
0
0
0
0
0
0
0
0
0
0
0
0
0
0
0
0
0
0
0
0
0
0
0
0
0
0
0
0
0
0
0
0
0
0
0
0
0
0
0
0
0
0
0
0
0
0
0
0
0
0
0
0
0
0
0
0
0
0
0
0
0
0
0
0
0
0
0
0
0
0
0
0
0
0
0
0
0
0
0
0
0
0
0
0
0
0
0
0
0
0
0
0
0
0
0
0
0
0
0
0
0
0
0
0
0
0
0
0
0
0
0
0
0
0
0
0
0
0
0
0
0
0
0
0
0
0
0
0
0
0
0
0
0
0
0
0
0
0
0
0
0
0
0
0
0
0
0
0
0
0
0
0
0
0
0
0
0
0
0
0
0
0
0
0
0
0
0
0
0
0
0
0
0
0
0
0
0
0
0
0
0
0
0
0
0
0
0
0
0
0
0
0
0
0
0
0
0
0
0
0
0
0
0
0
0
0
0
0
0
0
0
0
0
0
0
0
0
0
0
0
0
0
0
0
0
0
0
0
0
0
0
0
0
0
0
0
0
0
0
0
0
0
0
0
0
0
0
0
0
0
0
0
0
0
0
0
0
0
0
0
0
0
0
0
0
0
0
0
0
0
0
0
0
0
0
0
0
0
0
0
0
0
0
0
0
0
0
0
0
0
0
0
0
0
0
0
0
0
0
0
0
0
0
0
0
0
0
0
0
0
0
0
0
0
0
0
0
0
0
0
0
0
0
0
0
0
0
0
0
0
0
0
0
0
0
0
0
0
0
0
0
0
0
0
0
0
0
0
0
0
0
0
0
0
0
0
0
0
0
0
0
0
0
0
0
0
0
0
0
0
0
0
0
0
0
0
0
0
0
0
0
0
0
0
0
0
0
0
0
0
0
0
0
0
0
0
0
0
0
0
0
0
0
0
0
0
0
0
0
0
0
0
0
0
0
0
0
0
0
0
0
0
0
0
0
0
0
0
0
0
0
0
0
0
0
0
0
0
0
0
0
0
0
0
0
0
0
0
0
0
0
0
0
0
0
0
0
0
0
0
0
0
0
0
0
0
0
0
0
0
0
0
0
0
0
0
0
0
0
0
0
0
0
0
0
0
0
0
0
0
0
0
0
0
0
0
0
0
0
0
0
0
0
0
0
0
0
0
0
0
0
0
0
0
0
0
0
0
0
0
0
0
0
0
0
0
0
0
0
0
0
0
0
0
0
0
0
0
0
0
0
0
0
0
0
0
0
0
0
0
0
0
0
0
0
0
0
0
0
0
0
0
0
0
0
0
0
0
0
0
0
0
0
0
0
0
0
0
0
0
0
0
0
0
0
0
0
0
0
0
0
0
0
0
0
0
0
0
0
0
0
0
0
0
0
0
0
0
0
0
0
0
0
0
0
0
0
0
0
0
0
0
0
0
0
0
0
0
0
0
0
0
0
0
0
0
0
0
0
0
0
0
0
0
0
0
0
0
0
0
0
0
0
0
0
0
0
0
0
0
0
0
0
0
0
0
0
0
0
0
0
0
0
0
0
0
0
0
0
0
0
0
0
0
0
0
0
0
0
0
0
0
0
0
0
0
0
0
0
0
0
0
0
0
0
0
0
0
0
0
0
0
0
0
0
0
0
0
0
0
0
0
0
0
0
0
0
0
0
0
0
0
0
0
0
0
0
0
0
0
0
0
0
0
0
0
0
0
0
0
0
0
0
0
0
0
0
0
0
0
0
0
0
0
0
0
0
0
0
0
0
0
0
0
0
0
0
0
0
0
0
0
0
0
0
0
0
0
0
0
0
0
0
0
0
0
0
0
0
0
0
0
0
0
0
0
0
0
0
0
0
0
0
0
0
0
0
0
0
0
0
0
0
0
0
0
0
0
0
0
0
0
0
0
0
0
0
0
0
0
0
0
0
0
0
0
0
0
0
0
0
0
0
0
0
0
0
0
0
0
0
0
0
0
0
0
0
0
0
0
0
0
0
0
0
0
0
0
0
0
0
0
0
0
0
0
0
0
0
0
0
0
0
0
0
0
0
0
0
0
0
0
0
0
0
0
0
0
0
0
0
0
0
0
0
0
0
0
0
0
0
0
0
0
0
0
0
0
0
0
0
0
0
0
0
0
0
0
0
0
0
0
0
0
0
0
0
0
0
0
0
0
0
0
0
0
0
0
0
0
0
0
0
0
0
0
0
0
0
0
0
0
0
0
0
0
0
0
0
0
0
0
0
0
0
0
0
0
0
0
0
0
0
0
0
0
0
0
0
0
0
0
0
0
0
0
0
0
0
0
0
0
0
0
0
0
0
0
0
0
0
0
0
0
0
0
0
0
0
0
0
0
0
0
0
0
0
0
0
0
0
0
0
0
0
0
0
0
0
0
0
0
0
0
0
0
0
0
0
0
0
0
0
0
0
0
0
0
0
0
0
0
0
0
0
0
0
0
0
0
0
0
0
0
0
0
0
0
0
0
0
0
0
0
0
0
0
0
0
0
0
0
0
0
0
0
0
0
0
0
0
0
0
0
0
0
0
0
0
0
0
0
0
0
0
0
0
0
0
0
0
0
0
0
0
0
0
0
0
0
0
0
0
0
0
0
0
0
0
0
0
0
0
0
0
0
0
0
0
0
0
0
0
0
0
0
0
0
0
0
0
0
0
0
0
0
0
0
0
0
0
0
0
0
0
0
0
0
0
0
0
0
0
0
0
0
0
0
0
0
0
0
0
0
0
0
0
0
0
0
0
0
0
0
0
0
0
0
0
0
0
0
0
0
0
0
0
0
0
0
0
0
0
0
0
0
0
0
0
0
0
0
0
0
0
0
0
0
0
0
0
0
0
0
0
0
0
0
0
0
0
0
0
0
0
0
0
0
0
0
0
0
0
0
0
0
0
0
0
0
0
0
0
0
0
0
0
0
0
0
0
0
0
0
0
0
0
0
0
0
0
0
0
0
0
0
0
0
0
0
0
0
0
0
0
0
0
0
0
0
0
0
0
0
0
0
0
0
0
0
0
0
0
0
0
0
0
0
0
0
0
0
0
0
0
0
0
0
0
0
0
0
0
0
0
0
0
0
0
0
0
0
0
0
0
0
0
0
0
0
0
0
0
0
0
0
0
0
0
0
0
0
0
0
0
0
0
0
0
0
0
0
0
0
0
0
0
0
0
0
0
0
0
0
0
0
0
0
0
0
0
0
0
0
0
0
0
0
0
0
0
0
0
0
0
0
0
0
0
0
0
0
0
0
0
0
0
0
0
0
0
0
0
0
0
0
0
0
0
0
0
0
0
0
0
0
0
0
0
0
0
0
0
0
0
0
0
0
0
0
0
0
0
0
0
0
0
0
0
0
0
0
0
0
0
0
0
0
0
0
0
0
0
0
0
0
0
0
0
0
0
0
0
0
0
0
0
0
0
0
0
0
0
0
0
0
0
0
0
0
0
0
0
0
0
0
0
0
0
0
0
0
0
0
0
0
0
0
0
0
0
0
0
0
0
0
0
0
0
0
0
0
0
0
0
0
0
0
0
0
0
0
0
0
0
0
0
0
0
0
0
0
0
0
0
0
0
0
0
0
0
0
0
0
0
0
0
0
0
0
0
0
0
0
0
0
0
0
0
0
0
0
0
0
0
0
0
0
0
0
0
0
0
0
0
0
0
0
0
0
0
0
0
0
0
0
0
0
0
0
0
0
0
0
0
0
0
0
0
0
0
0
0
0
0
0
0
0
0
0
0
0
0
0
0
0
0
0
0
0
0
0
0
0
0
0
0
0
0
0
0
0
0
0
0
0
0
0
0
0
0
0
0
0
0
0
0
0
0
0
0
0
0
0
0
0
0
0
0
0
0
0
0
0
0
0
0
0
0
0
0
0
0
0
0
0
0
0
0
0
0
0
0
0
0
0
0
0
0
0
0
0
0
0
0
0
0
0
0
0
0
0
0
0
0
0
0
0
0
0
0
0
0
0
0
0
0
0
0
0
0
0
0
0
0
0
0
0
0
0
0
0
0
0
0
0
0
0
0
0
0
0
0
0
0
0
0
0
0
0
0
0
0
0
0
0
0
0
0
0
0
0
0
0
0
0
0
0
0
0
0
0
0
0
0
0
0
0
0
0
0
0
0
0
0
0
0
0
0
0
0
0
0
0
0
0
0
0
0
0
0
0
0
0
0
0
0
0
0
0
0
0
0
0
0
0
0
0
0
0
0
0
0
0
0
0
0
0
0
0
0
0
0
0
0
0
0
0
0
0
0
0
0
0
0
0
0
0
0
0
0
0
0
0
0
0
0
0
0
0
0
0
0
0
0
0
0
0
0
0
0
0
0
0
0
0
0
0
0
0
0
0
0
0
0
0
0
0
0
0
0
0
0
0
0
0
0
0
0
0
0
0
0
0
0
0
0
0
0
0
0
0
0
0
0
0
0
0
0
0
0
0
0
0
0
0
0
0
0
0
0
0
0
0
0
0
0
0
0
0
0
0
0
0
0
0
0
0
0
0
0
0
0
0
0
0
0
0
0
0
0
0
0
0
0
0
0
0
0
0
0
0
0
0
0
0
0
0
0
0
0
0
0
0
0
0
0
0
0
0
0
0
0
0
0
0
0
0
0
0
0
0
0
0
0
0
0
0
0
0
0
0
0
0
0
0
0
0
0
0
0
0
0
0
0
0
0
0
0
0
0
0
0
0
0
0
0
0
0
0
0
0
0
0
0
0
0
0
0
0
0
0
0
0
0
0
0
0
0
0
0
0
0
0
0
0
0
0
0
0
0
0
0
0
0
0
0
0
0
0
0
0
0
0
0
0
0
0
0
0
0
0
0
0
0
0
0
0
0
0
0
0
0
0
0
0
0
0
0
0
0
0
0
0
0
0
0
0
0
0
0
0
0
0
0
0
0
0
0
0
0
0
0
0
0
0
0
0
0
0
0
0
0
0
0
0
0
0
0
0
0
0
0
0
0
0
0
0
0
0
0
0
0
0
0
0
0
0
0
0
0
0
0
0
0
0
0
0
0
0
0
0
0
0
0
0
0
0
0
0
0
0
0
0
0
0
0
0
0
0
0
0
0
0
0
0
0
0
0
0
0
0
0
0
0
0
0
0
0
0
0
0
0
0
0
0
0
0
0
0
0
0
0
0
0
0
0
0
0
0
0
0
0
0
0
0
0
0
0
0
0
0
0
0
0
0
0
0
0
0
0
0
0
0
0
0
0
0
0
0
0
0
0
0
0
0
0
0
0
0
0
0
0
0
0
0
0
0
0
0
0
0
0
0
0
0
0
0
0
0
0
0
0
0
0
0
0
0
0
0
0
0
0
0
0
0
0
0
0
0
0
0
0
0
0
0
0
0
0
0
0
0
0
0
0
0
0
0
0
0
0
0
0
0
0
0
0
0
0
0
0
0
0
0
0
0
0
0
0
0
0
0
0
0
0
0
0
0
0
0
0
0
0
0
0
0
0
0
0
0
0
0
0
0
0
0
0
0
0
0
0
0
0
0
0
0
0
0
0
0
0
0
0
0
0
0
0
0
0
0
0
0
0
0
0
0
0
0
0
0
0
0
0
0
0
0
0
0
0
0
0
0
0
0
0
0
0
0
0
0
0
0
0
0
0
0
0
0
0
0
0
0
0
0
0
0
0
0
0
0
0
0
0
0
0
0
0
0
0
0
0
0
0
0
0
0
0
0
0
0
0
0
0
0
0
0
0
0
0
0
0
0
0
0
0
0
0
0
0
0
0
0
0
0
0
0
0
0
0
0
0
0
0
0
0
0
0
0
0
0
0
0
0
0
0
0
0
0
0
0
0
0
0
0
0
0
0
0
0
0
0
0
0
0
0
0
0
0
0
0
0
0
0
0
0
0
0
0
0
0
0
0
0
0
0
0
0
0
0
0
0
0
0
0
0
0
0
0
0
0
0
0
0
0
0
0
0
0
0
0
0
0
0
0
0
0
0
0
0
0
0
0
0
0
0
0
0
0
0
0
0
0
0
0
0
0
0
0
0
0
0
0
0
0
0
0
0
0
0
0
0
0
0
0
0
0
0
0
0
0
0
0
0
0
0
0
0
0
0
0
0
0
0
0
0
0
0
0
0
0
0
0
0
0
0
0
0
0
0
0
0
0
0
0
0
0
0
0
0
0
0
0
0
0
0
0
0
0
0
0
0
0
0
0
0
0
0
0
0
0
0
0
0
0
0
0
0
0
0
0
0
0
0
0
0
0
0
0
0
0
0
0
0
0
0
0
0
0
0
0
0
0
0
0
0
0
0
0
0
0
0
0
0
0
0
0
0
0
0
0
0
0
0
0
0
0
0
0
0
0
0
0
0
0
0
0
0
0
0
0
0
0
0
0
0
0
0
0
0
0
0
0
0
0
0
0
0
0
0
0
0
0
0
0
0
0
0
0
0
0
0
0
0
0
0
0
0
0
0
0
0
0
0
0
0
0
0
0
0
0
0
0
0
0
0
0
0
0
0
0
0
0
0
0
0
0
0
0
0
0
0
0
0
0
0
0
0
0
0
0
0
0
0
0
0
0
0
0
0
0
0
0
0
0
0
0
0
0
0
0
0
0
0
0
0
0
0
0
0
0
0
0
0
0
0
0
0
0
0
0
0
0
0
0
0
0
0
0
0
0
0
0
0
0
0
0
0
0
0
0
0
0
0
0
0
0
0
0
0
0
0
0
0
0
0
0
0
0
0
0
0
0
0
0
0
0
0
0
0
0
0
0
0
0
0
0
0
0
0
0
0
0
0
0
0
0
0
0
0
0
0
0
0
0
0
0
0
0
0
0
0
0
0
0
0
0
0
0
0
0
0
0
0
0
0
0
0
0
0
0
0
0
0
0
0
0
0
0
0
0
0
0
0
0
0
0
0
0
0
0
0
0
0
0
0
0
0
0
0
0
0
0
0
0
0
0
0
0
0
0
0
0
0
0
0
0
0
0
0
0
0
0
0
0
0
0
0
0
0
0
0
0
0
0
0
0
0
0
0
0
0
0
0
0
0
0
0
0
0
0
0
0
0
0
0
0
0
0
0
0
0
0
0
0
0
0
0
0
0
0
0
0
0
0
0
0
0
0
0
0
0
0
0
0
0
0
0
0
0
0
0
0
0
0
0
0
0
0
0
0
0
0
0
0
0
0
0
0
0
0
0
0
0
0
0
0
0
0
0
0
0
0
0
0
0
0
0
0
0
0
0
0
0
0
0
0
0
0
0
0
0
0
0
0
0
0
0
0
0
0
0
0
0
0
0
0
0
0
0
0
0
0
0
0
0
0
0
0
0
0
0
0
0
0
0
0
0
0
0
0
0
0
0
0
0
0
0
0
0
0
0
0
0
0
0
0
0
0
0
0
0
0
0
0
0
0
0
0
0
0
0
0
0
0
0
0
0
0
0
0
0
0
0
0
0
0
0
0
0
0
0
0
0
0
0
0
0
0
0
0
0
0
0
0
0
0
0
0
0
0
0
0
0
0
0
0
0
0
0
0
0
0
0
0
0
0
0
0
0
0
0
0
0
0
0
0
0
0
0
0
0
0
0
0
0
0
0
0
0
0
0
0
0
0
0
0
0
0
0
0
0
0
0
0
0
0
0
0
0
0
0
0
0
0
0
0
0
0
0
0
0
0
0
0
0
0
0
0
0
0
0
0
0
0
0
0
0
0
0
0
0
0
0
0
0
0
0
0
0
0
0
0
0
0
0
0
0
0
0
0
0
0
0
0
0
0
0
0
0
0
0
0
0
0
0
0
0
0
0
0
0
0
0
0
0
0
0
0
0
0
0
0
0
0
0
0
0
0
0
0
0
0
0
0
0
0
0
0
0
0
0
0
0
0
0
0
0
0
0
0
0
0
0
0
0
0
0
0
0
0
0
0
0
0
0
0
0
0
0
0
0
0
0
0
0
0
0
0
0
0
0
0
0
0
0
0
0
0
0
0
0
0
0
0
0
0
0
0
0
0
0
0
0
0
0
0
0
0
0
0
0
0
0
0
0
0
0
0
0
0
0
0
0
0
0
0
0
0
0
0
0
0
0
0
0
0
0
0
0
0
0
0
0
0
0
0
0
0
0
0
0
0
0
0
0
0
0
0
0
0
0
0
0
0
0
0
0
0
0
0
0
0
0
0
0
0
0
0
0
0
0
0
0
0
0
0
0
0
0
0
0
0
0
0
0
0
0
0
0
0
0
0
0
0
0
0
0
0
0
0
0
0
0
0
0
0
0
0
0
0
0
0
0
0
0
0
0
0
0
0
0
0
0
0
0
0
0
0
0
0
0
0
0
0
0
0
0
0
0
0
0
0
0
0
0
0
0
0
0
0
0
0
0
0
0
0
0
0
0
0
0
0
0
0
0
0
0
0
0
0
0
0
0
0
0
0
0
0
0
0
0
0
0
0
0
0
0
0
0
0
0
0
0
0
0
0
0
0
0
0
0
0
0
0
0
0
0
0
0
0
0
0
0
0
0
0
0
0
0
0
0
0
0
0
0
0
0
0
0
0
0
0
0
0
0
0
0
0
0
0
0
0
0
0
0
0
0
0
0
0
0
0
0
0
0
0
0
0
0
0
0
0
0
0
0
0
0
0
0
0
0
0
0
0
0
0
0
0
0
0
0
0
0
0
0
0
0
0
0
0
0
0
0
0
0
0
0
0
0
0
0
0
0
0
0
0
0
0
0
0
0
0
0
0
0
0
0
0
0
0
0
0
0
0
0
0
0
0
0
0
0
0
0
0
0
0
0
0
0
0
0
0
0
0
0
0
0
0
0
0
0
0
0
0
0
0
0
0
0
0
0
0
0
0
0
0
0
0
0
0
0
0
0
0
0
0
0
0
0
0
0
0
0
0
0
0
0
0
0
0
0
0
0
0
0
0
0
0
0
0
0
0
0
0
0
0
0
0
0
0
0
0
0
0
0
0
0
0
0
0
0
0
0
0
0
0
0
0
0
0
0
0
0
0
0
0
0
0
0
0
0
0
0
0
0
0
0
0
0
0
0
0
0
0
0
0
0
0
0
0
0
0
0
0
0
0
0
0
0
0
0
0
0
0
0
0
0
0
0
0
0
0
0
0
0
0
0
0
0
0
0
0
0
0
0
0
0
0
0
0
0
0
0
0
0
0
0
0
0
0
0
0
0
0
0
0
0
0
0
0
0
0
0
0
0
0
0
0
0
0
0
0
0
0
0
0
0
0
0
0
0
0
0
0
0
0
0
0
0
0
0
0
0
0
0
0
0
0
0
0
0
0
0
0
0
0
0
0
0
0
0
0
0
0
0
0
0
0
0
0
0
0
0
0
0
0
0
0
0
0
0
0
0
0
0
0
0
0
0
0
0
0
0
0
0
0
0
0
0
0
0
0
0
0
0
0
0
0
0
0
0
0
0
0
0
0
0
0
0
0
0
0
0
0
0
0
0
0
0
0
0
0
0
0
0
0
0
0
0
0
0
0
0
0
0
0
0
0
0
0
0
0
0
0
0
0
0
0
0
0
0
0
0
0
0
0
0
0
0
0
0
0
0
0
0
0
0
0
0
0
0
0
0
0
0
0
0
0
0
0
0
0
0
0
0
0
0
0
0
0
0
0
0
0
0
0
0
0
0
0
0
0
0
0
0
0
0
0
0
0
0
0
0
0
0
0
0
0
0
0
0
0
0
0
0
0
0
0
0
0
0
0
0
0
0
0
0
0
0
0
0
0
0
0
0
0
0
0
0
0
0
0
0
0
0
0
0
0
0
0
0
0
0
0
0
0
0
0
0
0
0
0
0
0
0
0
0
0
0
0
0
0
0
0
0
0
0
0
0
0
0
0
0
0
0
0
0
0
0
0
0
0
0
0
0
0
0
0
0
0
0
0
0
0
0
0
0
0
0
0
0
0
0
0
0
0
0
0
0
0
0
0
0
0
0
0
0
0
0
0
0
0
0
0
0
0
0
0
0
0
0
0
0
0
0
0
0
0
0
0
0
0
0
0
0
0
0
0
0
0
0
0
0
0
0
0
0
0
0
0
0
0
0
0
0
0
0
0
0
0
0
0
0
0
0
0
0
0
0
0
0
0
0
0
0
0
0
0
0
0
0
0
0
0
0
0
0
0
0
0
0
0
0
0
0
0
0
0
0
0
0
0
0
0
0
0
0
0
0
0
0
0
0
0
0
0
0
0
0
0
0
0
0
0
0
0
0
0
0
0
0
0
0
0
0
0
0
0
0
0
0
0
0
0
0
0
0
0
0
0
0
0
0
0
0
0
0
0
0
0
0
0
0
0
0
0
0
0
0
0
0
0
0
0
0
0
0
0
0
0
0
0
0
0
0
0
0
0
0
0
0
0
0
0
0
0
0
0
0
0
0
0
0
0
0
0
0
0
0
0
0
0
0
0
0
0
0
0
0
0
0
0
0
0
0
0
0
0
0
0
0
0
0
0
0
0
0
0
0
0
0
0
0
0
0
0
0
0
0
0
0
0
0
0
0
0
0
0
0
0
0
0
0
0
0
0
0
0
0
0
0
0
0
0
0
0
0
0
0
0
0
0
0
0
0
0
0
0
0
0
0
0
0
0
0
0
0
0
0
0
0
0
0
0
0
0
0
0
0
0
0
0
0
0
0
0
0
0
0
0
0
0
0
0
0
0
0
0
0
0
0
0
0
0
0
0
0
0
0
0
0
0
0
0
0
0
0
0
0
0
0
0
0
0
0
0
0
0
0
0
0
0
0
0
0
0
0
0
0
0
0
0
0
0
0
0
0
0
0
0
0
0
0
0
0
0
0
0
0
0
0
0
0
0
0
0
0
0
0
0
0
0
0
0
0
0
0
0
0
0
0
0
0
0
0
0
0
0
0
0
0
0
0
0
0
0
0
0
0
0
0
0
0
0
0
0
0
0
0
0
0
0
0
0
0
0
0
0
0
0
0
0
0
0
0
0
0
0
0
0
0
0
0
0
0
0
0
0
0
0
0
0
0
0
0
0
0
0
0
0
0
0
0
0
0
0
0
0
0
0
0
0
0
0
0
0
0
0
0
0
0
0
0
0
0
0
0
0
0
0
0
0
0
0
0
0
0
0
0
0
0
0
0
0
0
0
0
0
0
0
0
0
0
0
0
0
0
0
0
0
0
0
0
0
0
0
0
0
0
0
0
0
0
0
0
0
0
0
0
0
0
0
0
0
0
0
0
0
0
0
0
0
0
0
0
0
0
0
0
0
0
0
0
0
0
0
0
0
0
0
0
0
0
0
0
0
0
0
0
0
0
0
0
0
0
0
0
0
0
0
0
0
0
0
0
0
0
0
0
0
0
0
0
0
0
0
0
0
0
0
0
0
0
0
0
0
0
0
0
0
0
0
0
0
0
0
0
0
0
0
0
0
0
0
0
0
0
0
0
0
0
0
0
0
0
0
0
0
0
0
0
0
0
0
0
0
0
0
0
0
0
0
0
0
0
0
0
0
0
0
0
0
0
0
0
0
0
0
0
0
0
0
0
0
0
0
0
0
0
0
0
0
0
0
0
0
0
0
0
0
0
0
0
0
0
0
0
0
0
0
0
0
0
0
0
0
0
0
0
0
0
0
0
0
0
0
0
0
0
0
0
0
0
0
0
0
0
0
0
0
0
0
0
0
0
0
0
0
0
0
0
0
0
0
0
0
0
0
0
0
0
0
0
0
0
0
0
0
0
0
0
0
0
0
0
0
0
0
0
0
0
0
0
0
0
0
0
0
0
0
0
0
0
0
0
0
0
0
0
0
0
0
0
0
0
0
0
0
0
0
0
0
0
0
0
0
0
0
0
0
0
0
0
0
0
0
0
0
0
0
0
0
0
0
0
0
0
0
0
0
0
0
0
0
0
0
0
0
0
0
0
0
0
0
0
0
0
0
0
0
0
0
0
0
0
0
0
0
0
0
0
0
0
0
0
0
0
0
0
0
0
0
0
0
0
0
0
0
0
0
0
0
0
0
0
0
0
0
0
0
0
0
0
0
0
0
0
0
0
0
0
0
0
0
0
0
0
0
0
0
0
0
0
0
0
0
0
0
0
0
0
0
0
0
0
0
0
0
0
0
0
0
0
0
0
0
0
0
0
0
0
0
0
0
0
0
0
0
0
0
0
0
0
0
0
0
0
0
0
0
0
0
0
0
0
0
0
0
0
0
0
0
0
0
0
0
0
0
0
0
0
0
0
0
0
0
0
0
0
0
0
0
0
0
0
0
0
0
0
0
0
0
0
0
0
0
0
0
0
0
0
0
0
0
0
0
0
0
0
0
0
0
0
0
0
0
0
0
0
0
0
0
0
0
0
0
0
0
0
0
0
0
0
0
0
0
0
0
0
0
0
0
0
0
0
0
0
0
0
0
0
0
0
0
0
0
0
0
0
0
0
0
0
0
0
0
0
0
0
0
0
0
0
0
0
0
0
0
0
0
0
0
0
0
0
0
0
0
0
0
0
0
0
0
0
0
0
0
0
0
0
0
0
0
0
0
0
0
0
0
0
0
0
0
0
0
0
0
0
0
0
0
0
0
0
0
0
0
0
0
0
0
0
0
0
0
0
0
0
0
0
0
0
0
0
0
0
0
0
0
0
0
0
0
0
0
0
0
0
0
0
0
0
0
0
0
0
0
0
0
0
0
0
0
0
0
0
0
0
0
0
0
0
0
0
0
0
0
0
0
0
0
0
0
0
0
0
0
0
0
0
0
0
0
0
0
0
0
0
0
0
0
0
0
0
0
0
0
0
0
0
0
0
0
0
0
0
0
0
0
0
0
0
0
0
0
0
0
0
0
0
0
0
0
0
0
0
0
0
0
0
0
0
0
0
0
0
0
0
0
0
0
0
0
0
0
0
0
0
0
0
0
0
0
0
0
0
0
0
0
0
0
0
0
0
0
0
0
0
0
0
0
0
0
0
0
0
0
0
0
0
0
0
0
0
0
0
0
0
0
0
0
0
0
0
0
0
0
0
0
0
0
0
0
0
0
0
0
0
0
0
0
0
0
0
0
0
0
0
0
0
0
0
0
0
0
0
0
0
0
0
0
0
0
0
0
0
0
0
0
0
0
0
0
0
0
0
0
0
0
0
0
0
0
0
0
0
0
0
0
0
0
0
0
0
0
0
0
0
0
0
0
0
0
0
0
0
0
0
0
0
0
0
0
0
0
0
0
0
0
0
0
0
0
0
0
0
0
0
0
0
0
0
0
0
0
0
0
0
0
0
0
0
0
0
0
0
0
0
0
0
0
0
0
0
0
0
0
0
0
0
0
0
0
0
0
0
0
0
0
0
0
0
0
0
0
0
0
0
0
0
0
0
0
0
0
0
0
0
0
0
0
0
0
0
0
0
0
0
0
0
0
0
0
0
0
0
0
0
0
0
0
0
0
0
0
0
0
0
0
0
0
0
0
0
0
0
0
0
0
0
0
0
0
0
0
0
0
0
0
0
0
0
0
0
0
0
0
0
0
0
0
0
0
0
0
0
0
0
0
0
0
0
0
0
0
0
0
0
0
0
0
0
0
0
0
0
0
0
0
0
0
0
0
0
0
0
0
0
0
0
0
0
0
0
0
0
0
0
0
0
0
0
0
0
0
0
0
0
0
0
0
0
0
0
0
0
0
0
0
0
0
0
0
0
0
0
0
0
0
0
0
0
0
0
0
0
0
0
0
0
0
0
0
0
0
0
0
0
0
0
0
0
0
0
0
0
0
0
0
0
0
0
0
0
0
0
0
0
0
0
0
0
0
0
0
0
0
0
0
0
0
0
0
0
0
0
0
0
0
0
0
0
0
0
0
0
0
0
0
0
0
0
0
0
0
0
0
0
0
0
0
0
0
0
0
0
0
0
0
0
0
0
0
0
0
0
0
0
0
0
0
0
0
0
0
0
0
0
0
0
0
0
0
0
0
0
0
0
0
0
0
0
0
0
0
0
0
0
0
0
0
0
0
0
0
0
0
0
0
0
0
0
0
0
0
0
0
0
0
0
0
0
0
0
0
0
0
0
0
0
0
0
0
0
0
0
0
0
0
0
0
0
0
0
0
0
0
0
0
0
0
0
0
0
0
0
0
0
0
0
0
0
0
0
0
0
0
0
0
0
0
0
0
0
0
0
0
0
0
0
0
0
0
0
0
0
0
0
0
0
0
0
0
0
0
0
0
0
0
0
0
0
0
0
0
0
0
0
0
0
0
0
0
0
0
0
0
0
0
0
0
0
0
0
0
0
0
0
0
0
0
0
0
0
0
0
0
0
0
0
0
0
0
0
0
0
0
0
0
0
0
0
0
0
0
0
0
0
0
0
0
0
0
0
0
0
0
0
0
0
0
0
0
0
0
0
0
0
0
0
0
0
0
0
0
0
0
0
0
0
0
0
0
0
0
0
0
0
0
0
0
0
0
0
0
0
0
0
0
0
0
0
0
0
0
0
0
0
0
0
0
0
0
0
0
0
0
0
0
0
0
0
0
0
0
0
0
0
0
0
0
0
0
0
0
0
0
0
0
0
0
0
0
0
0
0
0
0
0
0
0
0
0
0
0
0
0
0
0
0
0
0
0
0
0
0
0
0
0
0
0
0
0
0
0
0
0
0
0
0
0
0
0
0
0
0
0
0
0
0
0
0
0
0
0
0
0
0
0
0
0
0
0
0
0
0
0
0
0
0
0
0
0
0
0
0
0
0
0
0
0
0
0
0
0
0
0
0
0
0
0
0
0
0
0
0
0
0
0
0
0
0
0
0
0
0
0
0
0
0
0
0
0
0
0
0
0
0
0
0
0
0
0
0
0
0
0
0
0
0
0
0
0
0
0
0
0
0
0
0
0
0
0
0
0
0
0
0
0
0
0
0
0
0
0
0
0
0
0
0
0
0
0
0
0
0
0
0
0
0
0
0
0
0
0
0
0
0
0
0
0
0
0
0
0
0
0
0
0
0
0
0
0
0
0
0
0
0
0
0
0
0
0
0
0
0
0
0
0
0
0
0
0
0
0
0
0
0
0
0
0
0
0
0
0
0
0
0
0
0
0
0
0
0
0
0
0
0
0
0
0
0
0
0
0
0
0
0
0
0
0
0
0
0
0
0
0
0
0
0
0
0
0
0
0
0
0
0
0
0
0
0
0
0
0
0
0
0
0
0
0
0
0
0
0
0
0
0
0
0
0
0
0
0
0
0
0
0
0
0
0
0
0
0
0
0
0
0
0
0
0
0
0
0
0
0
0
0
0
0
0
0
0
0
0
0
0
0
0
0
0
0
0
0
0
0
0
0
0
0
0
0
0
0
0
0
0
0
0
0
0
0
0
0
0
0
0
0
0
0
0
0
0
0
0
0
0
0
0
0
0
0
0
0
0
0
0
0
0
0
0
0
0
0
0
0
0
0
0
0
0
0
0
0
0
0
0
0
0
0
0
0
0
0
0
0
0
0
0
0
0
0
0
0
0
0
0
0
0
0
0
0
0
0
0
0
0
0
0
0
0
0
0
0
0
0
0
0
0
0
0
0
0
0
0
0
0
0
0
0
0
0
0
0
0
0
0
0
0
0
0
0
0
0
0
0
0
0
0
0
0
0
0
0
0
0
0
0
0
0
0
0
0
0
0
0
0
0
0
0
0
0
0
0
0
0
0
0
0
0
0
0
0
0
0
0
0
0
0
0
0
0
0
0
0
0
0
0
0
0
0
0
0
0
0
0
0
0
0
0
0
0
0
0
0
0
0
0
0
0
0
0
0
0
0
0
0
0
0
0
0
0
0
0
0
0
0
0
0
0
0
0
0
0
0
0
0
0
0
0
0
0
0
0
0
0
0
0
0
0
0
0
0
0
0
0
0
0
0
0
0
0
0
0
0
0
0
0
0
0
0
0
0
0
0
0
0
0
0
0
0
0
0
0
0
0
0
0
0
0
0
0
0
0
0
0
0
0
0
0
0
0
0
0
0
0
0
0
0
0
0
0
0
0
0
0
0
0
0
0
0
0
0
0
0
0
0
0
0
0
0
0
0
0
0
0
0
0
0
0
0
0
0
0
0
0
0
0
0
0
0
0
0
0
0
0
0
0
0
0
0
0
0
0
0
0
0
0
0
0
0
0
0
0
0
0
0
0
0
0
0
0
0
0
0
0
0
0
0
0
0
0
0
0
0
0
0
0
0
0
0
0
0
0
0
0
0
0
0
0
0
0
0
0
0
0
0
0
0
0
0
0
0
0
0
0
0
0
0
0
0
0
0
0
0
0
0
0
0
0
0
0
0
0
0
0
0
0
0
0
0
0
0
0
0
0
0
0
0
0
0
0
0
0
0
0
0
0
0
0
0
0
0
0
0
0
0
0
0
0
0
0
0
0
0
0
0
0
0
0
0
0
0
0
0
0
0
0
0
0
0
0
0
0
0
0
0
0
0
0
0
0
0
0
0
0
0
0
0
0
0
0
0
0
0
0
0
0
0
0
0
0
0
0
0
0
0
0
0
0
0
0
0
0
0
0
0
0
0
0
0
0
0
0
0
0
0
0
0
0
0
0
0
0
0
0
0
0
0
0
0
0
0
0
0
0
0
0
0
0
0
0
0
0
0
0
0
0
0
0
0
0
0
0
0
0
0
0
0
0
0
0
0
0
0
0
0
0
0
0
0
0
0
0
0
0
0
0
0
0
0
0
0
0
0
0
0
0
0
0
0
0
0
0
0
0
0
0
0
0
0
0
0
0
0
0
0
0
0
0
0
0
0
0
0
0
0
0
0
0
0
0
0
0
0
0
0
0
0
0
0
0
0
0
0
0
0
0
0
0
0
0
0
0
0
0
0
0
0
0
0
0
0
0
0
0
0
0
0
0
0
0
0
0
0
0
0
0
0
0
0
0
0
0
0
0
0
0
0
0
0
0
0
0
0
0
0
0
0
0
0
0
0
0
0
0
0
0
0
0
0
0
0
0
0
0
0
0
0
0
0
0
0
0
0
0
0
0
0
0
0
0
0
0
0
0
0
0
0
0
0
0
0
0
0
0
0
0
0
0
0
0
0
0
0
0
0
0
0
0
0
0
0
0
0
0
0
0
0
0
0
0
0
0
0
0
0
0
0
0
0
0
0
0
0
0
0
0
0
0
0
0
0
0
0
0
0
0
0
0
0
0
0
0
0
0
0
0
0
0
0
0
0
0
0
0
0
0
0
0
0
0
0
0
0
0
0
0
0
0
0
0
0
0
0
0
0
0
0
0
0
0
0
0
0
0
0
0
0
0
0
0
0
0
0
0
0
0
0
0
0
0
0
0
0
0
0
0
0
0
0
0
0
0
0
0
0
0
0
0
0
0
0
0
0
0
0
0
0
0
0
0
0
0
0
0
0
0
0
0
0
0
0
0
0
0
0
0
0
0
0
0
0
0
0
0
0
0
0
0
0
0
0
0
0
0
0
0
0
0
0
0
0
0
0
0
0
0
0
0
0
0
0
0
0
0
0
0
0
0
0
0
0
0
0
0
0
0
0
0
0
0
0
0
0
0
0
0
0
0
0
0
0
0
0
0
0
0
0
0
0
0
0
0
0
0
0
0
0
0
0
0
0
0
0
0
0
0
0
0
0
0
0
0
0
0
0
0
0
0
0
0
0
0
0
0
0
0
0
0
0
0
0
0
0
0
0
0
0
0
0
0
0
0
0
0
0
0
0
0
0
0
0
0
0
0
0
0
0
0
0
0
0
0
0
0
0
0
0
0
0
0
0
0
0
0
0
0
0
0
0
0
0
0
0
0
0
0
0
0
0
0
0
0
0
0
0
0
0
0
0
0
0
0
0
0
0
0
0
0
0
0
0
0
0
0
0
0
0
0
0
0
0
0
0
0
0
0
0
0
0
0
0
0
0
0
0
0
0
0
0
0
0
0
0
0
0
0
0
0
0
0
0
0
0
0
0
0
0
0
0
0
0
0
0
0
0
0
0
0
0
0
0
0
0
0
0
0
0
0
0
0
0
0
0
0
0
0
0
0
0
0
0
0
0
0
0
0
0
0
0
0
0
0
0
0
0
0
0
0
0
0
0
0
0
0
0
0
0
0
0
0
0
0
0
0
0
0
0
0
0
0
0
0
0
0
0
0
0
0
0
0
0
0
0
0
0
0
0
0
0
0
0
0
0
0
0
0
0
0
0
0
0
0
0
0
0
0
0
0
0
0
0
0
0
0
0
0
0
0
0
0
0
0
0
0
0
0
0
0
0
0
0
0
0
0
0
0
0
0
0
0
0
0
0
0
0
0
0
0
0
0
0
0
0
0
0
0
0
0
0
0
0
0
0
0
0
0
0
0
0
0
0
0
0
0
0
0
0
0
0
0
0
0
0
0
0
0
0
0
0
0
0
0
0
0
0
0
0
0
0
0
0
0
0
0
0
0
0
0
0
0
0
0
0
0
0
0
0
0
0
0
0
0
0
0
0
0
0
0
0
0
0
0
0
0
0
0
0
0
0
0
0
0
0
0
0
0
0
0
0
0
0
0
0
0
0
0
0
0
0
0
0
0
0
0
0
0
0
0
0
0
0
0
0
0
0
0
0
0
0
0
0
0
0
0
0
0
0
0
0
0
0
0
0
0
0
0
0
0
0
0
0
0
0
0
0
0
0
0
0
0
0
0
0
0
0
0
0
0
0
0
0
0
0
0
0
0
0
0
0
0
0
0
0
0
0
0
0
0
0
0
0
0
0
0
0
0
0
0
0
0
0
0
0
0
0
0
0
0
0
0
0
0
0
0
0
0
0
0
0
0
0
0
0
0
0
0
0
0
0
0
0
0
0
0
0
0
0
0
0
0
0
0
0
0
0
0
0
0
0
0
0
0
0
0
0
0
0
0
0
0
0
0
0
0
0
0
0
0
0
0
0
0
0
0
0
0
0
0
0
0
0
0
0
0
0
0
0
0
0
0
0
0
0
0
0
0
0
0
0
0
0
0
0
0
0
0
0
0
0
0
0
0
0
0
0
0
0
0
0
0
0
0
0
0
0
0
0
0
0
0
0
0
0
0
0
0
0
0
0
0
0
0
0
0
0
0
0
0
0
0
0
0
0
0
0
0
0
0
0
0
0
0
0
0
0
0
0
0
0
0
0
0
0
0
0
0
0
0
0
0
0
0
0
0
0
0
0
0
0
0
0
0
0
0
0
0
0
0
0
0
0
0
0
0
0
0
0
0
0
0
0
0
0
0
0
0
0
0
0
0
0
0
0
0
0
0
0
0
0
0
0
0
0
0
0
0
0
0
0
0
0
0
0
0
0
0
0
0
0
0
0
0
0
0
0
0
0
0
0
0
0
0
0
0
0
0
0
0
0
0
0
0
0
0
0
0
0
0
0
0
0
0
0
0
0
0
0
0
0
0
0
0
0
0
0
0
0
0
0
0
0
0
0
0
0
0
0
0
0
0
0
0
0
0
0
0
0
0
0
0
0
0
0
0
0
0
0
0
0
0
0
0
0
0
0
0
0
0
0
0
0
0
0
0
0
0
0
0
0
0
0
0
0
0
0
0
0
0
0
0
0
0
0
0
0
0
0
0
0
0
0
0
0
0
0
0
0
0
0
0
0
0
0
0
0
0
0
0
0
0
0
0
0
0
0
0
0
0
0
0
0
0
0
0
0
0
0
0
0
0
0
0
0
0
0
0
0
0
0
0
0
0
0
0
0
0
0
0
0
0
0
0
0
0
0
0
0
0
0
0
0
0
0
0
0
0
0
0
0
0
0
0
0
0
0
0
0
0
0
0
0
0
0
0
0
0
0
0
0
0
0
0
0
0
0
0
0
0
0
0
0
0
0
0
0
0
0
0
0
0
0
0
0
0
0
0
0
0
0
0
0
0
0
0
0
0
0
0
0
0
0
0
0
0
0
0
0
0
0
0
0
0
0
0
0
0
0
0
0
0
0
0
0
0
0
0
0
0
0
0
0
0
0
0
0
0
0
0
0
0
0
0
0
0
0
0
0
0
0
0
0
0
0
0
0
0
0
0
0
0
0
0
0
0
0
0
0
0
0
0
0
0
0
0
0
0
0
0
0
0
0
0
0
0
0
0
0
0
0
0
0
0
0
0
0
0
0
0
0
0
0
0
0
0
0
0
0
0
0
0
0
0
0
0
0
0
0
0
0
0
0
0
0
0
0
0
0
0
0
0
0
0
0
0
0
0
0
0
0
0
0
0
0
0
0
0
0
0
0
0
0
0
0
0
0
0
0
0
0
0
0
0
0
0
0
0
0
0
0
0
0
0
0
0
0
0
0
0
0
0
0
0
0
0
0
0
0
0
0
0
0
0
0
0
0
0
0
0
0
0
0
0
0
0
0
0
0
0
0
0
0
0
0
0
0
0
0
0
0
0
0
0
0
0
0
0
0
0
0
0
0
0
0
0
0
0
0
0
0
0
0
0
0
0
0
0
0
0
0
0
0
0
0
0
0
0
0
0
0
0
0
0
0
0
0
0
0
0
0
0
0
0
0
0
0
0
0
0
0
0
0
0
0
0
0
0
0
0
0
0
0
0
0
0
0
0
0
0
0
0
0
0
0
0
0
0
0
0
0
0
0
0
0
0
0
0
0
0
0
0
0
0
0
0
0
0
0
0
0
0
0
0
0
0
0
0
0
0
0
0
0
0
0
0
0
0
0
0
0
0
0
0
0
0
0
0
0
0
0
0
0
0
0
0
0
0
0
0
0
0
0
0
0
0
0
0
0
0
0
0
0
0
0
0
0
0
0
0
0
0
0
0
0
0
0
0
0
0
0
0
0
0
0
0
0
0
0
0
0
0
0
0
0
0
0
0
0
0
0
0
0
0
0
0
0
0
0
0
0
0
0
0
0
0
0
0
0
0
0
0
0
0
0
0
0
0
0
0
0
0
0
0
0
0
0
0
0
0
0
0
0
0
0
0
0
0
0
0
0
0
0
0
0
0
0
0
0
0
0
0
0
0
0
0
0
0
0
0
0
0
0
0
0
0
0
0
0
0
0
0
0
0
0
0
0
0
0
0
0
0
0
0
0
0
0
0
0
0
0
0
0
0
0
0
0
0
0
0
0
0
0
0
0
0
0
0
0
0
0
0
0
0
0
0
0
0
0
0
0
0
0
0
0
0
0
0
0
0
0
0
0
0
0
0
0
0
0
0
0
0
0
0
0
0
0
0
0
0
0
0
0
0
0
0
0
0
0
0
0
0
0
0
0
0
0
0
0
0
0
0
0
0
0
0
0
0
0
0
0
0
0
0
0
0
0
0
0
0
0
0
0
0
0
0
0
0
0
0
0
0
0
0
0
0
0
0
0
0
0
0
0
0
0
0
0
0
0
0
0
0
0
0
0
0
0
0
0
0
0
0
0
0
0
0
0
0
0
0
0
0
0
0
0
0
0
0
0
0
0
0
0
0
0
0
0
0
0
0
0
0
0
0
0
0
0
0
0
0
0
0
0
0
0
0
0
0
0
0
0
0
0
0
0
0
0
0
0
0
0
0
0
0
0
0
0
0
0
0
0
0
0
0
0
0
0
0
0
0
0
0
0
0
0
0
0
0
0
0
0
0
0
0
0
0
0
0
0
0
0
0
0
0
0
0
0
0
0
0
0
0
0
0
0
0
0
0
0
0
0
0
0
0
0
0
0
0
0
0
0
0
0
0
0
0
0
0
0
0
0
0
0
0
0
0
0
0
0
0
0
0
0
0
0
0
0
0
0
0
0
0
0
0
0
0
0
0
0
0
0
0
0
0
0
0
0
0
0
0
0
0
0
0
0
0
0
0
0
0
0
0
0
0
0
0
0
0
0
0
0
0
0
0
0
0
0
0
0
0
0
0
0
0
0
0
0
0
0
0
0
0
0
0
0
0
0
0
0
0
0
0
0
0
0
0
0
0
0
0
0
0
0
0
0
0
0
0
0
0
0
0
0
0
0
0
0
0
0
0
0
0
0
0
0
0
0
0
0
0
0
0
0
0
0
0
0
0
0
0
0
0
0
0
0
0
0
0
0
0
0
0
0
0
0
0
0
0
0
0
0
0
0
0
0
0
0
0
0
0
0
0
0
0
0
0
0
0
0
0
0
0
0
0
0
0
0
0
0
0
0
0
0
0
0
0
0
0
0
0
0
0
0
0
0
0
0
0
0
0
0
0
0
0
0
0
0
0
0
0
0
0
0
0
0
0
0
0
0
0
0
0
0
0
0
0
0
0
0
0
0
0
0
0
0
0
0
0
0
0
0
0
0
0
0
0
0
0
0
0
0
0
0
0
0
0
0
0
0
0
0
0
0
0
0
0
0
0
0
0
0
0
0
0
0
0
0
0
0
0
0
0
0
0
0
0
0
0
0
0
0
0
0
0
0
0
0
0
0
0
0
0
0
0
0
0
0
0
0
0
0
0
0
0
0
0
0
0
0
0
0
0
0
0
0
0
0
0
0
0
0
0
0
0
0
0
0
0
0
0
0
0
0
0
0
0
0
0
0
0
0
0
0
0
0
0
0
0
0
0
0
0
0
0
0
0
0
0
0
0
0
0
0
0
0
0
0
0
0
0
0
0
0
0
0
0
0
0
0
0
0
0
0
0
0
0
0
0
0
0
0
0
0
0
0
0
0
0
0
0
0
0
0
0
0
0
0
0
0
0
0
0
0
0
0
0
0
0
0
0
0
0
0
0
0
0
0
0
0
0
0
0
0
0
0
0
0
0
0
0
0
0
0
0
0
0
0
0
0
0
0
0
0
0
0
0
0
0
0
0
0
0
0
0
0
0
0
0
0
0
0
0
0
0
0
0
0
0
0
0
0
0
0
0
0
0
0
0
0
0
0
0
0
0
0
0
0
0
0
0
0
0
0
0
0
0
0
0
0
0
0
0
0
0
0
0
0
0
0
0
0
0
0
0
0
0
0
0
0
0
0
0
0
0
0
0
0
0
0
0
0
0
0
0
0
0
0
0
0
0
0
0
0
0
0
0
0
0
0
0
0
0
0
0
0
0
0
0
0
0
0
0
0
0
0
0
0
0
0
0
0
0
0
0
0
0
0
0
0
0
0
0
0
0
0
0
0
0
0
0
0
0
0
0
0
0
0
0
0
0
0
0
0
0
0
0
0
0
0
0
0
0
0
0
0
0
0
0
0
0
0
0
0
0
0
0
0
0
0
0
0
0
0
0
0
0
0
0
0
0
0
0
0
0
0
0
0
0
0
0
0
0
0
0
0
0
0
0
0
0
0
0
0
0
0
0
0
0
0
0
0
0
0
0
0
0
0
0
0
0
0
0
0
0
0
0
0
0
0
0
0
0
0
0
0
0
0
0
0
0
0
0
0
0
0
0
0
0
0
0
0
0
0
0
0
0
0
0
0
0
0
0
0
0
0
0
0
0
0
0
0
0
0
0
0
0
0
0
0
0
0
0
0
0
0
0
0
0
0
0
0
0
0
0
0
0
0
0
0
0
0
0
0
0
0
0
0
0
0
0
0
0
0
0
0
0
0
0
0
0
0
0
0
0
0
0
0
0
0
0
0
0
0
0
0
0
0
0
0
0
0
0
0
0
0
0
0
0
0
0
0
0
0
0
0
0
0
0
0
0
0
0
0
0
0
0
0
0
0
0
0
0
0
0
0
0
0
0
0
0
0
0
0
0
0
0
0
0
0
0
0
0
0
0
0
0
0
0
0
0
0
0
0
0
0
0
0
0
0
0
0
0
0
0
0
0
0
0
0
0
0
0
0
0
0
0
0
0
0
0
0
0
0
0
0
0
0
0
0
0
0
0
0
0
0
0
0
0
0
0
0
0
0
0
0
0
0
0
0
0
0
0
0
0
0
0
0
0
0
0
0
0
0
0
0
0
0
0
0
0
0
0
0
0
0
0
0
0
0
0
0
0
0
0
0
0
0
0
0
0
0
0
0
0
0
0
0
0
0
0
0
0
0
0
0
0
0
0
0
0
0
0
0
0
0
0
0
0
0
0
0
0
0
0
0
0
0
0
0
0
0
0
0
0
0
0
0
0
0
0
0
0
0
0
0
0
0
0
0
0
0
0
0
0
0
0
0
0
0
0
0
0
0
0
0
0
0
0
0
0
0
0
0
0
0
0
0
0
0
0
0
0
0
0
0
0
0
0
0
0
0
0
0
0
0
0
0
0
0
0
0
0
0
0
0
0
0
0
0
0
0
0
0
0
0
0
0
0
0
0
0
0
0
0
0
0
0
0
0
0
0
0
0
0
0
0
0
0
0
0
0
0
0
0
0
0
0
0
0
0
0
0
0
0
0
0
0
0
0
0
0
0
0
0
0
0
0
0
0
0
0
0
0
0
0
0
0
0
0
0
0
0
0
0
0
0
0
0
0
0
0
0
0
0
0
0
0
0
0
0
0
0
0
0
0
0
0
0
0
0
0
0
0
0
0
0
0
0
0
0
0
0
0
0
0
0
0
0
0
0
0
0
0
0
0
0
0
0
0
0
0
0
0
0
0
0
0
0
0
0
0
0
0
0
0
0
0
0
0
0
0
0
0
0
0
0
0
0
0
0
0
0
0
0
0
0
0
0
0
0
0
0
0
0
0
0
0
0
0
0
0
0
0
0
0
0
0
0
0
0
0
0
0
0
0
0
0
0
0
0
0
0
0
0
0
0
0
0
0
0
0
0
0
0
0
0
0
0
0
0
0
0
0
0
0
0
0
0
0
0
0
0
0
0
0
0
0
0
0
0
0
0
0
0
0
0
0
0
0
0
0
0
0
0
0
0
0
0
0
0
0
0
0
0
0
0
0
0
0
0
0
0
0
0
0
0
0
0
0
0
0
0
0
0
0
0
0
0
0
0
0
0
0
0
0
0
0
0
0
0
0
0
0
0
0
0
0
0
0
0
0
0
0
0
0
0
0
0
0
0
0
0
0
0
0
0
0
0
0
0
0
0
0
0
0
0
0
0
0
0
0
0
0
0
0
0
0
0
0
0
0
0
0
0
0
0
0
0
0
0
0
0
0
0
0
0
0
0
0
0
0
0
0
0
0
0
0
0
0
0
0
0
0
0
0
0
0
0
0
0
0
0
0
0
0
0
0
0
0
0
0
0
0
0
0
0
0
0
0
0
0
0
0
0
0
0
0
0
0
0
0
0
0
0
0
0
0
0
0
0
0
0
0
0
0
0
0
0
0
0
0
0
0
0
0
0
0
0
0
0
0
0
0
0
0
0
0
0
0
0
0
0
0
0
0
0
0
0
0
0
0
0
0
0
0
0
0
0
0
0
0
0
0
0
0
0
0
0
0
0
0
0
0
0
0
0
0
0
0
0
0
0
0
0
0
0
0
0
0
0
0
0
0
0
0
0
0
0
0
0
0
0
0
0
0
0
0
0
0
0
0
0
0
0
0
0
0
0
0
0
0
0
0
0
0
0
0
0
0
0
0
0
0
0
0
0
0
0
0
0
0
0
0
0
0
0
0
0
0
0
0
0
0
0
0
0
0
0
0
0
0
0
0
0
0
0
0
0
0
0
0
0
0
0
0
0
0
0
0
0
0
0
0
0
0
0
0
0
0
0
0
0
0
0
0
0
0
0
0
0
0
0
0
0
0
0
0
0
0
0
0
0
0
0
0
0
0
0
0
0
0
0
0
0
0
0
0
0
0
0
0
0
0
0
0
0
0
0
0
0
0
0
0
0
0
0
0
0
0
0
0
0
0
0
0
0
0
0
0
0
0
0
0
0
0
0
0
0
0
0
0
0
0
0
0
0
0
0
0
0
0
0
0
0
0
0
0
0
0
0
0
0
0
0
0
0
0
0
0
0
0
0
0
0
0
0
0
0
0
0
0
0
0
0
0
0
0
0
0
0
0
0
0
0
0
0
0
0
0
0
0
0
0
0
0
0
0
0
0
0
0
0
0
0
0
0
0
0
0
0
0
0
0
0
0
0
0
0
0
0
0
0
0
0
0
0
0
0
0
0
0
0
0
0
0
0
0
0
0
0
0
0
0
0
0
0
0
0
0
0
0
0
0
0
0
0
0
0
0
0
0
0
0
0
0
0
0
0
0
0
0
0
0
0
0
0
0
0
0
0
0
0
0
0
0
0
0
0
0
0
0
0
0
0
0
0
0
0
0
0
0
0
0
0
0
0
0
0
0
0
0
0
0
0
0
0
0
0
0
0
0
0
0
0
0
0
0
0
0
0
0
0
0
0
0
0
0
0
0
0
0
0
0
0
0
0
0
0
0
0
0
0
0
0
0
0
0
0
0
0
0
0
0
0
0
0
0
0
0
0
0
0
0
0
0
0
0
0
0
0
0
0
0
0
0
0
0
0
0
0
0
0
0
0
0
0
0
0
0
0
0
0
0
0
0
0
0
0
0
0
0
0
0
0
0
0
0
0
0
0
0
0
0
0
0
0
0
0
0
0
0
0
0
0
0
0
0
0
0
0
0
0
0
0
0
0
0
0
0
0
0
0
0
0
0
0
0
0
0
0
0
0
0
0
0
0
0
0
0
0
0
0
0
0
0
0
0
0
0
0
0
0
0
0
0
0
0
0
0
0
0
0
0
0
0
0
0
0
0
0
0
0
0
0
0
0
0
0
0
0
0
0
0
0
0
0
0
0
0
0
0
0
0
0
0
0
0
0
0
0
0
0
0
0
0
0
0
0
0
0
0
0
0
0
0
0
0
0
0
0
0
0
0
0
0
0
0
0
0
0
0
0
0
0
0
0
0
0
0
0
0
0
0
0
0
0
0
0
0
0
0
0
0
0
0
0
0
0
0
0
0
0
0
0
0
0
0
0
0
0
0
0
0
0
0
0
0
0
0
0
0
0
0
0
0
0
0
0
0
0
0
0
0
0
0
0
0
0
0
0
0
0
0
0
0
0
0
0
0
0
0
0
0
0
0
0
0
0
0
0
0
0
0
0
0
0
0
0
0
0
0
0
0
0
0
0
0
0
0
0
0
0
0
0
0
0
0
0
0
0
0
0
0
0
0
0
0
0
0
0
0
0
0
0
0
0
0
0
0
0
0
0
0
0
0
0
0
0
0
0
0
0
0
0
0
0
0
0
0
0
0
0
0
0
0
0
0
0
0
0
0
0
0
0
0
0
0
0
0
0
0
0
0
0
0
0
0
0
0
0
0
0
0
0
0
0
0
0
0
0
0
0
0
0
0
0
0
0
0
0
0
0
0
0
0
0
0
0
0
0
0
0
0
0
0
0
0
0
0
0
0
0
0
0
0
0
0
0
0
0
0
0
0
0
0
0
0
0
0
0
0
0
0
0
0
0
0
0
0
0
0
0
0
0
0
0
0
0
0
0
0
0
0
0
0
0
0
0
0
0
0
0
0
0
0
0
0
0
0
0
0
0
0
0
0
0
0
0
0
0
0
0
0
0
0
0
0
0
0
0
0
0
0
0
0
0
0
0
0
0
0
0
0
0
0
0
0
0
0
0
0
0
0
0
0
0
0
0
0
0
0
0
0
0
0
0
0
0
0
0
0
0
0
0
0
0
0
0
0
0
0
0
0
0
0
0
0
0
0
0
0
0
0
0
0
0
0
0
0
0
0
0
0
0
0
0
0
0
0
0
0
0
0
0
0
0
0
0
0
0
0
0
0
0
0
0
0
0
0
0
0
0
0
0
0
0
0
0
0
0
0
0
0
0
0
0
0
0
0
0
0
0
0
0
0
0
0
0
0
0
0
0
0
0
0
0
0
0
0
0
0
0
0
0
0
0
0
0
0
0
0
0
0
0
0
0
0
0
0
0
0
0
0
0
0
0
0
0
0
0
0
0
0
0
0
0
0
0
0
0
0
0
0
0
0
0
0
0
0
0
0
0
0
0
0
0
0
0
0
0
0
0
0
0
0
0
0
0
0
0
0
0
0
0
0
0
0
0
0
0
0
0
0
0
0
0
0
0
0
0
0
0
0
0
0
0
0
0
0
0
0
0
0
0
0
0
0
0
0
0
0
0
0
0
0
0
0
0
0
0
0
0
0
0
0
0
0
0
0
0
0
0
0
0
0
0
0
0
0
0
0
0
0
0
0
0
0
0
0
0
0
0
0
0
0
0
0
0
0
0
0
0
0
0
0
0
0
0
0
0
0
0
0
0
0
0
0
0
0
0
0
0
0
0
0
0
0
0
0
0
0
0
0
0
0
0
0
0
0
0
0
0
0
0
0
0
0
0
0
0
0
0
0
0
0
0
0
0
0
0
0
0
0
0
0
0
0
0
0
0
0
0
0
0
0
0
0
0
0
0
0
0
0
0
0
0
0
0
0
0
0
0
0
0
0
0
0
0
0
0
0
0
0
0
0
0
0
0
0
0
0
0
0
0
0
0
0
0
0
0
0
0
0
0
0
0
0
0
0
0
0
0
0
0
0
0
0
0
0
0
0
0
0
0
0
0
0
0
0
0
0
0
0
0
0
0
0
0
0
0
0
0
0
0
0
0
0
0
0
0
0
0
0
0
0
0
0
0
0
0
0
0
0
0
0
0
0
0
0
0
0
0
0
0
0
0
0
0
0
0
0
0
0
0
0
0
0
0
0
0
0
0
0
0
0
0
0
0
0
0
0
0
0
0
0
0
0
0
0
0
0
0
0
0
0
0
0
0
0
0
0
0
0
0
0
0
0
0
0
0
0
0
0
0
0
0
0
0
0
0
0
0
0
0
0
0
0
0
0
0
0
0
0
0
0
0
0
0
0
0
0
0
0
0
0
0
0
0
0
0
0
0
0
0
0
0
0
0
0
0
0
0
0
0
0
0
0
0
0
0
0
0
0
0
0
0
0
0
0
0
0
0
0
0
0
0
0
0
0
0
0
0
0
0
0
0
0
0
0
0
0
0
0
0
0
0
0
0
0
0
0
0
0
0
0
0
0
0
0
0
0
0
0
0
0
0
0
0
0
0
0
0
0
0
0
0
0
0
0
0
0
0
0
0
0
0
0
0
0
0
0
0
0
0
0
0
0
0
0
0
0
0
0
0
0
0
0
0
0
0
0
0
0
0
0
0
0
0
0
0
0
0
0
0
0
0
0
0
0
0
0
0
0
0
0
0
0
0
0
0
0
0
0
0
0
0
0
0
0
0
0
0
0
0
0
0
0
0
0
0
0
0
0
0
0
0
0
0
0
0
0
0
0
0
0
0
0
0
0
0
0
0
0
0
0
0
0
0
0
0
0
0
0
0
0
0
0
0
0
0
0
0
0
0
0
0
0
0
0
0
0
0
0
0
0
0
0
0
0
0
0
0
0
0
0
0
0
0
0
0
0
0
0
0
0
0
0
0
0
0
0
0
0
0
0
0
0
0
0
0
0
0
0
0
0
0
0
0
0
0
0
0
0
0
0
0
0
0
0
0
0
0
0
0
0
0
0
0
0
0
0
0
0
0
0
0
0
0
0
0
0
0
0
0
0
0
0
0
0
0
0
0
0
0
0
0
0
0
0
0
0
0
0
0
0
0
0
0
0
0
0
0
0
0
0
0
0
0
0
0
0
0
0
0
0
0
0
0
0
0
0
0
0
0
0
0
0
0
0
0
0
0
0
0
0
0
0
0
0
0
0
0
0
0
0
0
0
0
0
0
0
0
0
0
0
0
0
0
0
0
0
0
0
0
0
0
0
0
0
0
0
0
0
0
0
0
0
0
0
0
0
0
0
0
0
0
0
0
0
0
0
0
0
0
0
0
0
0
0
0
0
0
0
0
0
0
0
0
0
0
0
0
0
0
0
0
0
0
0
0
0
0
0
0
0
0
0
0
0
0
0
0
0
0
0
0
0
0
0
0
0
0
0
0
0
0
0
0
0
0
0
0
0
0
0
0
0
0
0
0
0
0
0
0
0
0
0
0
0
0
0
0
0
0
0
0
0
0
0
0
0
0
0
0
0
0
0
0
0
0
0
0
0
0
0
0
0
0
0
0
0
0
0
0
0
0
0
0
0
0
0
0
0
0
0
0
0
0
0
0
0
0
0
0
0
0
0
0
0
0
0
0
0
0
0
0
0
0
0
0
0
0
0
0
0
0
0
0
0
0
0
0
0
0
0
0
0
0
0
0
0
0
0
0
0
0
0
0
0
0
0
0
0
0
0
0
0
0
0
0
0
0
0
0
0
0
0
0
0
0
0
0
0
0
0
0
0
0
0
0
0
0
0
0
0
0
0
0
0
0
0
0
0
0
0
0
0
0
0
0
0
0
0
0
0
0
0
0
0
0
0
0
0
0
0
0
0
0
0
0
0
0
0
0
0
0
0
0
0
0
0
0
0
0
0
0
0
0
0
0
0
0
0
0
0
0
0
0
0
0
0
0
0
0
0
0
0
0
0
0
0
0
0
0
0
0
0
0
0
0
0
0
0
0
0
0
0
0
0
0
0
0
0
0
0
0
0
0
0
0
0
0
0
0
0
0
0
0
0
0
0
0
0
0
0
0
0
0
0
0
0
0
0
0
0
0
0
0
0
0
0
0
0
0
0
0
0
0
0
0
0
0
0
0
0
0
0
0
0
0
0
0
0
0
0
0
0
0
0
0
0
0
0
0
0
0
0
0
0
0
0
0
0
0
0
0
0
0
0
0
0
0
0
0
0
0
0
0
0
0
0
0
0
0
0
0
0
0
0
0
0
0
0
0
0
0
0
0
0
0
0
0
0
0
0
0
0
0
0
0
0
0
0
0
0
0
0
0
0
0
0
0
0
0
0
0
0
0
0
0
0
0
0
0
0
0
0
0
0
0
0
0
0
0
0
0
0
0
0
0
0
0
0
0
0
0
0
0
0
0
0
0
0
0
0
0
0
0
0
0
0
0
0
0
0
0
0
0
0
0
0
0
0
0
0
0
0
0
0
0
0
0
0
0
0
0
0
0
0
0
0
0
0
0
0
0
0
0
0
0
0
0
0
0
0
0
0
0
0
0
0
0
0
0
0
0
0
0
0
0
0
0
0
0
0
0
0
0
0
0
0
0
0
0
0
0
0
0
0
0
0
0
0
0
0
0
0
0
0
0
0
0
0
0
0
0
0
0
0
0
0
0
0
0
0
0
0
0
0
0
0
0
0
0
0
0
0
0
0
0
0
0
0
0
0
0
0
0
0
0
0
0
0
0
0
0
0
0
0
0
0
0
0
0
0
0
0
0
0
0
0
0
0
0
0
0
0
0
0
0
0
0
0
0
0
0
0
0
0
0
0
0
0
0
0
0
0
0
0
0
0
0
0
0
0
0
0
0
0
0
0
0
0
0
0
0
0
0
0
0
0
0
0
0
0
0
0
0
0
0
0
0
0
0
0
0
0
0
0
0
0
0
0
0
0
0
0
0
0
0
0
0
0
0
0
0
0
0
0
0
0
0
0
0
0
0
0
0
0
0
0
0
0
0
0
0
0
0
0
0
0
0
0
0
0
0
0
0
0
0
0
0
0
0
0
0
0
0
0
0
0
0
0
0
0
0
0
0
0
0
0
0
0
0
0
0
0
0
0
0
0
0
0
0
0
0
0
0
0
0
0
0
0
0
0
0
0
0
0
0
0
0
0
0
0
0
0
0
0
0
0
0
0
0
0
0
0
0
0
0
0
0
0
0
0
0
0
0
0
0
0
0
0
0
0
0
0
0
0
0
0
0
0
0
0
0
0
0
0
0
0
0
0
0
0
0
0
0
0
0
0
0
0
0
0
0
0
0
0
0
0
0
0
0
0
0
0
0
0
0
0
0
0
0
0
0
0
0
0
0
0
0
0
0
0
0
0
0
0
0
0
0
0
0
0
0
0
0
0
0
0
0
0
0
0
0
0
0
0
0
0
0
0
0
0
0
0
0
0
0
0
0
0
0
0
0
0
0
0
0
0
0
0
0
0
0
0
0
0
0
0
0
0
0
0
0
0
0
0
0
0
0
0
0
0
0
0
0
0
0
0
0
0
0
0
0
0
0
0
0
0
0
0
0
0
0
0
0
0
0
0
0
0
0
0
0
0
0
0
0
0
0
0
0
0
0
0
0
0
0
0
0
0
0
0
0
0
0
0
0
0
0
0
0
0
0
0
0
0
0
0
0
0
0
0
0
0
0
0
0
0
0
0
0
0
0
0
0
0
0
0
0
0
0
0
0
0
0
0
0
0
0
0
0
0
0
0
0
0
0
0
0
0
0
0
0
0
0
0
0
0
0
0
0
0
0
0
0
0
0
0
0
0
0
0
0
0
0
0
0
0
0
0
0
0
0
0
0
0
0
0
0
0
0
0
0
0
0
0
0
0
0
0
0
0
0
0
0
0
0
0
0
0
0
0
0
0
0
0
0
0
0
0
0
0
0
0
0
0
0
0
0
0
0
0
0
0
0
0
0
0
0
0
0
0
0
0
0
0
0
0
0
0
0
0
0
0
0
0
0
0
0
0
0
0
0
0
0
0
0
0
0
0
0
0
0
0
0
0
0
0
0
0
0
0
0
0
0
0
0
0
0
0
0
0
0
0
0
0
0
0
0
0
0
0
0
0
0
0
0
0
0
0
0
0
0
0
0
0
0
0
0
0
0
0
0
0
0
0
0
0
0
0
0
0
0
0
0
0
0
0
0
0
0
0
0
0
0
0
0
0
0
0
0
0
0
0
0
0
0
0
0
0
0
0
0
0
0
0
0
0
0
0
0
0
0
0
0
0
0
0
0
0
0
0
0
0
0
0
0
0
0
0
0
0
0
0
0
0
0
0
0
0
0
0
0
0
0
0
0
0
0
0
0
0
0
0
0
0
0
0
0
0
0
0
0
0
0
0
0
0
0
0
0
0
0
0
0
0
0
0
0
0
0
0
0
0
0
0
0
0
0
0
0
0
0
0
0
0
0
0
0
0
0
0
0
0
0
0
0
0
0
0
0
0
0
0
0
0
0
0
0
0
0
0
0
0
0
0
0
0
0
0
0
0
0
0
0
0
0
0
0
0
0
0
0
0
0
0
0
0
0
0
0
0
0
0
0
0
0
0
0
0
0
0
0
0
0
0
0
0
0
0
0
0
0
0
0
0
0
0
0
0
0
0
0
0
0
0
0
0
0
0
0
0
0
0
0
0
0
0
0
0
0
0
0
0
0
0
0
0
0
0
0
0
0
0
0
0
0
0
0
0
0
0
0
0
0
0
0
0
0
0
0
0
0
0
0
0
0
0
0
0
0
0
0
0
0
0
0
0
0
0
0
0
0
0
0
0
0
0
0
0
0
0
0
0
0
0
0
0
0
0
0
0
0
0
0
0
0
0
0
0
0
0
0
0
0
0
0
0
0
0
0
0
0
0
0
0
0
0
0
0
0
0
0
0
0
0
0
0
0
0
0
0
0
0
0
0
0
0
0
0
0
0
0
0
0
0
0
0
0
0
0
0
0
0
0
0
0
0
0
0
0
0
0
0
0
0
0
0
0
0
0
0
0
0
0
0
0
0
0
0
0
0
0
0
0
0
0
0
0
0
0
0
0
0
0
0
0
0
0
0
0
0
0
0
0
0
0
0
0
0
0
0
0
0
0
0
0
0
0
0
0
0
0
0
0
0
0
0
0
0
0
0
0
0
0
0
0
0
0
0
0
0
0
0
0
0
0
0
0
0
0
0
0
0
0
0
0
0
0
0
0
0
0
0
0
0
0
0
0
0
0
0
0
0
0
0
0
0
0
0
0
0
0
0
0
0
0
0
0
0
0
0
0
0
0
0
0
0
0
0
0
0
0
0
0
0
0
0
0
0
0
0
0
0
0
0
0
0
0
0
0
0
0
0
0
0
0
0
0
0
0
0
0
0
0
0
0
0
0
0
0
0
0
0
0
0
0
0
0
0
0
0
0
0
0
0
0
0
0
0
0
0
0
0
0
0
0
0
0
0
0
0
0
0
0
0
0
0
0
0
0
0
0
0
0
0
0
0
0
0
0
0
0
0
0
0
0
0
0
0
0
0
0
0
0
0
0
0
0
0
0
0
0
0
0
0
0
0
0
0
0
0
0
0
0
0
0
0
0
0
0
0
0
0
0
0
0
0
0
0
0
0
0
0
0
0
0
0
0
0
0
0
0
0
0
0
0
0
0
0
0
0
0
0
0
0
0
0
0
0
0
0
0
0
0
0
0
0
0
0
0
0
0
0
0
0
0
0
0
0
0
0
0
0
0
0
0
0
0
0
0
0
0
0
0
0
0
0
0
0
0
0
0
0
0
0
0
0
0
0
0
0
0
0
0
0
0
0
0
0
0
0
0
0
0
0
0
0
0
0
0
0
0
0
0
0
0
0
0
0
0
0
0
0
0
0
0
0
0
0
0
0
0
0
0
0
0
0
0
0
0
0
0
0
0
0
0
0
0
0
0
0
0
0
0
0
0
0
0
0
0
0
0
0
0
0
0
0
0
0
0
0
0
0
0
0
0
0
0
0
0
0
0
0
0
0
0
0
0
0
0
0
0
0
0
0
0
0
0
0
0
0
0
0
0
0
0
0
0
0
0
0
0
0
0
0
0
0
0
0
0
0
0
0
0
0
0
0
0
0
0
0
0
0
0
0
0
0
0
0
0
0
0
0
0
0
0
0
0
0
0
0
0
0
0
0
0
0
0
0
0
0
0
0
0
0
0
0
0
0
0
0
0
0
0
0
0
0
0
0
0
0
0
0
0
0
0
0
0
0
0
0
0
0
0
0
0
0
0
0
0
0
0
0
0
0
0
0
0
0
0
0
0
0
0
0
0
0
0
0
0
0
0
0
0
0
0
0
0
0
0
0
0
0
0
0
0
0
0
0
0
0
0
0
0
0
0
0
0
0
0
0
0
0
0
0
0
0
0
0
0
0
0
0
0
0
0
0
0
0
0
0
0
0
0
0
0
0
0
0
0
0
0
0
0
0
0
0
0
0
0
0
0
0
0
0
0
0
0
0
0
0
0
0
0
0
0
0
0
0
0
0
0
0
0
0
0
0
0
0
0
0
0
0
0
0
0
0
0
0
0
0
0
0
0
0
0
0
0
0
0
0
0
0
0
0
0
0
0
0
0
0
0
0
0
0
0
0
0
0
0
0
0
0
0
0
0
0
0
0
0
0
0
0
0
0
0
0
0
0
0
0
0
0
0
0
0
0
0
0
0
0
0
0
0
0
0
0
0
0
0
0
0
0
0
0
0
0
0
0
0
0
0
0
0
0
0
0
0
0
0
0
0
0
0
0
0
0
0
0
0
0
0
0
0
0
0
0
0
0
0
0
0
0
0
0
0
0
0
0
0
0
0
0
0
0
0
0
0
0
0
0
0
0
0
0
0
0
0
0
0
0
0
0
0
0
0
0
0
0
0
0
0
0
0
0
0
0
0
0
0
0
0
0
0
0
0
0
0
0
0
0
0
0
0
0
0
0
0
0
0
0
0
0
0
0
0
0
0
0
0
0
0
0
0
0
0
0
0
0
0
0
0
0
0
0
0
0
0
0
0
0
0
0
0
0
0
0
0
0
0
0
0
0
0
0
0
0
0
0
0
0
0
0
0
0
0
0
0
0
0
0
0
0
0
0
0
0
0
0
0
0
0
0
0
0
0
0
0
0
0
0
0
0
0
0
0
0
0
0
0
0
0
0
0
0
0
0
0
0
0
0
0
0
0
0
0
0
0
0
0
0
0
0
0
0
0
0
0
0
0
0
0
0
0
0
0
0
0
0
0
0
0
0
0
0
0
0
0
0
0
0
0
0
0
0
0
0
0
0
0
0
0
0
0
0
0
0
0
0
0
0
0
0
0
0
0
0
0
0
0
0
0
0
0
0
0
0
0
0
0
0
0
0
0
0
0
0
0
0
0
0
0
0
0
0
0
0
0
0
0
0
0
0
0
0
0
0
0
0
0
0
0
0
0
0
0
0
0
0
0
0
0
0
0
0
0
0
0
0
0
0
0
0
0
0
0
0
0
0
0
0
0
0
0
0
0
0
0
0
0
0
0
0
0
0
0
0
0
0
0
0
0
0
0
0
0
0
0
0
0
0
0
0
0
0
0
0
0
0
0
0
0
0
0
0
0
0
0
0
0
0
0
0
0
0
0
0
0
0
0
0
0
0
0
0
0
0
0
0
0
0
0
0
0
0
0
0
0
0
0
0
0
0
0
0
0
0
0
0
0
0
0
0
0
0
0
0
0
0
0
0
0
0
0
0
0
0
0
0
0
0
0
0
0
0
0
0
0
0
0
0
0
0
0
0
0
0
0
0
0
0
0
0
0
0
0
0
0
0
0
0
0
0
0
0
0
0
0
0
0
0
0
0
0
0
0
0
0
0
0
0
0
0
0
0
0
0
0
0
0
0
0
0
0
0
0
0
0
0
0
0
0
0
0
0
0
0
0
0
0
0
0
0
0
0
0
0
0
0
0
0
0
0
0
0
0
0
0
0
0
0
0
0
0
0
0
0
0
0
0
0
0
0
0
0
0
0
0
0
0
0
0
0
0
0
0
0
0
0
0
0
0
0
0
0
0
0
0
0
0
0
0
0
0
0
0
0
0
0
0
0
0
0
0
0
0
0
0
0
0
0
0
0
0
0
0
0
0
0
0
0
0
0
0
0
0
0
0
0
0
0
0
0
0
0
0
0
0
0
0
0
0
0
0
0
0
0
0
0
0
0
0
0
0
0
0
0
0
0
0
0
0
0
0
0
0
0
0
0
0
0
0
0
0
0
0
0
0
0
0
0
0
0
0
0
0
0
0
0
0
0
0
0
0
0
0
0
0
0
0
0
0
0
0
0
0
0
0
0
0
0
0
0
0
0
0
0
0
0
0
0
0
0
0
0
0
0
0
0
0
0
0
0
0
0
0
0
0
0
0
0
0
0
0
0
0
0
0
0
0
0
0
0
0
0
0
0
0
0
0
0
0
0
0
0
0
0
0
0
0
0
0
0
0
0
0
0
0
0
0
0
0
0
0
0
0
0
0
0
0
0
0
0
0
0
0
0
0
0
0
0
0
0
0
0
0
0
0
0
0
0
0
0
0
0
0
0
0
0
0
0
0
0
0
0
0
0
0
0
0
0
0
0
0
0
0
0
0
0
0
0
0
0
0
0
0
0
0
0
0
0
0
0
0
0
0
0
0
0
0
0
0
0
0
0
0
0
0
0
0
0
0
0
0
0
0
0
0
0
0
0
0
0
0
0
0
0
0
0
0
0
0
0
0
0
0
0
0
0
0
0
0
0
0
0
0
0
0
0
0
0
0
0
0
0
0
0
0
0
0
0
0
0
0
0
0
0
0
0
0
0
0
0
0
0
0
0
0
0
0
0
0
0
0
0
0
0
0
0
0
0
0
0
0
0
0
0
0
0
0
0
0
0
0
0
0
0
0
0
0
0
0
0
0
0
0
0
0
0
0
0
0
0
0
0
0
0
0
0
0
0
0
0
0
0
0
0
0
0
0
0
0
0
0
0
0
0
0
0
0
0
0
0
0
0
0
0
0
0
0
0
0
0
0
0
0
0
0
0
0
0
0
0
0
0
0
0
0
0
0
0
0
0
0
0
0
0
0
0
0
0
0
0
0
0
0
0
0
0
0
0
0
0
0
0
0
0
0
0
0
0
0
0
0
0
0
0
0
0
0
0
0
0
0
0
0
0
0
0
0
0
0
0
0
0
0
0
0
0
0
0
0
0
0
0
0
0
0
0
0
0
0
0
0
0
0
0
0
0
0
0
0
0
0
0
0
0
0
0
0
0
0
0
0
0
0
0
0
0
0
0
0
0
0
0
0
0
0
0
0
0
0
0
0
0
0
0
0
0
0
0
0
0
0
0
0
0
0
0
0
0
0
0
0
0
0
0
0
0
0
0
0
0
0
0
0
0
0
0
0
0
0
0
0
0
0
0
0
0
0
0
0
0
0
0
0
0
0
0
0
0
0
0
0
0
0
0
0
0
0
0
0
0
0
0
0
0
0
0
0
0
0
0
0
0
0
0
0
0
0
0
0
0
0
0
0
0
0
0
0
0
0
0
0
0
0
0
0
0
0
0
0
0
0
0
0
0
0
0
0
0
0
0
0
0
0
0
0
0
0
0
0
0
0
0
0
0
0
0
0
0
0
0
0
0
0
0
0
0
0
0
0
0
0
0
0
0
0
0
0
0
0
0
0
0
0
0
0
0
0
0
0
0
0
0
0
0
0
0
0
0
0
0
0
0
0
0
0
0
0
0
0
0
0
0
0
0
0
0
0
0
0
0
0
0
0
0
0
0
0
0
0
0
0
0
0
0
0
0
0
0
0
0
0
0
0
0
0
0
0
0
0
0
0
0
0
0
0
0
0
0
0
0
0
0
0
0
0
0
0
0
0
0
0
0
0
0
0
0
0
0
0
0
0
0
0
0
0
0
0
0
0
0
0
0
0
0
0
0
0
0
0
0
0
0
0
0
0
0
0
0
0
0
0
0
0
0
0
0
0
0
0
0
0
0
0
0
0
0
0
0
0
0
0
0
0
0
0
0
0
0
0
0
0
0
0
0
0
0
0
0
0
0
0
0
0
0
0
0
0
0
0
0
0
0
0
0
0
0
0
0
0
0
0
0
0
0
0
0
0
0
0
0
0
0
0
0
0
0
0
0
0
0
0
0
0
0
0
0
0
0
0
0
0
0
0
0
0
0
0
0
0
0
0
0
0
0
0
0
0
0
0
0
0
0
0
0
0
0
0
0
0
0
0
0
0
0
0
0
0
0
0
0
0
0
0
0
0
0
0
0
0
0
0
0
0
0
0
0
0
0
0
0
0
0
0
0
0
0
0
0
0
0
0
0
0
0
0
0
0
0
0
0
0
0
0
0
0
0
0
0
0
0
0
0
0
0
0
0
0
0
0
0
0
0
0
0
0
0
0
0
0
0
0
0
0
0
0
0
0
0
0
0
0
0
0
0
0
0
0
0
0
0
0
0
0
0
0
0
0
0
0
0
0
0
0
0
0
0
0
0
0
0
0
0
0
0
0
0
0
0
0
0
0
0
0
0
0
0
0
0
0
0
0
0
0
0
0
0
0
0
0
0
0
0
0
0
0
0
0
0
0
0
0
0
0
0
0
0
0
0
0
0
0
0
0
0
0
0
0
0
0
0
0
0
0
0
0
0
0
0
0
0
0
0
0
0
0
0
0
0
0
0
0
0
0
0
0
0
0
0
0
0
0
0
0
0
0
0
0
0
0
0
0
0
0
0
0
0
0
0
0
0
0
0
0
0
0
0
0
0
0
0
0
0
0
0
0
0
0
0
0
0
0
0
0
0
0
0
0
0
0
0
0
0
0
0
0
0
0
0
0
0
0
0
0
0
0
0
0
0
0
0
0
0
0
0
0
0
0
0
0
0
0
0
0
0
0
0
0
0
0
0
0
0
0
0
0
0
0
0
0
0
0
0
0
0
0
0
0
0
0
0
0
0
0
0
0
0
0
0
0
0
0
0
0
0
0
0
0
0
0
0
0
0
0
0
0
0
0
0
0
0
0
0
0
0
0
0
0
0
0
0
0
0
0
0
0
0
0
0
0
0
0
0
0
0
0
0
0
0
0
0
0
0
0
0
0
0
0
0
0
0
0
0
0
0
0
0
0
0
0
0
0
0
0
0
0
0
0
0
0
0
0
0
0
0
0
0
0
0
0
0
0
0
0
0
0
0
0
0
0
0
0
0
0
0
0
0
0
0
0
0
0
0
0
0
0
0
0
0
0
0
0
0
0
0
0
0
0
0
0
0
0
0
0
0
0
0
0
0
0
0
0
0
0
0
0
0
0
0
0
0
0
0
0
0
0
0
0
0
0
0
0
0
0
0
0
0
0
0
0
0
0
0
0
0
0
0
0
0
0
0
0
0
0
0
0
0
0
0
0
0
0
0
0
0
0
0
0
0
0
0
0
0
0
0
0
0
0
0
0
0
0
0
0
0
0
0
0
0
0
0
0
0
0
0
0
0
0
0
0
0
0
0
0
0
0
0
0
0
0
0
0
0
0
0
0
0
0
0
0
0
0
0
0
0
0
0
0
0
0
0
0
0
0
0
0
0
0
0
0
0
0
0
0
0
0
0
0
0
0
0
0
0
0
0
0
0
0
0
0
0
0
0
0
0
0
0
0
0
0
0
0
0
0
0
0
0
0
0
0
0
0
0
0
0
0
0
0
0
0
0
0
0
0
0
0
0
0
0
0
0
0
0
0
0
0
0
0
0
0
0
0
0
0
0
0
0
0
0
0
0
0
0
0
0
0
0
0
0
0
0
0
0
0
0
0
0
0
0
0
0
0
0
0
0
0
0
0
0
0
0
0
0
0
0
0
0
0
0
0
0
0
0
0
0
0
0
0
0
0
0
0
0
0
0
0
0
0
0
0
0
0
0
0
0
0
0
0
0
0
0
0
0
0
0
0
0
0
0
0
0
0
0
0
0
0
0
0
0
0
0
0
0
0
0
0
0
0
0
0
0
0
0
0
0
0
0
0
0
0
0
0
0
0
0
0
0
0
0
0
0
0
0
0
0
0
0
0
0
0
0
0
0
0
0
0
0
0
0
0
0
0
0
0
0
0
0
0
0
0
0
0
0
0
0
0
0
0
0
0
0
0
0
0
0
0
0
0
0
0
0
0
0
0
0
0
0
0
0
0
0
0
0
0
0
0
0
0
0
0
0
0
0
0
0
0
0
0
0
0
0
0
0
0
0
0
0
0
0
0
0
0
0
0
0
0
0
0
0
0
0
0
0
0
0
0
0
0
0
0
0
0
0
0
0
0
0
0
0
0
0
0
0
0
0
0
0
0
0
0
0
0
0
0
0
0
0
0
0
0
0
0
0
0
0
0
0
0
0
0
0
0
0
0
0
0
0
0
0
0
0
0
0
0
0
0
0
0
0
0
0
0
0
0
0
0
0
0
0
0
0
0
0
0
0
0
0
0
0
0
0
0
0
0
0
0
0
0
0
0
0
0
0
0
0
0
0
0
0
0
0
0
0
0
0
0
0
0
0
0
0
0
0
0
0
0
0
0
0
0
0
0
0
0
0
0
0
0
0
0
0
0
0
0
0
0
0
0
0
0
0
0
0
0
0
0
0
0
0
0
0
0
0
0
0
0
0
0
0
0
0
0
0
0
0
0
0
0
0
0
0
0
0
0
0
0
0
0
0
0
0
0
0
0
0
0
0
0
0
0
0
0
0
0
0
0
0
0
0
0
0
0
0
0
0
0
0
0
0
0
0
0
0
0
0
0
0
0
0
0
0
0
0
0
0
0
0
0
0
0
0
0
0
0
0
0
0
0
0
0
0
0
0
0
0
0
0
0
0
0
0
0
0
0
0
0
0
0
0
0
0
0
0
0
0
0
0
0
0
0
0
0
0
0
0
0
0
0
0
0
0
0
0
0
0
0
0
0
0
0
0
0
0
0
0
0
0
0
0
0
0
0
0
0
0
0
0
0
0
0
0
0
0
0
0
0
0
0
0
0
0
0
0
0
0
0
0
0
0
0
0
0
0
0
0
0
0
0
0
0
0
0
0
0
0
0
0
0
0
0
0
0
0
0
0
0
0
0
0
0
0
0
0
0
0
0
0
0
0
0
0
0
0
0
0
0
0
0
0
0
0
0
0
0
0
0
0
0
0
0
0
0
0
0
0
0
0
0
0
0
0
0
0
0
0
0
0
0
0
0
0
0
0
0
0
0
0
0
0
0
0
0
0
0
0
0
0
0
0
0
0
0
0
0
0
0
0
0
0
0
0
0
0
0
0
0
0
0
0
0
0
0
0
0
0
0
0
0
0
0
0
0
0
0
0
0
0
0
0
0
0
0
0
0
0
0
0
0
0
0
0
0
0
0
0
0
0
0
0
0
0
0
0
0
0
0
0
0
0
0
0
0
0
0
0
0
0
0
0
0
0
0
0
0
0
0
0
0
0
0
0
0
0
0
0
0
0
0
0
0
0
0
0
0
0
0
0
0
0
0
0
0
0
0
0
0
0
0
0
0
0
0
0
0
0
0
0
0
0
0
0
0
0
0
0
0
0
0
0
0
0
0
0
0
0
0
0
0
0
0
0
0
0
0
0
0
0
0
0
0
0
0
0
0
0
0
0
0
0
0
0
0
0
0
0
0
0
0
0
0
0
0
0
0
0
0
0
0
0
0
0
0
0
0
0
0
0
0
0
0
0
0
0
0
0
0
0
0
0
0
0
0
0
0
0
0
0
0
0
0
0
0
0
0
0
0
0
0
0
0
0
0
0
0
0
0
0
0
0
0
0
0
0
0
0
0
0
0
0
0
0
0
0
0
0
0
0
0
0
0
0
0
0
0
0
0
0
0
0
0
0
0
0
0
0
0
0
0
0
0
0
0
0
0
0
0
0
0
0
0
0
0
0
0
0
0
0
0
0
0
0
0
0
0
0
0
0
0
0
0
0
0
0
0
0
0
0
0
0
0
0
0
0
0
0
0
0
0
0
0
0
0
0
0
0
0
0
0
0
0
0
0
0
0
0
0
0
0
0
0
0
0
0
0
0
0
0
0
0
0
0
0
0
0
0
0
0
0
0
0
0
0
0
0
0
0
0
0
0
0
0
0
0
0
0
0
0
0
0
0
0
0
0
0
0
0
0
0
0
0
0
0
0
0
0
0
0
0
0
0
0
0
0
0
0
0
0
0
0
0
0
0
0
0
0
0
0
0
0
0
0
0
0
0
0
0
0
0
0
0
0
0
0
0
0
0
0
0
0
0
0
0
0
0
0
0
0
0
0
0
0
0
0
0
0
0
0
0
0
0
0
0
0
0
0
0
0
0
0
0
0
0
0
0
0
0
0
0
0
0
0
0
0
0
0
0
0
0
0
0
0
0
0
0
0
0
0
0
0
0
0
0
0
0
0
0
0
0
0
0
0
0
0
0
0
0
0
0
0
0
0
0
0
0
0
0
0
0
0
0
0
0
0
0
0
0
0
0
0
0
0
0
0
0
0
0
0
0
0
0
0
0
0
0
0
0
0
0
0
0
0
0
0
0
0
0
0
0
0
0
0
0
0
0
0
0
0
0
0
0
0
0
0
0
0
0
0
0
0
0
0
0
0
0
0
0
0
0
0
0
0
0
0
0
0
0
0
0
0
0
0
0
0
0
0
0
0
0
0
0
0
0
0
0
0
0
0
0
0
0
0
0
0
0
0
0
0
0
0
0
0
0
0
0
0
0
0
0
0
0
0
0
0
0
0
0
0
0
0
0
0
0
0
0
0
0
0
0
0
0
0
0
0
0
0
0
0
0
0
0
0
0
0
0
0
0
0
0
0
0
0
0
0
0
0
0
0
0
0
0
0
0
0
0
0
0
0
0
0
0
0
0
0
0
0
0
0
0
0
0
0
0
0
0
0
0
0
0
0
0
0
0
0
0
0
0
0
0
0
0
0
0
0
0
0
0
0
0
0
0
0
0
0
0
0
0
0
0
0
0
0
0
0
0
0
0
0
0
0
0
0
0
0
0
0
0
0
0
0
0
0
0
0
0
0
0
0
0
0
0
0
0
0
0
0
0
0
0
0
0
0
0
0
0
0
0
0
0
0
0
0
0
0
0
0
0
0
0
0
0
0
0
0
0
0
0
0
0
0
0
0
0
0
0
0
0
0
0
0
0
0
0
0
0
0
0
0
0
0
0
0
0
0
0
0
0
0
0
0
0
0
0
0
0
0
0
0
0
0
0
0
0
0
0
0
0
0
0
0
0
0
0
0
0
0
0
0
0
0
0
0
0
0
0
0
0
0
0
0
0
0
0
0
0
0
0
0
0
0
0
0
0
0
0
0
0
0
0
0
0
0
0
0
0
0
0
0
0
0
0
0
0
0
0
0
0
0
0
0
0
0
0
0
0
0
0
0
0
0
0
0
0
0
0
0
0
0
0
0
0
0
0
0
0
0
0
0
0
0
0
0
0
0
0
0
0
0
0
0
0
0
0
0
0
0
0
0
0
0
0
0
0
0
0
0
0
0
0
0
0
0
0
0
0
0
0
0
0
0
0
0
0
0
0
0
0
0
0
0
0
0
0
0
0
0
0
0
0
0
0
0
0
0
0
0
0
0
0
0
0
0
0
0
0
0
0
0
0
0
0
0
0
0
0
0
0
0
0
0
0
0
0
0
0
0
0
0
0
0
0
0
0
0
0
0
0
0
0
0
0
0
0
0
0
0
0
0
0
0
0
0
0
0
0
0
0
0
0
0
0
0
0
0
0
0
0
0
0
0
0
0
0
0
0
0
0
0
0
0
0
0
0
0
0
0
0
0
0
0
0
0
0
0
0
0
0
0
0
0
0
0
0
0
0
0
0
0
0
0
0
0
0
0
0
0
0
0
0
0
0
0
0
0
0
0
0
0
0
0
0
0
0
0
0
0
0
0
0
0
0
0
0
0
0
0
0
0
0
0
0
0
0
0
0
0
0
0
0
0
0
0
0
0
0
0
0
0
0
0
0
0
0
0
0
0
0
0
0
0
0
0
0
0
0
0
0
0
0
0
0
0
0
0
0
0
0
0
0
0
0
0
0
0
0
0
0
0
0
0
0
0
0
0
0
0
0
0
0
0
0
0
0
0
0
0
0
0
0
0
0
0
0
0
0
0
0
0
0
0
0
0
0
0
0
0
0
0
0
0
0
0
0
0
0
0
0
0
0
0
0
0
0
0
0
0
0
0
0
0
0
0
0
0
0
0
0
0
0
0
0
0
0
0
0
0
0
0
0
0
0
0
0
0
0
0
0
0
0
0
0
0
0
0
0
0
0
0
0
0
0
0
0
0
0
0
0
0
0
0
0
0
0
0
0
0
0
0
0
0
0
0
0
0
0
0
0
0
0
0
0
0
0
0
0
0
0
0
0
0
0
0
0
0
0
0
0
0
0
0
0
0
0
0
0
0
0
0
0
0
0
0
0
0
0
0
0
0
0
0
0
0
0
0
0
0
0
0
0
0
0
0
0
0
0
0
0
0
0
0
0
0
0
0
0
0
0
0
0
0
0
0
0
0
0
0
0
0
0
0
0
0
0
0
0
0
0
0
0
0
0
0
0
0
0
0
0
0
0
0
0
0
0
0
0
0
0
0
0
0
0
0
0
0
0
0
0
0
0
0
0
0
0
0
0
0
0
0
0
0
0
0
0
0
0
0
0
0
0
0
0
0
0
0
0
0
0
0
0
0
0
0
0
0
0
0
0
0
0
0
0
0
0
0
0
0
0
0
0
0
0
0
0
0
0
0
0
0
0
0
0
0
0
0
0
0
0
0
0
0
0
0
0
0
0
0
0
0
0
0
0
0
0
0
0
0
0
0
0
0
0
0
0
0
0
0
0
0
0
0
0
0
0
0
0
0
0
0
0
0
0
0
0
0
0
0
0
0
0
0
0
0
0
0
0
0
0
0
0
0
0
0
0
0
0
0
0
0
0
0
0
0
0
0
0
0
0
0
0
0
0
0
0
0
0
0
0
0
0
0
0
0
0
0
0
0
0
0
0
0
0
0
0
0
0
0
0
0
0
0
0
0
0
0
0
0
0
0
0
0
0
0
0
0
0
0
0
0
0
0
0
0
0
0
0
0
0
0
0
0
0
0
0
0
0
0
0
0
0
0
0
0
0
0
0
0
0
0
0
0
0
0
0
0
0
0
0
0
0
0
0
0
0
0
0
0
0
0
0
0
0
0
0
0
0
0
0
0
0
0
0
0
0
0
0
0
0
0
0
0
0
0
0
0
0
0
0
0
0
0
0
0
0
0
0
0
0
0
0
0
0
0
0
0
0
0
0
0
0
0
0
0
0
0
0
0
0
0
0
0
0
0
0
0
0
0
0
0
0
0
0
0
0
0
0
0
0
0
0
0
0
0
0
0
0
0
0
0
0
0
0
0
0
0
0
0
0
0
0
0
0
0
0
0
0
0
0
0
0
0
0
0
0
0
0
0
0
0
0
0
0
0
0
0
0
0
0
0
0
0
0
0
0
0
0
0
0
0
0
0
0
0
0
0
0
0
0
0
0
0
0
0
0
0
0
0
0
0
0
0
0
0
0
0
0
0
0
0
0
0
0
0
0
0
0
0
0
0
0
0
0
0
0
0
0
0
0
0
0
0
0
0
0
0
0
0
0
0
0
0
0
0
0
0
0
0
0
0
0
0
0
0
0
0
0
0
0
0
0
0
0
0
0
0
0
0
0
0
0
0
0
0
0
0
0
0
0
0
0
0
0
0
0
0
0
0
0
0
0
0
0
0
0
0
0
0
0
0
0
0
0
0
0
0
0
0
0
0
0
0
0
0
0
0
0
0
0
0
0
0
0
0
0
0
0
0
0
0
0
0
0
0
0
0
0
0
0
0
0
0
0
0
0
0
0
0
0
0
0
0
0
0
0
0
0
0
0
0
0
0
0
0
0
0
0
0
0
0
0
0
0
0
0
0
0
0
0
0
0
0
0
0
0
0
0
0
0
0
0
0
0
0
0
0
0
0
0
0
0
0
0
0
0
0
0
0
0
0
0
0
0
0
0
0
0
0
0
0
0
0
0
0
0
0
0
0
0
0
0
0
0
0
0
0
0
0
0
0
0
0
0
0
0
0
0
0
0
0
0
0
0
0
0
0
0
0
0
0
0
0
0
0
0
0
0
0
0
0
0
0
0
0
0
0
0
0
0
0
0
0
0
0
0
0
0
0
0
0
0
0
0
0
0
0
0
0
0
0
0
0
0
0
0
0
0
0
0
0
0
0
0
0
0
0
0
0
0
0
0
0
0
0
0
0
0
0
0
0
0
0
0
0
0
0
0
0
0
0
0
0
0
0
0
0
0
0
0
0
0
0
0
0
0
0
0
0
0
0
0
0
0
0
0
0
0
0
0
0
0
0
0
0
0
0
0
0
0
0
0
0
0
0
0
0
0
0
0
0
0
0
0
0
0
0
0
0
0
0
0
0
0
0
0
0
0
0
0
0
0
0
0
0
0
0
0
0
0
0
0
0
0
0
0
0
0
0
0
0
0
0
0
0
0
0
0
0
0
0
0
0
0
0
0
0
0
0
0
0
0
0
0
0
0
0
0
0
0
0
0
0
0
0
0
0
0
0
0
0
0
0
0
0
0
0
0
0
0
0
0
0
0
0
0
0
0
0
0
0
0
0
0
0
0
0
0
0
0
0
0
0
0
0
0
0
0
0
0
0
0
0
0
0
0
0
0
0
0
0
0
0
0
0
0
0
0
0
0
0
0
0
0
0
0
0
0
0
0
0
0
0
0
0
0
0
0
0
0
0
0
0
0
0
0
0
0
0
0
0
0
0
0
0
0
0
0
0
0
0
0
0
0
0
0
0
0
0
0
0
0
0
0
0
0
0
0
0
0
0
0
0
0
0
0
0
0
0
0
0
0
0
0
0
0
0
0
0
0
0
0
0
0
0
0
0
0
0
0
0
0
0
0
0
0
0
0
0
0
0
0
0
0
0
0
0
0
0
0
0
0
0
0
0
0
0
0
0
0
0
0
0
0
0
0
0
0
0
0
0
0
0
0
0
0
0
0
0
0
0
0
0
0
0
0
0
0
0
0
0
0
0
0
0
0
0
0
0
0
0
0
0
0
0
0
0
0
0
0
0
0
0
0
0
0
0
0
0
0
0
0
0
0
0
0
0
0
0
0
0
0
0
0
0
0
0
0
0
0
0
0
0
0
0
0
0
0
0
0
0
0
0
0
0
0
0
0
0
0
0
0
0
0
0
0
0
0
0
0
0
0
0
0
0
0
0
0
0
0
0
0
0
0
0
0
0
0
0
0
0
0
0
0
0
0
0
0
0
0
0
0
0
0
0
0
0
0
0
0
0
0
0
0
0
0
0
0
0
0
0
0
0
0
0
0
0
0
0
0
0
0
0
0
0
0
0
0
0
0
0
0
0
0
0
0
0
0
0
0
0
0
0
0
0
0
0
0
0
0
0
0
0
0
0
0
0
0
0
0
0
0
0
0
0
0
0
0
0
0
0
0
0
0
0
0
0
0
0
0
0
0
0
0
0
0
0
0
0
0
0
0
0
0
0
0
0
0
0
0
0
0
0
0
0
0
0
0
0
0
0
0
0
0
0
0
0
0
0
0
0
0
0
0
0
0
0
0
0
0
0
0
0
0
0
0
0
0
0
0
0
0
0
0
0
0
0
0
0
0
0
0
0
0
0
0
0
0
0
0
0
0
0
0
0
0
0
0
0
0
0
0
0
0
0
0
0
0
0
0
0
0
0
0
0
0
0
0
0
0
0
0
0
0
0
0
0
0
0
0
0
0
0
0
0
0
0
0
0
0
0
0
0
0
0
0
0
0
0
0
0
0
0
0
0
0
0
0
0
0
0
0
0
0
0
0
0
0
0
0
0
0
0
0
0
0
0
0
0
0
0
0
0
0
0
0
0
0
0
0
0
0
0
0
0
0
0
0
0
0
0
0
0
0
0
0
0
0
0
0
0
0
0
0
0
0
0
0
0
0
0
0
0
0
0
0
0
0
0
0
0
0
0
0
0
0
0
0
0
0
0
0
0
0
0
0
0
0
0
0
0
0
0
0
0
0
0
0
0
0
0
0
0
0
0
0
0
0
0
0
0
0
0
0
0
0
0
0
0
0
0
0
0
0
0
0
0
0
0
0
0
0
0
0
0
0
0
0
0
0
0
0
0
0
0
0
0
0
0
0
0
0
0
0
0
0
0
0
0
0
0
0
0
0
0
0
0
0
0
0
0
0
0
0
0
0
0
0
0
0
0
0
0
0
0
0
0
0
0
0
0
0
0
0
0
0
0
0
0
0
0
0
0
0
0
0
0
0
0
0
0
0
0
0
0
0
0
0
0
0
0
0
0
0
0
0
0
0
0
0
0
0
0
0
0
0
0
0
0
0
0
0
0
0
0
0
0
0
0
0
0
0
0
0
0
0
0
0
0
0
0
0
0
0
0
0
0
0
0
0
0
0
0
0
0
0
0
0
0
0
0
0
0
0
0
0
0
0
0
0
0
0
0
0
0
0
0
0
0
0
0
0
0
0
0
0
0
0
0
0
0
0
0
0
0
0
0
0
0
0
0
0
0
0
0
0
0
0
0
0
0
0
0
0
0
0
0
0
0
0
0
0
0
0
0
0
0
0
0
0
0
0
0
0
0
0
0
0
0
0
0
0
0
0
0
0
0
0
0
0
0
0
0
0
0
0
0
0
0
0
0
0
0
0
0
0
0
0
0
0
0
0
0
0
0
0
0
0
0
0
0
0
0
0
0
0
0
0
0
0
0
0
0
0
0
0
0
0
0
0
0
0
0
0
0
0
0
0
0
0
0
0
0
0
0
0
0
0
0
0
0
0
0
0
0
0
0
0
0
0
0
0
0
0
0
0
0
0
0
0
0
0
0
0
0
0
0
0
0
0
0
0
0
0
0
0
0
0
0
0
0
0
0
0
0
0
0
0
0
0
0
0
0
0
0
0
0
0
0
0
0
0
0
0
0
0
0
0
0
0
0
0
0
0
0
0
0
0
0
0
0
0
0
0
0
0
0
0
0
0
0
0
0
0
0
0
0
0
0
0
0
0
0
0
0
0
0
0
0
0
0
0
0
0
0
0
0
0
0
0
0
0
0
0
0
0
0
0
0
0
0
0
0
0
0
0
0
0
0
0
0
0
0
0
0
0
0
0
0
0
0
0
0
0
0
0
0
0
0
0
0
0
0
0
0
0
0
0
0
0
0
0
0
0
0
0
0
0
0
0
0
0
0
0
0
0
0
0
0
0
0
0
0
0
0
0
0
0
0
0
0
0
0
0
0
0
0
0
0
0
0
0
0
0
0
0
0
0
0
0
0
0
0
0
0
0
0
0
0
0
0
0
0
0
0
0
0
0
0
0
0
0
0
0
0
0
0
0
0
0
0
0
0
0
0
0
0
0
0
0
0
0
0
0
0
0
0
0
0
0
0
0
0
0
0
0
0
0
0
0
0
0
0
0
0
0
0
0
0
0
0
0
0
0
0
0
0
0
0
0
0
0
0
0
0
0
0
0
0
0
0
0
0
0
0
0
0
0
0
0
0
0
0
0
0
0
0
0
0
0
0
0
0
0
0
0
0
0
0
0
0
0
0
0
0
0
0
0
0
0
0
0
0
0
0
0
0
0
0
0
0
0
0
0
0
0
0
0
0
0
0
0
0
0
0
0
0
0
0
0
0
0
0
0
0
0
0
0
0
0
0
0
0
0
0
0
0
0
0
0
0
0
0
0
0
0
0
0
0
0
0
0
0
0
0
0
0
0
0
0
0
0
0
0
0
0
0
0
0
0
0
0
0
0
0
0
0
0
0
0
0
0
0
0
0
0
0
0
0
0
0
0
0
0
0
0
0
0
0
0
0
0
0
0
0
0
0
0
0
0
0
0
0
0
0
0
0
0
0
0
0
0
0
0
0
0
0
0
0
0
0
0
0
0
0
0
0
0
0
0
0
0
0
0
0
0
0
0
0
0
0
0
0
0
0
0
0
0
0
0
0
0
0
0
0
0
0
0
0
0
0
0
0
0
0
0
0
0
0
0
0
0
0
0
0
0
0
0
0
0
0
0
0
0
0
0
0
0
0
0
0
0
0
0
0
0
0
0
0
0
0
0
0
0
0
0
0
0
0
0
0
0
0
0
0
0
0
0
0
0
0
0
0
0
0
0
0
0
0
0
0
0
0
0
0
0
0
0
0
0
0
0
0
0
0
0
0
0
0
0
0
0
0
0
0
0
0
0
0
0
0
0
0
0
0
0
0
0
0
0
0
0
0
0
0
0
0
0
0
0
0
0
0
0
0
0
0
0
0
0
0
0
0
0
0
0
0
0
0
0
0
0
0
0
0
0
0
0
0
0
0
0
0
0
0
0
0
0
0
0
0
0
0
0
0
0
0
0
0
0
0
0
0
0
0
0
0
0
0
0
0
0
0
0
0
0
0
0
0
0
0
0
0
0
0
0
0
0
0
0
0
0
0
0
0
0
0
0
0
0
0
0
0
0
0
0
0
0
0
0
0
0
0
0
0
0
0
0
0
0
0
0
0
0
0
0
0
0
0
0
0
0
0
0
0
0
0
0
0
0
0
0
0
0
0
0
0
0
0
0
0
0
0
0
0
0
0
0
0
0
0
0
0
0
0
0
0
0
0
0
0
0
0
0
0
0
0
0
0
0
0
0
0
0
0
0
0
0
0
0
0
0
0
0
0
0
0
0
0
0
0
0
0
0
0
0
0
0
0
0
0
0
0
0
0
0
0
0
0
0
0
0
0
0
0
0
0
0
0
0
0
0
0
0
0
0
0
0
0
0
0
0
0
0
0
0
0
0
0
0
0
0
0
0
0
0
0
0
0
0
0
0
0
0
0
0
0
0
0
0
0
0
0
0
0
0
0
0
0
0
0
0
0
0
0
0
0
0
0
0
0
0
0
0
0
0
0
0
0
0
0
0
0
0
0
0
0
0
0
0
0
0
0
0
0
0
0
0
0
0
0
0
0
0
0
0
0
0
0
0
0
0
0
0
0
0
0
0
0
0
0
0
0
0
0
0
0
0
0
0
0
0
0
0
0
0
0
0
0
0
0
0
0
0
0
0
0
0
0
0
0
0
0
0
0
0
0
0
0
0
0
0
0
0
0
0
0
0
0
0
0
0
0
0
0
0
0
0
0
0
0
0
0
0
0
0
0
0
0
0
0
0
0
0
0
0
0
0
0
0
0
0
0
0
0
0
0
0
0
0
0
0
0
0
0
0
0
0
0
0
0
0
0
0
0
0
0
0
0
0
0
0
0
0
0
0
0
0
0
0
0
0
0
0
0
0
0
0
0
0
0
0
0
0
0
0
0
0
0
0
0
0
0
0
0
0
0
0
0
0
0
0
0
0
0
0
0
0
0
0
0
0
0
0
0
0
0
0
0
0
0
0
0
0
0
0
0
0
0
0
0
0
0
0
0
0
0
0
0
0
0
0
0
0
0
0
0
0
0
0
0
0
0
0
0
0
0
0
0
0
0
0
0
0
0
0
0
0
0
0
0
0
0
0
0
0
0
0
0
0
0
0
0
0
0
0
0
0
0
0
0
0
0
0
0
0
0
0
0
0
0
0
0
0
0
0
0
0
0
0
0
0
0
0
0
0
0
0
0
0
0
0
0
0
0
0
0
0
0
0
0
0
0
0
0
0
0
0
0
0
0
0
0
0
0
0
0
0
0
0
0
0
0
0
0
0
0
0
0
0
0
0
0
0
0
0
0
0
0
0
0
0
0
0
0
0
0
0
0
0
0
0
0
0
0
0
0
0
0
0
0
0
0
0
0
0
0
0
0
0
0
0
0
0
0
0
0
0
0
0
0
0
0
0
0
0
0
0
0
0
0
0
0
0
0
0
0
0
0
0
0
0
0
0
0
0
0
0
0
0
0
0
0
0
0
0
0
0
0
0
0
0
0
0
0
0
0
0
0
0
0
0
0
0
0
0
0
0
0
0
0
0
0
0
0
0
0
0
0
0
0
0
0
0
0
0
0
0
0
0
0
0
0
0
0
0
0
0
0
0
0
0
0
0
0
0
0
0
0
0
0
0
0
0
0
0
0
0
0
0
0
0
0
0
0
0
0
0
0
0
0
0
0
0
0
0
0
0
0
0
0
0
0
0
0
0
0
0
0
0
0
0
0
0
0
0
0
0
0
0
0
0
0
0
0
0
0
0
0
0
0
0
0
0
0
0
0
0
0
0
0
0
0
0
0
0
0
0
0
0
0
0
0
0
0
0
0
0
0
0
0
0
0
0
0
0
0
0
0
0
0
0
0
0
0
0
0
0
0
0
0
0
0
0
0
0
0
0
0
0
0
0
0
0
0
0
0
0
0
0
0
0
0
0
0
0
0
0
0
0
0
0
0
0
0
0
0
0
0
0
0
0
0
0
0
0
0
0
0
0
0
0
0
0
0
0
0
0
0
0
0
0
0
0
0
0
0
0
0
0
0
0
0
0
0
0
0
0
0
0
0
0
0
0
0
0
0
0
0
0
0
0
0
0
0
0
0
0
0
0
0
0
0
0
0
0
0
0
0
0
0
0
0
0
0
0
0
0
0
0
0
0
0
0
0
0
0
0
0
0
0
0
0
0
0
0
0
0
0
0
0
0
0
0
0
0
0
0
0
0
0
0
0
0
0
0
0
0
0
0
0
0
0
0
0
0
0
0
0
0
0
0
0
0
0
0
0
0
0
0
0
0
0
0
0
0
0
0
0
0
0
0
0
0
0
0
0
0
0
0
0
0
0
0
0
0
0
0
0
0
0
0
0
0
0
0
0
0
0
0
0
0
0
0
0
0
0
0
0
0
0
0
0
0
0
0
0
0
0
0
0
0
0
0
0
0
0
0
0
0
0
0
0
0
0
0
0
0
0
0
0
0
0
0
0
0
0
0
0
0
0
0
0
0
0
0
0
0
0
0
0
0
0
0
0
0
0
0
0
0
0
0
0
0
0
0
0
0
0
0
0
0
0
0
0
0
0
0
0
0
0
0
0
0
0
0
0
0
0
0
0
0
0
0
0
0
0
0
0
0
0
0
0
0
0
0
0
0
0
0
0
0
0
0
0
0
0
0
0
0
0
0
0
0
0
0
0
0
0
0
0
0
0
0
0
0
0
0
0
0
0
0
0
0
0
0
0
0
0
0
0
0
0
0
0
0
0
0
0
0
0
0
0
0
0
0
0
0
0
0
0
0
0
0
0
0
0
0
0
0
0
0
0
0
0
0
0
0
0
0
0
0
0
0
0
0
0
0
0
0
0
0
0
0
0
0
0
0
0
0
0
0
0
0
0
0
0
0
0
0
0
0
0
0
0
0
0
0
0
0
0
0
0
0
0
0
0
0
0
0
0
0
0
0
0
0
0
0
0
0
0
0
0
0
0
0
0
0
0
0
0
0
0
0
0
0
0
0
0
0
0
0
0
0
0
0
0
0
0
0
0
0
0
0
0
0
0
0
0
0
0
0
0
0
0
0
0
0
0
0
0
0
0
0
0
0
0
0
0
0
0
0
0
0
0
0
0
0
0
0
0
0
0
0
0
0
0
0
0
0
0
0
0
0
0
0
0
0
0
0
0
0
0
0
0
0
0
0
0
0
0
0
0
0
0
0
0
0
0
0
0
0
0
0
0
0
0
0
0
0
0
0
0
0
0
0
0
0
0
0
0
0
0
0
0
0
0
0
0
0
0
0
0
0
0
0
0
0
0
0
0
0
0
0
0
0
0
0
0
0
0
0
0
0
0
0
0
0
0
0
0
0
0
0
0
0
0
0
0
0
0
0
0
0
0
0
0
0
0
0
0
0
0
0
0
0
0
0
0
0
0
0
0
0
0
0
0
0
0
0
0
0
0
0
0
0
0
0
0
0
0
0
0
0
0
0
0
0
0
0
0
0
0
0
0
0
0
0
0
0
0
0
0
0
0
0
0
0
0
0
0
0
0
0
0
0
0
0
0
0
0
0
0
0
0
0
0
0
0
0
0
0
0
0
0
0
0
0
0
0
0
0
0
0
0
0
0
0
0
0
0
0
0
0
0
0
0
0
0
0
0
0
0
0
0
0
0
0
0
0
0
0
0
0
0
0
0
0
0
0
0
0
0
0
0
0
0
0
0
0
0
0
0
0
0
0
0
0
0
0
0
0
0
0
0
0
0
0
0
0
0
0
0
0
0
0
0
0
0
0
0
0
0
0
0
0
0
0
0
0
0
0
0
0
0
0
0
0
0
0
0
0
0
0
0
0
0
0
0
0
0
0
0
0
0
0
0
0
0
0
0
0
0
0
0
0
0
0
0
0
0
0
0
0
0
0
0
0
0
0
0
0
0
0
0
0
0
0
0
0
0
0
0
0
0
0
0
0
0
0
0
0
0
0
0
0
0
0
0
0
0
0
0
0
0
0
0
0
0
0
0
0
0
0
0
0
0
0
0
0
0
0
0
0
0
0
0
0
0
0
0
0
0
0
0
0
0
0
0
0
0
0
0
0
0
0
0
0
0
0
0
0
0
0
0
0
0
0
0
0
0
0
0
0
0
0
0
0
0
0
0
0
0
0
0
0
0
0
0
0
0
0
0
0
0
0
0
0
0
0
0
0
0
0
0
0
0
0
0
0
0
0
0
0
0
0
0
0
0
0
0
0
0
0
0
0
0
0
0
0
0
0
0
0
0
0
0
0
0
0
0
0
0
0
0
0
0
0
0
0
0
0
0
0
0
0
0
0
0
0
0
0
0
0
0
0
0
0
0
0
0
0
0
0
0
0
0
0
0
0
0
0
0
0
0
0
0
0
0
0
0
0
0
0
0
0
0
0
0
0
0
0
0
0
0
0
0
0
0
0
0
0
0
0
0
0
0
0
0
0
0
0
0
0
0
0
0
0
0
0
0
0
0
0
0
0
0
0
0
0
0
0
0
0
0
0
0
0
0
0
0
0
0
0
0
0
0
0
0
0
0
0
0
0
0
0
0
0
0
0
0
0
0
0
0
0
0
0
0
0
0
0
0
0
0
0
0
0
0
0
0
0
0
0
0
0
0
0
0
0
0
0
0
0
0
0
0
0
0
0
0
0
0
0
0
0
0
0
0
0
0
0
0
0
0
0
0
0
0
0
0
0
0
0
0
0
0
0
0
0
0
0
0
0
0
0
0
0
0
0
0
0
0
0
0
0
0
0
0
0
0
0
0
0
0
0
0
0
0
0
0
0
0
0
0
0
0
0
0
0
0
0
0
0
0
0
0
0
0
0
0
0
0
0
0
0
0
0
0
0
0
0
0
0
0
0
0
0
0
0
0
0
0
0
0
0
0
0
0
0
0
0
0
0
0
0
0
0
0
0
0
0
0
0
0
0
0
0
0
0
0
0
0
0
0
0
0
0
0
0
0
0
0
0
0
0
0
0
0
0
0
0
0
0
0
0
0
0
0
0
0
0
0
0
0
0
0
0
0
0
0
0
0
0
0
0
0
0
0
0
0
0
0
0
0
0
0
0
0
0
0
0
0
0
0
0
0
0
0
0
0
0
0
0
0
0
0
0
0
0
0
0
0
0
0
0
0
0
0
0
0
0
0
0
0
0
0
0
0
0
0
0
0
0
0
0
0
0
0
0
0
0
0
0
0
0
0
0
0
0
0
0
0
0
0
0
0
0
0
0
0
0
0
0
0
0
0
0
0
0
0
0
0
0
0
0
0
0
0
0
0
0
0
0
0
0
0
0
0
0
0
0
0
0
0
0
0
0
0
0
0
0
0
0
0
0
0
0
0
0
0
0
0
0
0
0
0
0
0
0
0
0
0
0
0
0
0
0
0
0
0
0
0
0
0
0
0
0
0
0
0
0
0
0
0
0
0
0
0
0
0
0
0
0
0
0
0
0
0
0
0
0
0
0
0
0
0
0
0
0
0
0
0
0
0
0
0
0
0
0
0
0
0
0
0
0
0
0
0
0
0
0
0
0
0
0
0
0
0
0
0
0
0
0
0
0
0
0
0
0
0
0
0
0
0
0
0
0
0
0
0
0
0
0
0
0
0
0
0
0
0
0
0
0
0
0
0
0
0
0
0
0
0
0
0
0
0
0
0
0
0
0
0
0
0
0
0
0
0
0
0
0
0
0
0
0
0
0
0
0
0
0
0
0
0
0
0
0
0
0
0
0
0
0
0
0
0
0
0
0
0
0
0
0
0
0
0
0
0
0
0
0
0
0
0
0
0
0
0
0
0
0
0
0
0
0
0
0
0
0
0
0
0
0
0
0
0
0
0
0
0
0
0
0
0
0
0
0
0
0
0
0
0
0
0
0
0
0
0
0
0
0
0
0
0
0
0
0
0
0
0
0
0
0
0
0
0
0
0
0
0
0
0
0
0
0
0
0
0
0
0
0
0
0
0
0
0
0
0
0
0
0
0
0
0
0
0
0
0
0
0
0
0
0
0
0
0
0
0
0
0
0
0
0
0
0
0
0
0
0
0
0
0
0
0
0
0
0
0
0
0
0
0
0
0
0
0
0
0
0
0
0
0
0
0
0
0
0
0
0
0
0
0
0
0
0
0
0
0
0
0
0
0
0
0
0
0
0
0
0
0
0
0
0
0
0
0
0
0
0
0
0
0
0
0
0
0
0
0
0
0
0
0
0
0
0
0
0
0
0
0
0
0
0
0
0
0
0
0
0
0
0
0
0
0
0
0
0
0
0
0
0
0
0
0
0
0
0
0
0
0
0
0
0
0
0
0
0
0
0
0
0
0
0
0
0
0
0
0
0
0
0
0
0
0
0
0
0
0
0
0
0
0
0
0
0
0
0
0
0
0
0
0
0
0
0
0
0
0
0
0
0
0
0
0
0
0
0
0
0
0
0
0
0
0
0
0
0
0
0
0
0
0
0
0
0
0
0
0
0
0
0
0
0
0
0
0
0
0
0
0
0
0
0
0
0
0
0
0
0
0
0
0
0
0
0
0
0
0
0
0
0
0
0
0
0
0
0
0
0
0
0
0
0
0
0
0
0
0
0
0
0
0
0
0
0
0
0
0
0
0
0
0
0
0
0
0
0
0
0
0
0
0
0
0
0
0
0
0
0
0
0
0
0
0
0
0
0
0
0
0
0
0
0
0
0
0
0
0
0
0
0
0
0
0
0
0
0
0
0
0
0
0
0
0
0
0
0
0
0
0
0
0
0
0
0
0
0
0
0
0
0
0
0
0
0
0
0
0
0
0
0
0
0
0
0
0
0
0
0
0
0
0
0
0
0
0
0
0
0
0
0
0
0
0
0
0
0
0
0
0
0
0
0
0
0
0
0
0
0
0
0
0
0
0
0
0
0
0
0
0
0
0
0
0
0
0
0
0
0
0
0
0
0
0
0
0
0
0
0
0
0
0
0
0
0
0
0
0
0
0
0
0
0
0
0
0
0
0
0
0
0
0
0
0
0
0
0
0
0
0
0
0
0
0
0
0
0
0
0
0
0
0
0
0
0
0
0
0
0
0
0
0
0
0
0
0
0
0
0
0
0
0
0
0
0
0
0
0
0
0
0
0
0
0
0
0
0
0
0
0
0
0
0
0
0
0
0
0
0
0
0
0
0
0
0
0
0
0
0
0
0
0
0
0
0
0
0
0
0
0
0
0
0
0
0
0
0
0
0
0
0
0
0
0
0
0
0
0
0
0
0
0
0
0
0
0
0
0
0
0
0
0
0
0
0
0
0
0
0
0
0
0
0
0
0
0
0
0
0
0
0
0
0
0
0
0
0
0
0
0
0
0
0
0
0
0
0
0
0
0
0
0
0
0
0
0
0
0
0
0
0
0
0
0
0
0
0
0
0
0
0
0
0
0
0
0
0
0
0
0
0
0
0
0
0
0
0
0
0
0
0
0
0
0
0
0
0
0
0
0
0
0
0
0
0
0
0
0
0
0
0
0
0
0
0
0
0
0
0
0
0
0
0
0
0
0
0
0
0
0
0
0
0
0
0
0
0
0
0
0
0
0
0
0
0
0
0
0
0
0
0
0
0
0
0
0
0
0
0
0
0
0
0
0
0
0
0
0
0
0
0
0
0
0
0
0
0
0
0
0
0
0
0
0
0
0
0
0
0
0
0
0
0
0
0
0
0
0
0
0
0
0
0
0
0
0
0
0
0
0
0
0
0
0
0
0
0
0
0
0
0
0
0
0
0
0
0
0
0
0
0
0
0
0
0
0
0
0
0
0
0
0
0
0
0
0
0
0
0
0
0
0
0
0
0
0
0
0
0
0
0
0
0
0
0
0
0
0
0
0
0
0
0
0
0
0
0
0
0
0
0
0
0
0
0
0
0
0
0
0
0
0
0
0
0
0
0
0
0
0
0
0
0
0
0
0
0
0
0
0
0
0
0
0
0
0
0
0
0
0
0
0
0
0
0
0
0
0
0
0
0
0
0
0
0
0
0
0
0
0
0
0
0
0
0
0
0
0
0
0
0
0
0
0
0
0
0
0
0
0
0
0
0
0
0
0
0
0
0
0
0
0
0
0
0
0
0
0
0
0
0
0
0
0
0
0
0
0
0
0
0
0
0
0
0
0
0
0
0
0
0
0
0
0
0
0
0
0
0
0
0
0
0
0
0
0
0
0
0
0
0
0
0
0
0
0
0
0
0
0
0
0
0
0
0
0
0
0
0
0
0
0
0
0
0
0
0
0
0
0
0
0
0
0
0
0
0
0
0
0
0
0
0
0
0
0
0
0
0
0
0
0
0
0
0
0
0
0
0
0
0
0
0
0
0
0
0
0
0
0
0
0
0
0
0
0
0
0
0
0
0
0
0
0
0
0
0
0
0
0
0
0
0
0
0
0
0
0
0
0
0
0
0
0
0
0
0
0
0
0
0
0
0
0
0
0
0
0
0
0
0
0
0
0
0
0
0
0
0
0
0
0
0
0
0
0
0
0
0
0
0
0
0
0
0
0
0
0
0
0
0
0
0
0
0
0
0
0
0
0
0
0
0
0
0
0
0
0
0
0
0
0
0
0
0
0
0
0
0
0
0
0
0
0
0
0
0
0
0
0
0
0
0
0
0
0
0
0
0
0
0
0
0
0
0
0
0
0
0
0
0
0
0
0
0
0
0
0
0
0
0
0
0
0
0
0
0
0
0
0
0
0
0
0
0
0
0
0
0
0
0
0
0
0
0
0
0
0
0
0
0
0
0
0
0
0
0
0
0
0
0
0
0
0
0
0
0
0
0
0
0
0
0
0
0
0
0
0
0
0
0
0
0
0
0
0
0
0
0
0
0
0
0
0
0
0
0
0
0
0
0
0
0
0
0
0
0
0
0
0
0
0
0
0
0
0
0
0
0
0
0
0
0
0
0
0
0
0
0
0
0
0
0
0
0
0
0
0
0
0
0
0
0
0
0
0
0
0
0
0
0
0
0
0
0
0
0
0
0
0
0
0
0
0
0
0
0
0
0
0
0
0
0
0
0
0
0
0
0
0
0
0
0
0
0
0
0
0
0
0
0
0
0
0
0
0
0
0
0
0
0
0
0
0
0
0
0
0
0
0
0
0
0
0
0
0
0
0
0
0
0
0
0
0
0
0
0
0
0
0
0
0
0
0
0
0
0
0
0
0
0
0
0
0
0
0
0
0
0
0
0
0
0
0
0
0
0
0
0
0
0
0
0
0
0
0
0
0
0
0
0
0
0
0
0
0
0
0
0
0
0
0
0
0
0
0
0
0
0
0
0
0
0
0
0
0
0
0
0
0
0
0
0
0
0
0
0
0
0
0
0
0
0
0
0
0
0
0
0
0
0
0
0
0
0
0
0
0
0
0
0
0
0
0
0
0
0
0
0
0
0
0
0
0
0
0
0
0
0
0
0
0
0
0
0
0
0
0
0
0
0
0
0
0
0
0
0
0
0
0
0
0
0
0
0
0
0
0
0
0
0
0
0
0
0
0
0
0
0
0
0
0
0
0
0
0
0
0
0
0
0
0
0
0
0
0
0
0
0
0
0
0
0
0
0
0
0
0
0
0
0
0
0
0
0
0
0
0
0
0
0
0
0
0
0
0
0
0
0
0
0
0
0
0
0
0
0
0
0
0
0
0
0
0
0
0
0
0
0
0
0
0
0
0
0
0
0
0
0
0
0
0
0
0
0
0
0
0
0
0
0
0
0
0
0
0
0
0
0
0
0
0
0
0
0
0
0
0
0
0
0
0
0
0
0
0
0
0
0
0
0
0
0
0
0
0
0
0
0
0
0
0
0
0
0
0
0
0
0
0
0
0
0
0
0
0
0
0
0
0
0
0
0
0
0
0
0
0
0
0
0
0
0
0
0
0
0
0
0
0
0
0
0
0
0
0
0
0
0
0
0
0
0
0
0
0
0
0
0
0
0
0
0
0
0
0
0
0
0
0
0
0
0
0
0
0
0
0
0
0
0
0
0
0
0
0
0
0
0
0
0
0
0
0
0
0
0
0
0
0
0
0
0
0
0
0
0
0
0
0
0
0
0
0
0
0
0
0
0
0
0
0
0
0
0
0
0
0
0
0
0
0
0
0
0
0
0
0
0
0
0
0
0
0
0
0
0
0
0
0
0
0
0
0
0
0
0
0
0
0
0
0
0
0
0
0
0
0
0
0
0
0
0
0
0
0
0
0
0
0
0
0
0
0
0
0
0
0
0
0
0
0
0
0
0
0
0
0
0
0
0
0
0
0
0
0
0
0
0
0
0
0
0
0
0
0
0
0
0
0
0
0
0
0
0
0
0
0
0
0
0
0
0
0
0
0
0
0
0
0
0
0
0
0
0
0
0
0
0
0
0
0
0
0
0
0
0
0
0
0
0
0
0
0
0
0
0
0
0
0
0
0
0
0
0
0
0
0
0
0
0
0
0
0
0
0
0
0
0
0
0
0
0
0
0
0
0
0
0
0
0
0
0
0
0
0
0
0
0
0
0
0
0
0
0
0
0
0
0
0
0
0
0
0
0
0
0
0
0
0
0
0
0
0
0
0
0
0
0
0
0
0
0
0
0
0
0
0
0
0
0
0
0
0
0
0
0
0
0
0
0
0
0
0
0
0
0
0
0
0
0
0
0
0
0
0
0
0
0
0
0
0
0
0
0
0
0
0
0
0
0
0
0
0
0
0
0
0
0
0
0
0
0
0
0
0
0
0
0
0
0
0
0
0
0
0
0
0
0
0
0
0
0
0
0
0
0
0
0
0
0
0
0
0
0
0
0
0
0
0
0
0
0
0
0
0
0
0
0
0
0
0
0
0
0
0
0
0
0
0
0
0
0
0
0
0
0
0
0
0
0
0
0
0
0
0
0
0
0
0
0
0
0
0
0
0
0
0
0
0
0
0
0
0
0
0
0
0
0
0
0
0
0
0
0
0
0
0
0
0
0
0
0
0
0
0
0
0
0
0
0
0
0
0
0
0
0
0
0
0
0
0
0
0
0
0
0
0
0
0
0
0
0
0
0
0
0
0
0
0
0
0
0
0
0
0
0
0
0
0
0
0
0
0
0
0
0
0
0
0
0
0
0
0
0
0
0
0
0
0
0
0
0
0
0
0
0
0
0
0
0
0
0
0
0
0
0
0
0
0
0
0
0
0
0
0
0
0
0
0
0
0
0
0
0
0
0
0
0
0
0
0
0
0
0
0
0
0
0
0
0
0
0
0
0
0
0
0
0
0
0
0
0
0
0
0
0
0
0
0
0
0
0
0
0
0
0
0
0
0
0
0
0
0
0
0
0
0
0
0
0
0
0
0
0
0
0
0
0
0
0
0
0
0
0
0
0
0
0
0
0
0
0
0
0
0
0
0
0
0
0
0
0
0
0
0
0
0
0
0
0
0
0
0
0
0
0
0
0
0
0
0
0
0
0
0
0
0
0
0
0
0
0
0
0
0
0
0
0
0
0
0
0
0
0
0
0
0
0
0
0
0
0
0
0
0
0
0
0
0
0
0
0
0
0
0
0
0
0
0
0
0
0
0
0
0
0
0
0
0
0
0
0
0
0
0
0
0
0
0
0
0
0
0
0
0
0
0
0
0
0
0
0
0
0
0
0
0
0
0
0
0
0
0
0
0
0
0
0
0
0
0
0
0
0
0
0
0
0
0
0
0
0
0
0
0
0
0
0
0
0
0
0
0
0
0
0
0
0
0
0
0
0
0
0
0
0
0
0
0
0
0
0
0
0
0
0
0
0
0
0
0
0
0
0
0
0
0
0
0
0
0
0
0
0
0
0
0
0
0
0
0
0
0
0
0
0
0
0
0
0
0
0
0
0
0
0
0
0
0
0
0
0
0
0
0
0
0
0
0
0
0
0
0
0
0
0
0
0
0
0
0
0
0
0
0
0
0
0
0
0
0
0
0
0
0
0
0
0
0
0
0
0
0
0
0
0
0
0
0
0
0
0
0
0
0
0
0
0
0
0
0
0
0
0
0
0
0
0
0
0
0
0
0
0
0
0
0
0
0
0
0
0
0
0
0
0
0
0
0
0
0
0
0
0
0
0
0
0
0
0
0
0
0
0
0
0
0
0
0
0
0
0
0
0
0
0
0
0
0
0
0
0
0
0
0
0
0
0
0
0
0
0
0
0
0
0
0
0
0
0
0
0
0
0
0
0
0
0
0
0
0
0
0
0
0
0
0
0
0
0
0
0
0
0
0
0
0
0
0
0
0
0
0
0
0
0
0
0
0
0
0
0
0
0
0
0
0
0
0
0
0
0
0
0
0
0
0
0
0
0
0
0
0
0
0
0
0
0
0
0
0
0
0
0
0
0
0
0
0
0
0
0
0
0
0
0
0
0
0
0
0
0
0
0
0
0
0
0
0
0
0
0
0
0
0
0
0
0
0
0
0
0
0
0
0
0
0
0
0
0
0
0
0
0
0
0
0
0
0
0
0
0
0
0
0
0
0
0
0
0
0
0
0
0
0
0
0
0
0
0
0
0
0
0
0
0
0
0
0
0
0
0
0
0
0
0
0
0
0
0
0
0
0
0
0
0
0
0
0
0
0
0
0
0
0
0
0
0
0
0
0
0
0
0
0
0
0
0
0
0
0
0
0
0
0
0
0
0
0
0
0
0
0
0
0
0
0
0
0
0
0
0
0
0
0
0
0
0
0
0
0
0
0
0
0
0
0
0
0
0
0
0
0
0
0
0
0
0
0
0
0
0
0
0
0
0
0
0
0
0
0
0
0
0
0
0
0
0
0
0
0
0
0
0
0
0
0
0
0
0
0
0
0
0
0
0
0
0
0
0
0
0
0
0
0
0
0
0
0
0
0
0
0
0
0
0
0
0
0
0
0
0
0
0
0
0
0
0
0
0
0
0
0
0
0
0
0
0
0
0
0
0
0
0
0
0
0
0
0
0
0
0
0
0
0
0
0
0
0
0
0
0
0
0
0
0
0
0
0
0
0
0
0
0
0
0
0
0
0
0
0
0
0
0
0
0
0
0
0
0
0
0
0
0
0
0
0
0
0
0
0
0
0
0
0
0
0
0
0
0
0
0
0
0
0
0
0
0
0
0
0
0
0
0
0
0
0
0
0
0
0
0
0
0
0
0
0
0
0
0
0
0
0
0
0
0
0
0
0
0
0
0
0
0
0
0
0
0
0
0
0
0
0
0
0
0
0
0
0
0
0
0
0
0
0
0
0
0
0
0
0
0
0
0
0
0
0
0
0
0
0
0
0
0
0
0
0
0
0
0
0
0
0
0
0
0
0
0
0
0
0
0
0
0
0
0
0
0
0
0
0
0
0
0
0
0
0
0
0
0
0
0
0
0
0
0
0
0
0
0
0
0
0
0
0
0
0
0
0
0
0
0
0
0
0
0
0
0
0
0
0
0
0
0
0
0
0
0
0
0
0
0
0
0
0
0
0
0
0
0
0
0
0
0
0
0
0
0
0
0
0
0
0
0
0
0
0
0
0
0
0
0
0
0
0
0
0
0
0
0
0
0
0
0
0
0
0
0
0
0
0
0
0
0
0
0
0
0
0
0
0
0
0
0
0
0
0
0
0
0
0
0
0
0
0
0
0
0
0
0
0
0
0
0
0
0
0
0
0
0
0
0
0
0
0
0
0
0
0
0
0
0
0
0
0
0
0
0
0
0
0
0
0
0
0
0
0
0
0
0
0
0
0
0
0
0
0
0
0
0
0
0
0
0
0
0
0
0
0
0
0
0
0
0
0
0
0
0
0
0
0
0
0
0
0
0
0
0
0
0
0
0
0
0
0
0
0
0
0
0
0
0
0
0
0
0
0
0
0
0
0
0
0
0
0
0
0
0
0
0
0
0
0
0
0
0
0
0
0
0
0
0
0
0
0
0
0
0
0
0
0
0
0
0
0
0
0
0
0
0
0
0
0
0
0
0
0
0
0
0
0
0
0
0
0
0
0
0
0
0
0
0
0
0
0
0
0
0
0
0
0
0
0
0
0
0
0
0
0
0
0
0
0
0
0
0
0
0
0
0
0
0
0
0
0
0
0
0
0
0
0
0
0
0
0
0
0
0
0
0
0
0
0
0
0
0
0
0
0
0
0
0
0
0
0
0
0
0
0
0
0
0
0
0
0
0
0
0
0
0
0
0
0
0
0
0
0
0
0
0
0
0
0
0
0
0
0
0
0
0
0
0
0
0
0
0
0
0
0
0
0
0
0
0
0
0
0
0
0
0
0
0
0
0
0
0
0
0
0
0
0
0
0
0
0
0
0
0
0
0
0
0
0
0
0
0
0
0
0
0
0
0
0
0
0
0
0
0
0
0
0
0
0
0
0
0
0
0
0
0
0
0
0
0
0
0
0
0
0
0
0
0
0
0
0
0
0
0
0
0
0
0
0
0
0
0
0
0
0
0
0
0
0
0
0
0
0
0
0
0
0
0
0
0
0
0
0
0
0
0
0
0
0
0
0
0
0
0
0
0
0
0
0
0
0
0
0
0
0
0
0
0
0
0
0
0
0
0
0
0
0
0
0
0
0
0
0
0
0
0
0
0
0
0
0
0
0
0
0
0
0
0
0
0
0
0
0
0
0
0
0
0
0
0
0
0
0
0
0
0
0
0
0
0
0
0
0
0
0
0
0
0
0
0
0
0
0
0
0
0
0
0
0
0
0
0
0
0
0
0
0
0
0
0
0
0
0
0
0
0
0
0
0
0
0
0
0
0
0
0
0
0
0
0
0
0
0
0
0
0
0
0
0
0
0
0
0
0
0
0
0
0
0
0
0
0
0
0
0
0
0
0
0
0
0
0
0
0
0
0
0
0
0
0
0
0
0
0
0
0
0
0
0
0
0
0
0
0
0
0
0
0
0
0
0
0
0
0
0
0
0
0
0
0
0
0
0
0
0
0
0
0
0
0
0
0
0
0
0
0
0
0
0
0
0
0
0
0
0
0
0
0
0
0
0
0
0
0
0
0
0
0
0
0
0
0
0
0
0
0
0
0
0
0
0
0
0
0
0
0
0
0
0
0
0
0
0
0
0
0
0
0
0
0
0
0
0
0
0
0
0
0
0
0
0
0
0
0
0
0
0
0
0
0
0
0
0
0
0
0
0
0
0
0
0
0
0
0
0
0
0
0
0
0
0
0
0
0
0
0
0
0
0
0
0
0
0
0
0
0
0
0
0
0
0
0
0
0
0
0
0
0
0
0
0
0
0
0
0
0
0
0
0
0
0
0
0
0
0
0
0
0
0
0
0
0
0
0
0
0
0
0
0
0
0
0
0
0
0
0
0
0
0
0
0
0
0
0
0
0
0
0
0
0
0
0
0
0
0
0
0
0
0
0
0
0
0
0
0
0
0
0
0
0
0
0
0
0
0
0
0
0
0
0
0
0
0
0
0
0
0
0
0
0
0
0
0
0
0
0
0
0
0
0
0
0
0
0
0
0
0
0
0
0
0
0
0
0
0
0
0
0
0
0
0
0
0
0
0
0
0
0
0
0
0
0
0
0
0
0
0
0
0
0
0
0
0
0
0
0
0
0
0
0
0
0
0
0
0
0
0
0
0
0
0
0
0
0
0
0
0
0
0
0
0
0
0
0
0
0
0
0
0
0
0
0
0
0
0
0
0
0
0
0
0
0
0
0
0
0
0
0
0
0
0
0
0
0
0
0
0
0
0
0
0
0
0
0
0
0
0
0
0
0
0
0
0
0
0
0
0
0
0
0
0
0
0
0
0
0
0
0
0
0
0
0
0
0
0
0
0
0
0
0
0
0
0
0
0
0
0
0
0
0
0
0
0
0
0
0
0
0
0
0
0
0
0
0
0
0
0
0
0
0
0
0
0
0
0
0
0
0
0
0
0
0
0
0
0
0
0
0
0
0
0
0
0
0
0
0
0
0
0
0
0
0
0
0
0
0
0
0
0
0
0
0
0
0
0
0
0
0
0
0
0
0
0
0
0
0
0
0
0
0
0
0
0
0
0
0
0
0
0
0
0
0
0
0
0
0
0
0
0
0
0
0
0
0
0
0
0
0
0
0
0
0
0
0
0
0
0
0
0
0
0
0
0
0
0
0
0
0
0
0
0
0
0
0
0
0
0
0
0
0
0
0
0
0
0
0
0
0
0
0
0
0
0
0
0
0
0
0
0
0
0
0
0
0
0
0
0
0
0
0
0
0
0
0
0
0
0
0
0
0
0
0
0
0
0
0
0
0
0
0
0
0
0
0
0
0
0
0
0
0
0
0
0
0
0
0
0
0
0
0
0
0
0
0
0
0
0
0
0
0
0
0
0
0
0
0
0
0
0
0
0
0
0
0
0
0
0
0
0
0
0
0
0
0
0
0
0
0
0
0
0
0
0
0
0
0
0
0
0
0
0
0
0
0
0
0
0
0
0
0
0
0
0
0
0
0
0
0
0
0
0
0
0
0
0
0
0
0
0
0
0
0
0
0
0
0
0
0
0
0
0
0
0
0
0
0
0
0
0
0
0
0
0
0
0
0
0
0
0
0
0
0
0
0
0
0
0
0
0
0
0
0
0
0
0
0
0
0
0
0
0
0
0
0
0
0
0
0
0
0
0
0
0
0
0
0
0
0
0
0
0
0
0
0
0
0
0
0
0
0
0
0
0
0
0
0
0
0
0
0
0
0
0
0
0
0
0
0
0
0
0
0
0
0
0
0
0
0
0
0
0
0
0
0
0
0
0
0
0
0
0
0
0
0
0
0
0
0
0
0
0
0
0
0
0
0
0
0
0
0
0
0
0
0
0
0
0
0
0
0
0
0
0
0
0
0
0
0
0
0
0
0
0
0
0
0
0
0
0
0
0
0
0
0
0
0
0
0
0
0
0
0
0
0
0
0
0
0
0
0
0
0
0
0
0
0
0
0
0
0
0
0
0
0
0
0
0
0
0
0
0
0
0
0
0
0
0
0
0
0
0
0
0
0
0
0
0
0
0
0
0
0
0
0
0
0
0
0
0
0
0
0
0
0
0
0
0
0
0
0
0
0
0
0
0
0
0
0
0
0
0
0
0
0
0
0
0
0
0
0
0
0
0
0
0
0
0
0
0
0
0
0
0
0
0
0
0
0
0
0
0
0
0
0
0
0
0
0
0
0
0
0
0
0
0
0
0
0
0
0
0
0
0
0
0
0
0
0
0
0
0
0
0
0
0
0
0
0
0
0
0
0
0
0
0
0
0
0
0
0
0
0
0
0
0
0
0
0
0
0
0
0
0
0
0
0
0
0
0
0
0
0
0
0
0
0
0
0
0
0
0
0
0
0
0
0
0
0
0
0
0
0
0
0
0
0
0
0
0
0
0
0
0
0
0
0
0
0
0
0
0
0
0
0
0
0
0
0
0
0
0
0
0
0
0
0
0
0
0
0
0
0
0
0
0
0
0
0
0
0
0
0
0
0
0
0
0
0
0
0
0
0
0
0
0
0
0
0
0
0
0
0
0
0
0
0
0
0
0
0
0
0
0
0
0
0
0
0
0
0
0
0
0
0
0
0
0
0
0
0
0
0
0
0
0
0
0
0
0
0
0
0
0
0
0
0
0
0
0
0
0
0
0
0
0
0
0
0
0
0
0
0
0
0
0
0
0
0
0
0
0
0
0
0
0
0
0
0
0
0
0
0
0
0
0
0
0
0
0
0
0
0
0
0
0
0
0
0
0
0
0
0
0
0
0
0
0
0
0
0
0
0
0
0
0
0
0
0
0
0
0
0
0
0
0
0
0
0
0
0
0
0
0
0
0
0
0
0
0
0
0
0
0
0
0
0
0
0
0
0
0
0
0
0
0
0
0
0
0
0
0
0
0
0
0
0
0
0
0
0
0
0
0
0
0
0
0
0
0
0
0
0
0
0
0
0
0
0
0
0
0
0
0
0
0
0
0
0
0
0
0
0
0
0
0
0
0
0
0
0
0
0
0
0
0
0
0
0
0
0
0
0
0
0
0
0
0
0
0
0
0
0
0
0
0
0
0
0
0
0
0
0
0
0
0
0
0
0
0
0
0
0
0
0
0
0
0
0
0
0
0
0
0
0
0
0
0
0
0
0
0
0
0
0
0
0
0
0
0
0
0
0
0
0
0
0
0
0
0
0
0
0
0
0
0
0
0
0
0
0
0
0
0
0
0
0
0
0
0
0
0
0
0
0
0
0
0
0
0
0
0
0
0
0
0
0
0
0
0
0
0
0
0
0
0
0
0
0
0
0
0
0
0
0
0
0
0
0
0
0
0
0
0
0
0
0
0
0
0
0
0
0
0
0
0
0
0
0
0
0
0
0
0
0
0
0
0
0
0
0
0
0
0
0
0
0
0
0
0
0
0
0
0
0
0
0
0
0
0
0
0
0
0
0
0
0
0
0
0
0
0
0
0
0
0
0
0
0
0
0
0
0
0
0
0
0
0
0
0
0
0
0
0
0
0
0
0
0
0
0
0
0
0
0
0
0
0
0
0
0
0
0
0
0
0
0
0
0
0
0
0
0
0
0
0
0
0
0
0
0
0
0
0
0
0
0
0
0
0
0
0
0
0
0
0
0
0
0
0
0
0
0
0
0
0
0
0
0
0
0
0
0
0
0
0
0
0
0
0
0
0
0
0
0
0
0
0
0
0
0
0
0
0
0
0
0
0
0
0
0
0
0
0
0
0
0
0
0
0
0
0
0
0
0
0
0
0
0
0
0
0
0
0
0
0
0
0
0
0
0
0
0
0
0
0
0
0
0
0
0
0
0
0
0
0
0
0
0
0
0
0
0
0
0
0
0
0
0
0
0
0
0
0
0
0
0
0
0
0
0
0
0
0
0
0
0
0
0
0
0
0
0
0
0
0
0
0
0
0
0
0
0
0
0
0
0
0
0
0
0
0
0
0
0
0
0
0
0
0
0
0
0
0
0
0
0
0
0
0
0
0
0
0
0
0
0
0
0
0
0
0
0
0
0
0
0
0
0
0
0
0
0
0
0
0
0
0
0
0
0
0
0
0
0
0
0
0
0
0
0
0
0
0
0
0
0
0
0
0
0
0
0
0
0
0
0
0
0
0
0
0
0
0
0
0
0
0
0
0
0
0
0
0
0
0
0
0
0
0
0
0
0
0
0
0
0
0
0
0
0
0
0
0
0
0
0
0
0
0
0
0
0
0
0
0
0
0
0
0
0
0
0
0
0
0
0
0
0
0
0
0
0
0
0
0
0
0
0
0
0
0
0
0
0
0
0
0
0
0
0
0
0
0
0
0
0
0
0
0
0
0
0
0
0
0
0
0
0
0
0
0
0
0
0
0
0
0
0
0
0
0
0
0
0
0
0
0
0
0
0
0
0
0
0
0
0
0
0
0
0
0
0
0
0
0
0
0
0
0
0
0
0
0
0
0
0
0
0
0
0
0
0
0
0
0
0
0
0
0
0
0
0
0
0
0
0
0
0
0
0
0
0
0
0
0
0
0
0
0
0
0
0
0
0
0
0
0
0
0
0
0
0
0
0
0
0
0
0
0
0
0
0
0
0
0
0
0
0
0
0
0
0
0
0
0
0
0
0
0
0
0
0
0
0
0
0
0
0
0
0
0
0
0
0
0
0
0
0
0
0
0
0
0
0
0
0
0
0
0
0
0
0
0
0
0
0
0
0
0
0
0
0
0
0
0
0
0
0
0
0
0
0
0
0
0
0
0
0
0
0
0
0
0
0
0
0
0
0
0
0
0
0
0
0
0
0
0
0
0
0
0
0
0
0
0
0
0
0
0
0
0
0
0
0
0
0
0
0
0
0
0
0
0
0
0
0
0
0
0
0
0
0
0
0
0
0
0
0
0
0
0
0
0
0
0
0
0
0
0
0
0
0
0
0
0
0
0
0
0
0
0
0
0
0
0
0
0
0
0
0
0
0
0
0
0
0
0
0
0
0
0
0
0
0
0
0
0
0
0
0
0
0
0
0
0
0
0
0
0
0
0
0
0
0
0
0
0
0
0
0
0
0
0
0
0
0
0
0
0
0
0
0
0
0
0
0
0
0
0
0
0
0
0
0
0
0
0
0
0
0
0
0
0
0
0
0
0
0
0
0
0
0
0
0
0
0
0
0
0
0
0
0
0
0
0
0
0
0
0
0
0
0
0
0
0
0
0
0
0
0
0
0
0
0
0
0
0
0
0
0
0
0
0
0
0
0
0
0
0
0
0
0
0
0
0
0
0
0
0
0
0
0
0
0
0
0
0
0
0
0
0
0
0
0
0
0
0
0
0
0
0
0
0
0
0
0
0
0
0
0
0
0
0
0
0
0
0
0
0
0
0
0
0
0
0
0
0
0
0
0
0
0
0
0
0
0
0
0
0
0
0
0
0
0
0
0
0
0
0
0
0
0
0
0
0
0
0
0
0
0
0
0
0
0
0
0
0
0
0
0
0
0
0
0
0
0
0
0
0
0
0
0
0
0
0
0
0
0
0
0
0
0
0
0
0
0
0
0
0
0
0
0
0
0
0
0
0
0
0
0
0
0
0
0
0
0
0
0
0
0
0
0
0
0
0
0
0
0
0
0
0
0
0
0
0
0
0
0
0
0
0
0
0
0
0
0
0
0
0
0
0
0
0
0
0
0
0
0
0
0
0
0
0
0
0
0
0
0
0
0
0
0
0
0
0
0
0
0
0
0
0
0
0
0
0
0
0
0
0
0
0
0
0
0
0
0
0
0
0
0
0
0
0
0
0
0
0
0
0
0
0
0
0
0
0
0
0
0
0
0
0
0
0
0
0
0
0
0
0
0
0
0
0
0
0
0
0
0
0
0
0
0
0
0
0
0
0
0
0
0
0
0
0
0
0
0
0
0
0
0
0
0
0
0
0
0
0
0
0
0
0
0
0
0
0
0
0
0
0
0
0
0
0
0
0
0
0
0
0
0
0
0
0
0
0
0
0
0
0
0
0
0
0
0
0
0
0
0
0
0
0
0
0
0
0
0
0
0
0
0
0
0
0
0
0
0
0
0
0
0
0
0
0
0
0
0
0
0
0
0
0
0
0
0
0
0
0
0
0
0
0
0
0
0
0
0
0
0
0
0
0
0
0
0
0
0
0
0
0
0
0
0
0
0
0
0
0
0
0
0
0
0
0
0
0
0
0
0
0
0
0
0
0
0
0
0
0
0
0
0
0
0
0
0
0
0
0
0
0
0
0
0
0
0
0
0
0
0
0
0
0
0
0
0
0
0
0
0
0
0
0
0
0
0
0
0
0
0
0
0
0
0
0
0
0
0
0
0
0
0
0
0
0
0
0
0
0
0
0
0
0
0
0
0
0
0
0
0
0
0
0
0
0
0
0
0
0
0
0
0
0
0
0
0
0
0
0
0
0
0
0
0
0
0
0
0
0
0
0
0
0
0
0
0
0
0
0
0
0
0
0
0
0
0
0
0
0
0
0
0
0
0
0
0
0
0
0
0
0
0
0
0
0
0
0
0
0
0
0
0
0
0
0
0
0
0
0
0
0
0
0
0
0
0
0
0
0
0
0
0
0
0
0
0
0
0
0
0
0
0
0
0
0
0
0
0
0
0
0
0
0
0
0
0
0
0
0
0
0
0
0
0
0
0
0
0
0
0
0
0
0
0
0
0
0
0
0
0
0
0
0
0
0
0
0
0
0
0
0
0
0
0
0
0
0
0
0
0
0
0
0
0
0
0
0
0
0
0
0
0
0
0
0
0
0
0
0
0
0
0
0
0
0
0
0
0
0
0
0
0
0
0
0
0
0
0
0
0
0
0
0
0
0
0
0
0
0
0
0
0
0
0
0
0
0
0
0
0
0
0
0
0
0
0
0
0
0
0
0
0
0
0
0
0
0
0
0
0
0
0
0
0
0
0
0
0
0
0
0
0
0
0
0
0
0
0
0
0
0
0
0
0
0
0
0
0
0
0
0
0
0
0
0
0
0
0
0
0
0
0
0
0
0
0
0
0
0
0
0
0
0
0
0
0
0
0
0
0
0
0
0
0
0
0
0
0
0
0
0
0
0
0
0
0
0
0
0
0
0
0
0
0
0
0
0
0
0
0
0
0
0
0
0
0
0
0
0
0
0
0
0
0
0
0
0
0
0
0
0
0
0
0
0
0
0
0
0
0
0
0
0
0
0
0
0
0
0
0
0
0
0
0
0
0
0
0
0
0
0
0
0
0
0
0
0
0
0
0
0
0
0
0
0
0
0
0
0
0
0
0
0
0
0
0
0
0
0
0
0
0
0
0
0
0
0
0
0
0
0
0
0
0
0
0
0
0
0
0
0
0
0
0
0
0
0
0
0
0
0
0
0
0
0
0
0
0
0
0
0
0
0
0
0
0
0
0
0
0
0
0
0
0
0
0
0
0
0
0
0
0
0
0
0
0
0
0
0
0
0
0
0
0
0
0
0
0
0
0
0
0
0
0
0
0
0
0
0
0
0
0
0
0
0
0
0
0
0
0
0
0
0
0
0
0
0
0
0
0
0
0
0
0
0
0
0
0
0
0
0
0
0
0
0
0
0
0
0
0
0
0
0
0
0
0
0
0
0
0
0
0
0
0
0
0
0
0
0
0
0
0
0
0
0
0
0
0
0
0
0
0
0
0
0
0
0
0
0
0
0
0
0
0
0
0
0
0
0
0
0
0
0
0
0
0
0
0
0
0
0
0
0
0
0
0
0
0
0
0
0
0
0
0
0
0
0
0
0
0
0
0
0
0
0
0
0
0
0
0
0
0
0
0
0
0
0
0
0
0
0
0
0
0
0
0
0
0
0
0
0
0
0
0
0
0
0
0
0
0
0
0
0
0
0
0
0
0
0
0
0
0
0
0
0
0
0
0
0
0
0
0
0
0
0
0
0
0
0
0
0
0
0
0
0
0
0
0
0
0
0
0
0
0
0
0
0
0
0
0
0
0
0
0
0
0
0
0
0
0
0
0
0
0
0
0
0
0
0
0
0
0
0
0
0
0
0
0
0
0
0
0
0
0
0
0
0
0
0
0
0
0
0
0
0
0
0
0
0
0
0
0
0
0
0
0
0
0
0
0
0
0
0
0
0
0
0
0
0
0
0
0
0
0
0
0
0
0
0
0
0
0
0
0
0
0
0
0
0
0
0
0
0
0
0
0
0
0
0
0
0
0
0
0
0
0
0
0
0
0
0
0
0
0
0
0
0
0
0
0
0
0
0
0
0
0
0
0
0
0
0
0
0
0
0
0
0
0
0
0
0
0
0
0
0
0
0
0
0
0
0
0
0
0
0
0
0
0
0
0
0
0
0
0
0
0
0
0
0
0
0
0
0
0
0
0
0
0
0
0
0
0
0
0
0
0
0
0
0
0
0
0
0
0
0
0
0
0
0
0
0
0
0
0
0
0
0
0
0
0
0
0
0
0
0
0
0
0
0
0
0
0
0
0
0
0
0
0
0
0
0
0
0
0
0
0
0
0
0
0
0
0
0
0
0
0
0
0
0
0
0
0
0
0
0
0
0
0
0
0
0
0
0
0
0
0
0
0
0
0
0
0
0
0
0
0
0
0
0
0
0
0
0
0
0
0
0
0
0
0
0
0
0
0
0
0
0
0
0
0
0
0
0
0
0
0
0
0
0
0
0
0
0
0
0
0
0
0
0
0
0
0
0
0
0
0
0
0
0
0
0
0
0
0
0
0
0
0
0
0
0
0
0
0
0
0
0
0
0
0
0
0
0
0
0
0
0
0
0
0
0
0
0
0
0
0
0
0
0
0
0
0
0
0
0
0
0
0
0
0
0
0
0
0
0
0
0
0
0
0
0
0
0
0
0
0
0
0
0
0
0
0
0
0
0
0
0
0
0
0
0
0
0
0
0
0
0
0
0
0
0
0
0
0
0
0
0
0
0
0
0
0
0
0
0
0
0
0
0
0
0
0
0
0
0
0
0
0
0
0
0
0
0
0
0
0
0
0
0
0
0
0
0
0
0
0
0
0
0
0
0
0
0
0
0
0
0
0
0
0
0
0
0
0
0
0
0
0
0
0
0
0
0
0
0
0
0
0
0
0
0
0
0
0
0
0
0
0
0
0
0
0
0
0
0
0
0
0
0
0
0
0
0
0
0
0
0
0
0
0
0
0
0
0
0
0
0
0
0
0
0
0
0
0
0
0
0
0
0
0
0
0
0
0
0
0
0
0
0
0
0
0
0
0
0
0
0
0
0
0
0
0
0
0
0
0
0
0
0
0
0
0
0
0
0
0
0
0
0
0
0
0
0
0
0
0
0
0
0
0
0
0
0
0
0
0
0
0
0
0
0
0
0
0
0
0
0
0
0
0
0
0
0
0
0
0
0
0
0
0
0
0
0
0
0
0
0
0
0
0
0
0
0
0
0
0
0
0
0
0
0
0
0
0
0
0
0
0
0
0
0
0
0
0
0
0
0
0
0
0
0
0
0
0
0
0
0
0
0
0
0
0
0
0
0
0
0
0
0
0
0
0
0
0
0
0
0
0
0
0
0
0
0
0
0
0
0
0
0
0
0
0
0
0
0
0
0
0
0
0
0
0
0
0
0
0
0
0
0
0
0
0
0
0
0
0
0
0
0
0
0
0
0
0
0
0
0
0
0
0
0
0
0
0
0
0
0
0
0
0
0
0
0
0
0
0
0
0
0
0
0
0
0
0
0
0
0
0
0
0
0
0
0
0
0
0
0
0
0
0
0
0
0
0
0
0
0
0
0
0
0
0
0
0
0
0
0
0
0
0
0
0
0
0
0
0
0
0
0
0
0
0
0
0
0
0
0
0
0
0
0
0
0
0
0
0
0
0
0
0
0
0
0
0
0
0
0
0
0
0
0
0
0
0
0
0
0
0
0
0
0
0
0
0
0
0
0
0
0
0
0
0
0
0
0
0
0
0
0
0
0
0
0
0
0
0
0
0
0
0
0
0
0
0
0
0
0
0
0
0
0
0
0
0
0
0
0
0
0
0
0
0
0
0
0
0
0
0
0
0
0
0
0
0
0
0
0
0
0
0
0
0
0
0
0
0
0
0
0
0
0
0
0
0
0
0
0
0
0
0
0
0
0
0
0
0
0
0
0
0
0
0
0
0
0
0
0
0
0
0
0
0
0
0
0
0
0
0
0
0
0
0
0
0
0
0
0
0
0
0
0
0
0
0
0
0
0
0
0
0
0
0
0
0
0
0
0
0
0
0
0
0
0
0
0
0
0
0
0
0
0
0
0
0
0
0
0
0
0
0
0
0
0
0
0
0
0
0
0
0
0
0
0
0
0
0
0
0
0
0
0
0
0
0
0
0
0
0
0
0
0
0
0
0
0
0
0
0
0
0
0
0
0
0
0
0
0
0
0
0
0
0
0
0
0
0
0
0
0
0
0
0
0
0
0
0
0
0
0
0
0
0
0
0
0
0
0
0
0
0
0
0
0
0
0
0
0
0
0
0
0
0
0
0
0
0
0
0
0
0
0
0
0
0
0
0
0
0
0
0
0
0
0
0
0
0
0
0
0
0
0
0
0
0
0
0
0
0
0
0
0
0
0
0
0
0
0
0
0
0
0
0
0
0
0
0
0
0
0
0
0
0
0
0
0
0
0
0
0
0
0
0
0
0
0
0
0
0
0
0
0
0
0
0
0
0
0
0
0
0
0
0
0
0
0
0
0
0
0
0
0
0
0
0
0
0
0
0
0
0
0
0
0
0
0
0
0
0
0
0
0
0
0
0
0
0
0
0
0
0
0
0
0
0
0
0
0
0
0
0
0
0
0
0
0
0
0
0
0
0
0
0
0
0
0
0
0
0
0
0
0
0
0
0
0
0
0
0
0
0
0
0
0
0
0
0
0
0
0
0
0
0
0
0
0
0
0
0
0
0
0
0
0
0
0
0
0
0
0
0
0
0
0
0
0
0
0
0
0
0
0
0
0
0
0
0
0
0
0
0
0
0
0
0
0
0
0
0
0
0
0
0
0
0
0
0
0
0
0
0
0
0
0
0
0
0
0
0
0
0
0
0
0
0
0
0
0
0
0
0
0
0
0
0
0
0
0
0
0
0
0
0
0
0
0
0
0
0
0
0
0
0
0
0
0
0
0
0
0
0
0
0
0
0
0
0
0
0
0
0
0
0
0
0
0
0
0
0
0
0
0
0
0
0
0
0
0
0
0
0
0
0
0
0
0
0
0
0
0
0
0
0
0
0
0
0
0
0
0
0
0
0
0
0
0
0
0
0
0
0
0
0
0
0
0
0
0
0
0
0
0
0
0
0
0
0
0
0
0
0
0
0
0
0
0
0
0
0
0
0
0
0
0
0
0
0
0
0
0
0
0
0
0
0
0
0
0
0
0
0
0
0
0
0
0
0
0
0
0
0
0
0
0
0
0
0
0
0
0
0
0
0
0
0
0
0
0
0
0
0
0
0
0
0
0
0
0
0
0
0
0
0
0
0
0
0
0
0
0
0
0
0
0
0
0
0
0
0
0
0
0
0
0
0
0
0
0
0
0
0
0
0
0
0
0
0
0
0
0
0
0
0
0
0
0
0
0
0
0
0
0
0
0
0
0
0
0
0
0
0
0
0
0
0
0
0
0
0
0
0
0
0
0
0
0
0
0
0
0
0
0
0
0
0
0
0
0
0
0
0
0
0
0
0
0
0
0
0
0
0
0
0
0
0
0
0
0
0
0
0
0
0
0
0
0
0
0
0
0
0
0
0
0
0
0
0
0
0
0
0
0
0
0
0
0
0
0
0
0
0
0
0
0
0
0
0
0
0
0
0
0
0
0
0
0
0
0
0
0
0
0
0
0
0
0
0
0
0
0
0
0
0
0
0
0
0
0
0
0
0
0
0
0
0
0
0
0
0
0
0
0
0
0
0
0
0
0
0
0
0
0
0
0
0
0
0
0
0
0
0
0
0
0
0
0
0
0
0
0
0
0
0
0
0
0
0
0
0
0
0
0
0
0
0
0
0
0
0
0
0
0
0
0
0
0
0
0
0
0
0
0
0
0
0
0
0
0
0
0
0
0
0
0
0
0
0
0
0
0
0
0
0
0
0
0
0
0
0
0
0
0
0
0
0
0
0
0
0
0
0
0
0
0
0
0
0
0
0
0
0
0
0
0
0
0
0
0
0
0
0
0
0
0
0
0
0
0
0
0
0
0
0
0
0
0
0
0
0
0
0
0
0
0
0
0
0
0
0
0
0
0
0
0
0
0
0
0
0
0
0
0
0
0
0
0
0
0
0
0
0
0
0
0
0
0
0
0
0
0
0
0
0
0
0
0
0
0
0
0
0
0
0
0
0
0
0
0
0
0
0
0
0
0
0
0
0
0
0
0
0
0
0
0
0
0
0
0
0
0
0
0
0
0
0
0
0
0
0
0
0
0
0
0
0
0
0
0
0
0
0
0
0
0
0
0
0
0
0
0
0
0
0
0
0
0
0
0
0
0
0
0
0
0
0
0
0
0
0
0
0
0
0
0
0
0
0
0
0
0
0
0
0
0
0
0
0
0
0
0
0
0
0
0
0
0
0
0
0
0
0
0
0
0
0
0
0
0
0
0
0
0
0
0
0
0
0
0
0
0
0
0
0
0
0
0
0
0
0
0
0
0
0
0
0
0
0
0
0
0
0
0
0
0
0
0
0
0
0
0
0
0
0
0
0
0
0
0
0
0
0
0
0
0
0
0
0
0
0
0
0
0
0
0
0
0
0
0
0
0
0
0
0
0
0
0
0
0
0
0
0
0
0
0
0
0
0
0
0
0
0
0
0
0
0
0
0
0
0
0
0
0
0
0
0
0
0
0
0
0
0
0
0
0
0
0
0
0
0
0
0
0
0
0
0
0
0
0
0
0
0
0
0
0
0
0
0
0
0
0
0
0
0
0
0
0
0
0
0
0
0
0
0
0
0
0
0
0
0
0
0
0
0
0
0
0
0
0
0
0
0
0
0
0
0
0
0
0
0
0
0
0
0
0
0
0
0
0
0
0
0
0
0
0
0
0
0
0
0
0
0
0
0
0
0
0
0
0
0
0
0
0
0
0
0
0
0
0
0
0
0
0
0
0
0
0
0
0
0
0
0
0
0
0
0
0
0
0
0
0
0
0
0
0
0
0
0
0
0
0
0
0
0
0
0
0
0
0
0
0
0
0
0
0
0
0
0
0
0
0
0
0
0
0
0
0
0
0
0
0
0
0
0
0
0
0
0
0
0
0
0
0
0
0
0
0
0
0
0
0
0
0
0
0
0
0
0
0
0
0
0
0
0
0
0
0
0
0
0
0
0
0
0
0
0
0
0
0
0
0
0
0
0
0
0
0
0
0
0
0
0
0
0
0
0
0
0
0
0
0
0
0
0
0
0
0
0
0
0
0
0
0
0
0
0
0
0
0
0
0
0
0
0
0
0
0
0
0
0
0
0
0
0
0
0
0
0
0
0
0
0
0
0
0
0
0
0
0
0
0
0
0
0
0
0
0
0
0
0
0
0
0
0
0
0
0
0
0
0
0
0
0
0
0
0
0
0
0
0
0
0
0
0
0
0
0
0
0
0
0
0
0
0
0
0
0
0
0
0
0
0
0
0
0
0
0
0
0
0
0
0
0
0
0
0
0
0
0
0
0
0
0
0
0
0
0
0
0
0
0
0
0
0
0
0
0
0
0
0
0
0
0
0
0
0
0
0
0
0
0
0
0
0
0
0
0
0
0
0
0
0
0
0
0
0
0
0
0
0
0
0
0
0
0
0
0
0
0
0
0
0
0
0
0
0
0
0
0
0
0
0
0
0
0
0
0
0
0
0
0
0
0
0
0
0
0
0
0
0
0
0
0
0
0
0
0
0
0
0
0
0
0
0
0
0
0
0
0
0
0
0
0
0
0
0
0
0
0
0
0
0
0
0
0
0
0
0
0
0
0
0
0
0
0
0
0
0
0
0
0
0
0
0
0
0
0
0
0
0
0
0
0
0
0
0
0
0
0
0
0
0
0
0
0
0
0
0
0
0
0
0
0
0
0
0
0
0
0
0
0
0
0
0
0
0
0
0
0
0
0
0
0
0
0
0
0
0
0
0
0
0
0
0
0
0
0
0
0
0
0
0
0
0
0
0
0
0
0
0
0
0
0
0
0
0
0
0
0
0
0
0
0
0
0
0
0
0
0
0
0
0
0
0
0
0
0
0
0
0
0
0
0
0
0
0
0
0
0
0
0
0
0
0
0
0
0
0
0
0
0
0
0
0
0
0
0
0
0
0
0
0
0
0
0
0
0
0
0
0
0
0
0
0
0
0
0
0
0
0
0
0
0
0
0
0
0
0
0
0
0
0
0
0
0
0
0
0
0
0
0
0
0
0
0
0
0
0
0
0
0
0
0
0
0
0
0
0
0
0
0
0
0
0
0
0
0
0
0
0
0
0
0
0
0
0
0
0
0
0
0
0
0
0
0
0
0
0
0
0
0
0
0
0
0
0
0
0
0
0
0
0
0
0
0
0
0
0
0
0
0
0
0
0
0
0
0
0
0
0
0
0
0
0
0
0
0
0
0
0
0
0
0
0
0
0
0
0
0
0
0
0
0
0
0
0
0
0
0
0
0
0
0
0
0
0
0
0
0
0
0
0
0
0
0
0
0
0
0
0
0
0
0
0
0
0
0
0
0
0
0
0
0
0
0
0
0
0
0
0
0
0
0
0
0
0
0
0
0
0
0
0
0
0
0
0
0
0
0
0
0
0
0
0
0
0
0
0
0
0
0
0
0
0
0
0
0
0
0
0
0
0
0
0
0
0
0
0
0
0
0
0
0
0
0
0
0
0
0
0
0
0
0
0
0
0
0
0
0
0
0
0
0
0
0
0
0
0
0
0
0
0
0
0
0
0
0
0
0
0
0
0
0
0
0
0
0
0
0
0
0
0
0
0
0
0
0
0
0
0
0
0
0
0
0
0
0
0
0
0
0
0
0
0
0
0
0
0
0
0
0
0
0
0
0
0
0
0
0
0
0
0
0
0
0
0
0
0
0
0
0
0
0
0
0
0
0
0
0
0
0
0
0
0
0
0
0
0
0
0
0
0
0
0
0
0
0
0
0
0
0
0
0
0
0
0
0
0
0
0
0
0
0
0
0
0
0
0
0
0
0
0
0
0
0
0
0
0
0
0
0
0
0
0
0
0
0
0
0
0
0
0
0
0
0
0
0
0
0
0
0
0
0
0
0
0
0
0
0
0
0
0
0
0
0
0
0
0
0
0
0
0
0
0
0
0
0
0
0
0
0
0
0
0
0
0
0
0
0
0
0
0
0
0
0
0
0
0
0
0
0
0
0
0
0
0
0
0
0
0
0
0
0
0
0
0
0
0
0
0
0
0
0
0
0
0
0
0
0
0
0
0
0
0
0
0
0
0
0
0
0
0
0
0
0
0
0
0
0
0
0
0
0
0
0
0
0
0
0
0
0
0
0
0
0
0
0
0
0
0
0
0
0
0
0
0
0
0
0
0
0
0
0
0
0
0
0
0
0
0
0
0
0
0
0
0
0
0
0
0
0
0
0
0
0
0
0
0
0
0
0
0
0
0
0
0
0
0
0
0
0
0
0
0
0
0
0
0
0
0
0
0
0
0
0
0
0
0
0
0
0
0
0
0
0
0
0
0
0
0
0
0
0
0
0
0
0
0
0
0
0
0
0
0
0
0
0
0
0
0
0
0
0
0
0
0
0
0
0
0
0
0
0
0
0
0
0
0
0
0
0
0
0
0
0
0
0
0
0
0
0
0
0
0
0
0
0
0
0
0
0
0
0
0
0
0
0
0
0
0
0
0
0
0
0
0
0
0
0
0
0
0
0
0
0
0
0
0
0
0
0
0
0
0
0
0
0
0
0
0
0
0
0
0
0
0
0
0
0
0
0
0
0
0
0
0
0
0
0
0
0
0
0
0
0
0
0
0
0
0
0
0
0
0
0
0
0
0
0
0
0
0
0
0
0
0
0
0
0
0
0
0
0
0
0
0
0
0
0
0
0
0
0
0
0
0
0
0
0
0
0
0
0
0
0
0
0
0
0
0
0
0
0
0
0
0
0
0
0
0
0
0
0
0
0
0
0
0
0
0
0
0
0
0
0
0
0
0
0
0
0
0
0
0
0
0
0
0
0
0
0
0
0
0
0
0
0
0
0
0
0
0
0
0
0
0
0
0
0
0
0
0
0
0
0
0
0
0
0
0
0
0
0
0
0
0
0
0
0
0
0
0
0
0
0
0
0
0
0
0
0
0
0
0
0
0
0
0
0
0
0
0
0
0
0
0
0
0
0
0
0
0
0
0
0
0
0
0
0
0
0
0
0
0
0
0
0
0
0
0
0
0
0
0
0
0
0
0
0
0
0
0
0
0
0
0
0
0
0
0
0
0
0
0
0
0
0
0
0
0
0
0
0
0
0
0
0
0
0
0
0
0
0
0
0
0
0
0
0
0
0
0
0
0
0
0
0
0
0
0
0
0
0
0
0
0
0
0
0
0
0
0
0
0
0
0
0
0
0
0
0
0
0
0
0
0
0
0
0
0
0
0
0
0
0
0
0
0
0
0
0
0
0
0
0
0
0
0
0
0
0
0
0
0
0
0
0
0
0
0
0
0
0
0
0
0
0
0
0
0
0
0
0
0
0
0
0
0
0
0
0
0
0
0
0
0
0
0
0
0
0
0
0
0
0
0
0
0
0
0
0
0
0
0
0
0
0
0
0
0
0
0
0
0
0
0
0
0
0
0
0
0
0
0
0
0
0
0
0
0
0
0
0
0
0
0
0
0
0
0
0
0
0
0
0
0
0
0
0
0
0
0
0
0
0
0
0
0
0
0
0
0
0
0
0
0
0
0
0
0
0
0
0
0
0
0
0
0
0
0
0
0
0
0
0
0
0
0
0
0
0
0
0
0
0
0
0
0
0
0
0
0
0
0
0
0
0
0
0
0
0
0
0
0
0
0
0
0
0
0
0
0
0
0
0
0
0
0
0
0
0
0
0
0
0
0
0
0
0
0
0
0
0
0
0
0
0
0
0
0
0
0
0
0
0
0
0
0
0
0
0
0
0
0
0
0
0
0
0
0
0
0
0
0
0
0
0
0
0
0
0
0
0
0
0
0
0
0
0
0
0
0
0
0
0
0
0
0
0
0
0
0
0
0
0
0
0
0
0
0
0
0
0
0
0
0
0
0
0
0
0
0
0
0
0
0
0
0
0
0
0
0
0
0
0
0
0
0
0
0
0
0
0
0
0
0
0
0
0
0
0
0
0
0
0
0
0
0
0
0
0
0
0
0
0
0
0
0
0
0
0
0
0
0
0
0
0
0
0
0
0
0
0
0
0
0
0
0
0
0
0
0
0
0
0
0
0
0
0
0
0
0
0
0
0
0
0
0
0
0
0
0
0
0
0
0
0
0
0
0
0
0
0
0
0
0
0
0
0
0
0
0
0
0
0
0
0
0
0
0
0
0
0
0
0
0
0
0
0
0
0
0
0
0
0
0
0
0
0
0
0
0
0
0
0
0
0
0
0
0
0
0
0
0
0
0
0
0
0
0
0
0
0
0
0
0
0
0
0
0
0
0
0
0
0
0
0
0
0
0
0
0
0
0
0
0
0
0
0
0
0
0
0
0
0
0
0
0
0
0
0
0
0
0
0
0
0
0
0
0
0
0
0
0
0
0
0
0
0
0
0
0
0
0
0
0
0
0
0
0
0
0
0
0
0
0
0
0
0
0
0
0
0
0
0
0
0
0
0
0
0
0
0
0
0
0
0
0
0
0
0
0
0
0
0
0
0
0
0
0
0
0
0
0
0
0
0
0
0
0
0
0
0
0
0
0
0
0
0
0
0
0
0
0
0
0
0
0
0
0
0
0
0
0
0
0
0
0
0
0
0
0
0
0
0
0
0
0
0
0
0
0
0
0
0
0
0
0
0
0
0
0
0
0
0
0
0
0
0
0
0
0
0
0
0
0
0
0
0
0
0
0
0
0
0
0
0
0
0
0
0
0
0
0
0
0
0
0
0
0
0
0
0
0
0
0
0
0
0
0
0
0
0
0
0
0
0
0
0
0
0
0
0
0
0
0
0
0
0
0
0
0
0
0
0
0
0
0
0
0
0
0
0
0
0
0
0
0
0
0
0
0
0
0
0
0
0
0
0
0
0
0
0
0
0
0
0
0
0
0
0
0
0
0
0
0
0
0
0
0
0
0
0
0
0
0
0
0
0
0
0
0
0
0
0
0
0
0
0
0
0
0
0
0
0
0
0
0
0
0
0
0
0
0
0
0
0
0
0
0
0
0
0
0
0
0
0
0
0
0
0
0
0
0
0
0
0
0
0
0
0
0
0
0
0
0
0
0
0
0
0
0
0
0
0
0
0
0
0
0
0
0
0
0
0
0
0
0
0
0
0
0
0
0
0
0
0
0
0
0
0
0
0
0
0
0
0
0
0
0
0
0
0
0
0
0
0
0
0
0
0
0
0
0
0
0
0
0
0
0
0
0
0
0
0
0
0
0
0
0
0
0
0
0
0
0
0
0
0
0
0
0
0
0
0
0
0
0
0
0
0
0
0
0
0
0
0
0
0
0
0
0
0
0
0
0
0
0
0
0
0
0
0
0
0
0
0
0
0
0
0
0
0
0
0
0
0
0
0
0
0
0
0
0
0
0
0
0
0
0
0
0
0
0
0
0
0
0
0
0
0
0
0
0
0
0
0
0
0
0
0
0
0
0
0
0
0
0
0
0
0
0
0
0
0
0
0
0
0
0
0
0
0
0
0
0
0
0
0
0
0
0
0
0
0
0
0
0
0
0
0
0
0
0
0
0
0
0
0
0
0
0
0
0
0
0
0
0
0
0
0
0
0
0
0
0
0
0
0
0
0
0
0
0
0
0
0
0
0
0
0
0
0
0
0
0
0
0
0
0
0
0
0
0
0
0
0
0
0
0
0
0
0
0
0
0
0
0
0
0
0
0
0
0
0
0
0
0
0
0
0
0
0
0
0
0
0
0
0
0
0
0
0
0
0
0
0
0
0
0
0
0
0
0
0
0
0
0
0
0
0
0
0
0
0
0
0
0
0
0
0
0
0
0
0
0
0
0
0
0
0
0
0
0
0
0
0
0
0
0
0
0
0
0
0
0
0
0
0
0
0
0
0
0
0
0
0
0
0
0
0
0
0
0
0
0
0
0
0
0
0
0
0
0
0
0
0
0
0
0
0
0
0
0
0
0
0
0
0
0
0
0
0
0
0
0
0
0
0
0
0
0
0
0
0
0
0
0
0
0
0
0
0
0
0
0
0
0
0
0
0
0
0
0
0
0
0
0
0
0
0
0
0
0
0
0
0
0
0
0
0
0
0
0
0
0
0
0
0
0
0
0
0
0
0
0
0
0
0
0
0
0
0
0
0
0
0
0
0
0
0
0
0
0
0
0
0
0
0
0
0
0
0
0
0
0
0
0
0
0
0
0
0
0
0
0
0
0
0
0
0
0
0
0
0
0
0
0
0
0
0
0
0
0
0
0
0
0
0
0
0
0
0
0
0
0
0
0
0
0
0
0
0
0
0
0
0
0
0
0
0
0
0
0
0
0
0
0
0
0
0
0
0
0
0
0
0
0
0
0
0
0
0
0
0
0
0
0
0
0
0
0
0
0
0
0
0
0
0
0
0
0
0
0
0
0
0
0
0
0
0
0
0
0
0
0
0
0
0
0
0
0
0
0
0
0
0
0
0
0
0
0
0
0
0
0
0
0
0
0
0
0
0
0
0
0
0
0
0
0
0
0
0
0
0
0
0
0
0
0
0
0
0
0
0
0
0
0
0
0
0
0
0
0
0
0
0
0
0
0
0
0
0
0
0
0
0
0
0
0
0
0
0
0
0
0
0
0
0
0
0
0
0
0
0
0
0
0
0
0
0
0
0
0
0
0
0
0
0
0
0
0
0
0
0
0
0
0
0
0
0
0
0
0
0
0
0
0
0
0
0
0
0
0
0
0
0
0
0
0
0
0
0
0
0
0
0
0
0
0
0
0
0
0
0
0
0
0
0
0
0
0
0
0
0
0
0
0
0
0
0
0
0
0
0
0
0
0
0
0
0
0
0
0
0
0
0
0
0
0
0
0
0
0
0
0
0
0
0
0
0
0
0
0
0
0
0
0
0
0
0
0
0
0
0
0
0
0
0
0
0
0
0
0
0
0
0
0
0
0
0
0
0
0
0
0
0
0
0
0
0
0
0
0
0
0
0
0
0
0
0
0
0
0
0
0
0
0
0
0
0
0
0
0
0
0
0
0
0
0
0
0
0
0
0
0
0
0
0
0
0
0
0
0
0
0
0
0
0
0
0
0
0
0
0
0
0
0
0
0
0
0
0
0
0
0
0
0
0
0
0
0
0
0
0
0
0
0
0
0
0
0
0
0
0
0
0
0
0
0
0
0
0
0
0
0
0
0
0
0
0
0
0
0
0
0
0
0
0
0
0
0
0
0
0
0
0
0
0
0
0
0
0
0
0
0
0
0
0
0
0
0
0
0
0
0
0
0
0
0
0
0
0
0
0
0
0
0
0
0
0
0
0
0
0
0
0
0
0
0
0
0
0
0
0
0
0
0
0
0
0
0
0
0
0
0
0
0
0
0
0
0
0
0
0
0
0
0
0
0
0
0
0
0
0
0
0
0
0
0
0
0
0
0
0
0
0
0
0
0
0
0
0
0
0
0
0
0
0
0
0
0
0
0
0
0
0
0
0
0
0
0
0
0
0
0
0
0
0
0
0
0
0
0
0
0
0
0
0
0
0
0
0
0
0
0
0
0
0
0
0
0
0
0
0
0
0
0
0
0
0
0
0
0
0
0
0
0
0
0
0
0
0
0
0
0
0
0
0
0
0
0
0
0
0
0
0
0
0
0
0
0
0
0
0
0
0
0
0
0
0
0
0
0
0
0
0
0
0
0
0
0
0
0
0
0
0
0
0
0
0
0
0
0
0
0
0
0
0
0
0
0
0
0
0
0
0
0
0
0
0
0
0
0
0
0
0
0
0
0
0
0
0
0
0
0
0
0
0
0
0
0
0
0
0
0
0
0
0
0
0
0
0
0
0
0
0
0
0
0
0
0
0
0
0
0
0
0
0
0
0
0
0
0
0
0
0
0
0
0
0
0
0
0
0
0
0
0
0
0
0
0
0
0
0
0
0
0
0
0
0
0
0
0
0
0
0
0
0
0
0
0
0
0
0
0
0
0
0
0
0
0
0
0
0
0
0
0
0
0
0
0
0
0
0
0
0
0
0
0
0
0
0
0
0
0
0
0
0
0
0
0
0
0
0
0
0
0
0
0
0
0
0
0
0
0
0
0
0
0
0
0
0
0
0
0
0
0
0
0
0
0
0
0
0
0
0
0
0
0
0
0
0
0
0
0
0
0
0
0
0
0
0
0
0
0
0
0
0
0
0
0
0
0
0
0
0
0
0
0
0
0
0
0
0
0
0
0
0
0
0
0
0
0
0
0
0
0
0
0
0
0
0
0
0
0
0
0
0
0
0
0
0
0
0
0
0
0
0
0
0
0
0
0
0
0
0
0
0
0
0
0
0
0
0
0
0
0
0
0
0
0
0
0
0
0
0
0
0
0
0
0
0
0
0
0
0
0
0
0
0
0
0
0
0
0
0
0
0
0
0
0
0
0
0
0
0
0
0
0
0
0
0
0
0
0
0
0
0
0
0
0
0
0
0
0
0
0
0
0
0
0
0
0
0
0
0
0
0
0
0
0
0
0
0
0
0
0
0
0
0
0
0
0
0
0
0
0
0
0
0
0
0
0
0
0
0
0
0
0
0
0
0
0
0
0
0
0
0
0
0
0
0
0
0
0
0
0
0
0
0
0
0
0
0
0
0
0
0
0
0
0
0
0
0
0
0
0
0
0
0
0
0
0
0
0
0
0
0
0
0
0
0
0
0
0
0
0
0
0
0
0
0
0
0
0
0
0
0
0
0
0
0
0
0
0
0
0
0
0
0
0
0
0
0
0
0
0
0
0
0
0
0
0
0
0
0
0
0
0
0
0
0
0
0
0
0
0
0
0
0
0
0
0
0
0
0
0
0
0
0
0
0
0
0
0
0
0
0
0
0
0
0
0
0
0
0
0
0
0
0
0
0
0
0
0
0
0
0
0
0
0
0
0
0
0
0
0
0
0
0
0
0
0
0
0
0
0
0
0
0
0
0
0
0
0
0
0
0
0
0
0
0
0
0
0
0
0
0
0
0
0
0
0
0
0
0
0
0
0
0
0
0
0
0
0
0
0
0
0
0
0
0
0
0
0
0
0
0
0
0
0
0
0
0
0
0
0
0
0
0
0
0
0
0
0
0
0
0
0
0
0
0
0
0
0
0
0
0
0
0
0
0
0
0
0
0
0
0
0
0
0
0
0
0
0
0
0
0
0
0
0
0
0
0
0
0
0
0
0
0
0
0
0
0
0
0
0
0
0
0
0
0
0
0
0
0
0
0
0
0
0
0
0
0
0
0
0
0
0
0
0
0
0
0
0
0
0
0
0
0
0
0
0
0
0
0
0
0
0
0
0
0
0
0
0
0
0
0
0
0
0
0
0
0
0
0
0
0
0
0
0
0
0
0
0
0
0
0
0
0
0
0
0
0
0
0
0
0
0
0
0
0
0
0
0
0
0
0
0
0
0
0
0
0
0
0
0
0
0
0
0
0
0
0
0
0
0
0
0
0
0
0
0
0
0
0
0
0
0
0
0
0
0
0
0
0
0
0
0
0
0
0
0
0
0
0
0
0
0
0
0
0
0
0
0
0
0
0
0
0
0
0
0
0
0
0
0
0
0
0
0
0
0
0
0
0
0
0
0
0
0
0
0
0
0
0
0
0
0
0
0
0
0
0
0
0
0
0
0
0
0
0
0
0
0
0
0
0
0
0
0
0
0
0
0
0
0
0
0
0
0
0
0
0
0
0
0
0
0
0
0
0
0
0
0
0
0
0
0
0
0
0
0
0
0
0
0
0
0
0
0
0
0
0
0
0
0
0
0
0
0
0
0
0
0
0
0
0
0
0
0
0
0
0
0
0
0
0
0
0
0
0
0
0
0
0
0
0
0
0
0
0
0
0
0
0
0
0
0
0
0
0
0
0
0
0
0
0
0
0
0
0
0
0
0
0
0
0
0
0
0
0
0
0
0
0
0
0
0
0
0
0
0
0
0
0
0
0
0
0
0
0
0
0
0
0
0
0
0
0
0
0
0
0
0
0
0
0
0
0
0
0
0
0
0
0
0
0
0
0
0
0
0
0
0
0
0
0
0
0
0
0
0
0
0
0
0
0
0
0
0
0
0
0
0
0
0
0
0
0
0
0
0
0
0
0
0
0
0
0
0
0
0
0
0
0
0
0
0
0
0
0
0
0
0
0
0
0
0
0
0
0
0
0
0
0
0
0
0
0
0
0
0
0
0
0
0
0
0
0
0
0
0
0
0
0
0
0
0
0
0
0
0
0
0
0
0
0
0
0
0
0
0
0
0
0
0
0
0
0
0
0
0
0
0
0
0
0
0
0
0
0
0
0
0
0
0
0
0
0
0
0
0
0
0
0
0
0
0
0
0
0
0
0
0
0
0
0
0
0
0
0
0
0
0
0
0
0
0
0
0
0
0
0
0
0
0
0
0
0
0
0
0
0
0
0
0
0
0
0
0
0
0
0
0
0
0
0
0
0
0
0
0
0
0
0
0
0
0
0
0
0
0
0
0
0
0
0
0
0
0
0
0
0
0
0
0
0
0
0
0
0
0
0
0
0
0
0
0
0
0
0
0
0
0
0
0
0
0
0
0
0
0
0
0
0
0
0
0
0
0
0
0
0
0
0
0
0
0
0
0
0
0
0
0
0
0
0
0
0
0
0
0
0
0
0
0
0
0
0
0
0
0
0
0
0
0
0
0
0
0
0
0
0
0
0
0
0
0
0
0
0
0
0
0
0
0
0
0
0
0
0
0
0
0
0
0
0
0
0
0
0
0
0
0
0
0
0
0
0
0
0
0
0
0
0
0
0
0
0
0
0
0
0
0
0
0
0
0
0
0
0
0
0
0
0
0
0
0
0
0
0
0
0
0
0
0
0
0
0
0
0
0
0
0
0
0
0
0
0
0
0
0
0
0
0
0
0
0
0
0
0
0
0
0
0
0
0
0
0
0
0
0
0
0
0
0
0
0
0
0
0
0
0
0
0
0
0
0
0
0
0
0
0
0
0
0
0
0
0
0
0
0
0
0
0
0
0
0
0
0
0
0
0
0
0
0
0
0
0
0
0
0
0
0
0
0
0
0
0
0
0
0
0
0
0
0
0
0
0
0
0
0
0
0
0
0
0
0
0
0
0
0
0
0
0
0
0
0
0
0
0
0
0
0
0
0
0
0
0
0
0
0
0
0
0
0
0
0
0
0
0
0
0
0
0
0
0
0
0
0
0
0
0
0
0
0
0
0
0
0
0
0
0
0
0
0
0
0
0
0
0
0
0
0
0
0
0
0
0
0
0
0
0
0
0
0
0
0
0
0
0
0
0
0
0
0
0
0
0
0
0
0
0
0
0
0
0
0
0
0
0
0
0
0
0
0
0
0
0
0
0
0
0
0
0
0
0
0
0
0
0
0
0
0
0
0
0
0
0
0
0
0
0
0
0
0
0
0
0
0
0
0
0
0
0
0
0
0
0
0
0
0
0
0
0
0
0
0
0
0
0
0
0
0
0
0
0
0
0
0
0
0
0
0
0
0
0
0
0
0
0
0
0
0
0
0
0
0
0
0
0
0
0
0
0
0
0
0
0
0
0
0
0
0
0
0
0
0
0
0
0
0
0
0
0
0
0
0
0
0
0
0
0
0
0
0
0
0
0
0
0
0
0
0
0
0
0
0
0
0
0
0
0
0
0
0
0
0
0
0
0
0
0
0
0
0
0
0
0
0
0
0
0
0
0
0
0
0
0
0
0
0
0
0
0
0
0
0
0
0
0
0
0
0
0
0
0
0
0
0
0
0
0
0
0
0
0
0
0
0
0
0
0
0
0
0
0
0
0
0
0
0
0
0
0
0
0
0
0
0
0
0
0
0
0
0
0
0
0
0
0
0
0
0
0
0
0
0
0
0
0
0
0
0
0
0
0
0
0
0
0
0
0
0
0
0
0
0
0
0
0
0
0
0
0
0
0
0
0
0
0
0
0
0
0
0
0
0
0
0
0
0
0
0
0
0
0
0
0
0
0
0
0
0
0
0
0
0
0
0
0
0
0
0
0
0
0
0
0
0
0
0
0
0
0
0
0
0
0
0
0
0
0
0
0
0
0
0
0
0
0
0
0
0
0
0
0
0
0
0
0
0
0
0
0
0
0
0
0
0
0
0
0
0
0
0
0
0
0
0
0
0
0
0
0
0
0
0
0
0
0
0
0
0
0
0
0
0
0
0
0
0
0
0
0
0
0
0
0
0
0
0
0
0
0
0
0
0
0
0
0
0
0
0
0
0
0
0
0
0
0
0
0
0
0
0
0
0
0
0
0
0
0
0
0
0
0
0
0
0
0
0
0
0
0
0
0
0
0
0
0
0
0
0
0
0
0
0
0
0
0
0
0
0
0
0
0
0
0
0
0
0
0
0
0
0
0
0
0
0
0
0
0
0
0
0
0
0
0
0
0
0
0
0
0
0
0
0
0
0
0
0
0
0
0
0
0
0
0
0
0
0
0
0
0
0
0
0
0
0
0
0
0
0
0
0
0
0
0
0
0
0
0
0
0
0
0
0
0
0
0
0
0
0
0
0
0
0
0
0
0
0
0
0
0
0
0
0
0
0
0
0
0
0
0
0
0
0
0
0
0
0
0
0
0
0
0
0
0
0
0
0
0
0
0
0
0
0
0
0
0
0
0
0
0
0
0
0
0
0
0
0
0
0
0
0
0
0
0
0
0
0
0
0
0
0
0
0
0
0
0
0
0
0
0
0
0
0
0
0
0
0
0
0
0
0
0
0
0
0
0
0
0
0
0
0
0
0
0
0
0
0
0
0
0
0
0
0
0
0
0
0
0
0
0
0
0
0
0
0
0
0
0
0
0
0
0
0
0
0
0
0
0
0
0
0
0
0
0
0
0
0
0
0
0
0
0
0
0
0
0
0
0
0
0
0
0
0
0
0
0
0
0
0
0
0
0
0
0
0
0
0
0
0
0
0
0
0
0
0
0
0
0
0
0
0
0
0
0
0
0
0
0
0
0
0
0
0
0
0
0
0
0
0
0
0
0
0
0
0
0
0
0
0
0
0
0
0
0
0
0
0
0
0
0
0
0
0
0
0
0
0
0
0
0
0
0
0
0
0
0
0
0
0
0
0
0
0
0
0
0
0
0
0
0
0
0
0
0
0
0
0
0
0
0
0
0
0
0
0
0
0
0
0
0
0
0
0
0
0
0
0
0
0
0
0
0
0
0
0
0
0
0
0
0
0
0
0
0
0
0
0
0
0
0
0
0
0
0
0
0
0
0
0
0
0
0
0
0
0
0
0
0
0
0
0
0
0
0
0
0
0
0
0
0
0
0
0
0
0
0
0
0
0
0
0
0
0
0
0
0
0
0
0
0
0
0
0
0
0
0
0
0
0
0
0
0
0
0
0
0
0
0
0
0
0
0
0
0
0
0
0
0
0
0
0
0
0
0
0
0
0
0
0
0
0
0
0
0
0
0
0
0
0
0
0
0
0
0
0
0
0
0
0
0
0
0
0
0
0
0
0
0
0
0
0
0
0
0
0
0
0
0
0
0
0
0
0
0
0
0
0
0
0
0
0
0
0
0
0
0
0
0
0
0
0
0
0
0
0
0
0
0
0
0
0
0
0
0
0
0
0
0
0
0
0
0
0
0
0
0
0
0
0
0
0
0
0
0
0
0
0
0
0
0
0
0
0
0
0
0
0
0
0
0
0
0
0
0
0
0
0
0
0
0
0
0
0
0
0
0
0
0
0
0
0
0
0
0
0
0
0
0
0
0
0
0
0
0
0
0
0
0
0
0
0
0
0
0
0
0
0
0
0
0
0
0
0
0
0
0
0
0
0
0
0
0
0
0
0
0
0
0
0
0
0
0
0
0
0
0
0
0
0
0
0
0
0
0
0
0
0
0
0
0
0
0
0
0
0
0
0
0
0
0
0
0
0
0
0
0
0
0
0
0
0
0
0
0
0
0
0
0
0
0
0
0
0
0
0
0
0
0
0
0
0
0
0
0
0
0
0
0
0
0
0
0
0
0
0
0
0
0
0
0
0
0
0
0
0
0
0
0
0
0
0
0
0
0
0
0
0
0
0
0
0
0
0
0
0
0
0
0
0
0
0
0
0
0
0
0
0
0
0
0
0
0
0
0
0
0
0
0
0
0
0
0
0
0
0
0
0
0
0
0
0
0
0
0
0
0
0
0
0
0
0
0
0
0
0
0
0
0
0
0
0
0
0
0
0
0
0
0
0
0
0
0
0
0
0
0
0
0
0
0
0
0
0
0
0
0
0
0
0
0
0
0
0
0
0
0
0
0
0
0
0
0
0
0
0
0
0
0
0
0
0
0
0
0
0
0
0
0
0
0
0
0
0
0
0
0
0
0
0
0
0
0
0
0
0
0
0
0
0
0
0
0
0
0
0
0
0
0
0
0
0
0
0
0
0
0
0
0
0
0
0
0
0
0
0
0
0
0
0
0
0
0
0
0
0
0
0
0
0
0
0
0
0
0
0
0
0
0
0
0
0
0
0
0
0
0
0
0
0
0
0
0
0
0
0
0
0
0
0
0
0
0
0
0
0
0
0
0
0
0
0
0
0
0
0
0
0
0
0
0
0
0
0
0
0
0
0
0
0
0
0
0
0
0
0
0
0
0
0
0
0
0
0
0
0
0
0
0
0
0
0
0
0
0
0
0
0
0
0
0
0
0
0
0
0
0
0
0
0
0
0
0
0
0
0
0
0
0
0
0
0
0
0
0
0
0
0
0
0
0
0
0
0
0
0
0
0
0
0
0
0
0
0
0
0
0
0
0
0
0
0
0
0
0
0
0
0
0
0
0
0
0
0
0
0
0
0
0
0
0
0
0
0
0
0
0
0
0
0
0
0
0
0
0
0
0
0
0
0
0
0
0
0
0
0
0
0
0
0
0
0
0
0
0
0
0
0
0
0
0
0
0
0
0
0
0
0
0
0
0
0
0
0
0
0
0
0
0
0
0
0
0
0
0
0
0
0
0
0
0
0
0
0
0
0
0
0
0
0
0
0
0
0
0
0
0
0
0
0
0
0
0
0
0
0
0
0
0
0
0
0
0
0
0
0
0
0
0
0
0
0
0
0
0
0
0
0
0
0
0
0
0
0
0
0
0
0
0
0
0
0
0
0
0
0
0
0
0
0
0
0
0
0
0
0
0
0
0
0
0
0
0
0
0
0
0
0
0
0
0
0
0
0
0
0
0
0
0
0
0
0
0
0
0
0
0
0
0
0
0
0
0
0
0
0
0
0
0
0
0
0
0
0
0
0
0
0
0
0
0
0
0
0
0
0
0
0
0
0
0
0
0
0
0
0
0
0
0
0
0
0
0
0
0
0
0
0
0
0
0
0
0
0
0
0
0
0
0
0
0
0
0
0
0
0
0
0
0
0
0
0
0
0
0
0
0
0
0
0
0
0
0
0
0
0
0
0
0
0
0
0
0
0
0
0
0
0
0
0
0
0
0
0
0
0
0
0
0
0
0
0
0
0
0
0
0
0
0
0
0
0
0
0
0
0
0
0
0
0
0
0
0
0
0
0
0
0
0
0
0
0
0
0
0
0
0
0
0
0
0
0
0
0
0
0
0
0
0
0
0
0
0
0
0
0
0
0
0
0
0
0
0
0
0
0
0
0
0
0
0
0
0
0
0
0
0
0
0
0
0
0
0
0
0
0
0
0
0
0
0
0
0
0
0
0
0
0
0
0
0
0
0
0
0
0
0
0
0
0
0
0
0
0
0
0
0
0
0
0
0
0
0
0
0
0
0
0
0
0
0
0
0
0
0
0
0
0
0
0
0
0
0
0
0
0
0
0
0
0
0
0
0
0
0
0
0
0
0
0
0
0
0
0
0
0
0
0
0
0
0
0
0
0
0
0
0
0
0
0
0
0
0
0
0
0
0
0
0
0
0
0
0
0
0
0
0
0
0
0
0
0
0
0
0
0
0
0
0
0
0
0
0
0
0
0
0
0
0
0
0
0
0
0
0
0
0
0
0
0
0
0
0
0
0
0
0
0
0
0
0
0
0
0
0
0
0
0
0
0
0
0
0
0
0
0
0
0
0
0
0
0
0
0
0
0
0
0
0
0
0
0
0
0
0
0
0
0
0
0
0
0
0
0
0
0
0
0
0
0
0
0
0
0
0
0
0
0
0
0
0
0
0
0
0
0
0
0
0
0
0
0
0
0
0
0
0
0
0
0
0
0
0
0
0
0
0
0
0
0
0
0
0
0
0
0
0
0
0
0
0
0
0
0
0
0
0
0
0
0
0
0
0
0
0
0
0
0
0
0
0
0
0
0
0
0
0
0
0
0
0
0
0
0
0
0
0
0
0
0
0
0
0
0
0
0
0
0
0
0
0
0
0
0
0
0
0
0
0
0
0
0
0
0
0
0
0
0
0
0
0
0
0
0
0
0
0
0
0
0
0
0
0
0
0
0
0
0
0
0
0
0
0
0
0
0
0
0
0
0
0
0
0
0
0
0
0
0
0
0
0
0
0
0
0
0
0
0
0
0
0
0
0
0
0
0
0
0
0
0
0
0
0
0
0
0
0
0
0
0
0
0
0
0
0
0
0
0
0
0
0
0
0
0
0
0
0
0
0
0
0
0
0
0
0
0
0
0
0
0
0
0
0
0
0
0
0
0
0
0
0
0
0
0
0
0
0
0
0
0
0
0
0
0
0
0
0
0
0
0
0
0
0
0
0
0
0
0
0
0
0
0
0
0
0
0
0
0
0
0
0
0
0
0
0
0
0
0
0
0
0
0
0
0
0
0
0
0
0
0
0
0
0
0
0
0
0
0
0
0
0
0
0
0
0
0
0
0
0
0
0
0
0
0
0
0
0
0
0
0
0
0
0
0
0
0
0
0
0
0
0
0
0
0
0
0
0
0
0
0
0
0
0
0
0
0
0
0
0
0
0
0
0
0
0
0
0
0
0
0
0
0
0
0
0
0
0
0
0
0
0
0
0
0
0
0
0
0
0
0
0
0
0
0
0
0
0
0
0
0
0
0
0
0
0
0
0
0
0
0
0
0
0
0
0
0
0
0
0
0
0
0
0
0
0
0
0
0
0
0
0
0
0
0
0
0
0
0
0
0
0
0
0
0
0
0
0
0
0
0
0
0
0
0
0
0
0
0
0
0
0
0
0
0
0
0
0
0
0
0
0
0
0
0
0
0
0
0
0
0
0
0
0
0
0
0
0
0
0
0
0
0
0
0
0
0
0
0
0
0
0
0
0
0
0
0
0
0
0
0
0
0
0
0
0
0
0
0
0
0
0
0
0
0
0
0
0
0
0
0
0
0
0
0
0
0
0
0
0
0
0
0
0
0
0
0
0
0
0
0
0
0
0
0
0
0
0
0
0
0
0
0
0
0
0
0
0
0
0
0
0
0
0
0
0
0
0
0
0
0
0
0
0
0
0
0
0
0
0
0
0
0
0
0
0
0
0
0
0
0
0
0
0
0
0
0
0
0
0
0
0
0
0
0
0
0
0
0
0
0
0
0
0
0
0
0
0
0
0
0
0
0
0
0
0
0
0
0
0
0
0
0
0
0
0
0
0
0
0
0
0
0
0
0
0
0
0
0
0
0
0
0
0
0
0
0
0
0
0
0
0
0
0
0
0
0
0
0
0
0
0
0
0
0
0
0
0
0
0
0
0
0
0
0
0
0
0
0
0
0
0
0
0
0
0
0
0
0
0
0
0
0
0
0
0
0
0
0
0
0
0
0
0
0
0
0
0
0
0
0
0
0
0
0
0
0
0
0
0
0
0
0
0
0
0
0
0
0
0
0
0
0
0
0
0
0
0
0
0
0
0
0
0
0
0
0
0
0
0
0
0
0
0
0
0
0
0
0
0
0
0
0
0
0
0
0
0
0
0
0
0
0
0
0
0
0
0
0
0
0
0
0
0
0
0
0
0
0
0
0
0
0
0
0
0
0
0
0
0
0
0
0
0
0
0
0
0
0
0
0
0
0
0
0
0
0
0
0
0
0
0
0
0
0
0
0
0
0
0
0
0
0
0
0
0
0
0
0
0
0
0
0
0
0
0
0
0
0
0
0
0
0
0
0
0
0
0
0
0
0
0
0
0
0
0
0
0
0
0
0
0
0
0
0
0
0
0
0
0
0
0
0
0
0
0
0
0
0
0
0
0
0
0
0
0
0
0
0
0
0
0
0
0
0
0
0
0
0
0
0
0
0
0
0
0
0
0
0
0
0
0
0
0
0
0
0
0
0
0
0
0
0
0
0
0
0
0
0
0
0
0
0
0
0
0
0
0
0
0
0
0
0
0
0
0
0
0
0
0
0
0
0
0
0
0
0
0
0
0
0
0
0
0
0
0
0
0
0
0
0
0
0
0
0
0
0
0
0
0
0
0
0
0
0
0
0
0
0
0
0
0
0
0
0
0
0
0
0
0
0
0
0
0
0
0
0
0
0
0
0
0
0
0
0
0
0
0
0
0
0
0
0
0
0
0
0
0
0
0
0
0
0
0
0
0
0
0
0
0
0
0
0
0
0
0
0
0
0
0
0
0
0
0
0
0
0
0
0
0
0
0
0
0
0
0
0
0
0
0
0
0
0
0
0
0
0
0
0
0
0
0
0
0
0
0
0
0
0
0
0
0
0
0
0
0
0
0
0
0
0
0
0
0
0
0
0
0
0
0
0
0
0
0
0
0
0
0
0
0
0
0
0
0
0
0
0
0
0
0
0
0
0
0
0
0
0
0
0
0
0
0
0
0
0
0
0
0
0
0
0
0
0
0
0
0
0
0
0
0
0
0
0
0
0
0
0
0
0
0
0
0
0
0
0
0
0
0
0
0
0
0
0
0
0
0
0
0
0
0
0
0
0
0
0
0
0
0
0
0
0
0
0
0
0
0
0
0
0
0
0
0
0
0
0
0
0
0
0
0
0
0
0
0
0
0
0
0
0
0
0
0
0
0
0
0
0
0
0
0
0
0
0
0
0
0
0
0
0
0
0
0
0
0
0
0
0
0
0
0
0
0
0
0
0
0
0
0
0
0
0
0
0
0
0
0
0
0
0
0
0
0
0
0
0
0
0
0
0
0
0
0
0
0
0
0
0
0
0
0
0
0
0
0
0
0
0
0
0
0
0
0
0
0
0
0
0
0
0
0
0
0
0
0
0
0
0
0
0
0
0
0
0
0
0
0
0
0
0
0
0
0
0
0
0
0
0
0
0
0
0
0
0
0
0
0
0
0
0
0
0
0
0
0
0
0
0
0
0
0
0
0
0
0
0
0
0
0
0
0
0
0
0
0
0
0
0
0
0
0
0
0
0
0
0
0
0
0
0
0
0
0
0
0
0
0
0
0
0
0
0
0
0
0
0
0
0
0
0
0
0
0
0
0
0
0
0
0
0
0
0
0
0
0
0
0
0
0
0
0
0
0
0
0
0
0
0
0
0
0
0
0
0
0
0
0
0
0
0
0
0
0
0
0
0
0
0
0
0
0
0
0
0
0
0
0
0
0
0
0
0
0
0
0
0
0
0
0
0
0
0
0
0
0
0
0
0
0
0
0
0
0
0
0
0
0
0
0
0
0
0
0
0
0
0
0
0
0
0
0
0
0
0
0
0
0
0
0
0
0
0
0
0
0
0
0
0
0
0
0
0
0
0
0
0
0
0
0
0
0
0
0
0
0
0
0
0
0
0
0
0
0
0
0
0
0
0
0
0
0
0
0
0
0
0
0
0
0
0
0
0
0
0
0
0
0
0
0
0
0
0
0
0
0
0
0
0
0
0
0
0
0
0
0
0
0
0
0
0
0
0
0
0
0
0
0
0
0
0
0
0
0
0
0
0
0
0
0
0
0
0
0
0
0
0
0
0
0
0
0
0
0
0
0
0
0
0
0
0
0
0
0
0
0
0
0
0
0
0
0
0
0
0
0
0
0
0
0
0
0
0
0
0
0
0
0
0
0
0
0
0
0
0
0
0
0
0
0
0
0
0
0
0
0
0
0
0
0
0
0
0
0
0
0
0
0
0
0
0
0
0
0
0
0
0
0
0
0
0
0
0
0
0
0
0
0
0
0
0
0
0
0
0
0
0
0
0
0
0
0
0
0
0
0
0
0
0
0
0
0
0
0
0
0
0
0
0
0
0
0
0
0
0
0
0
0
0
0
0
0
0
0
0
0
0
0
0
0
0
0
0
0
0
0
0
0
0
0
0
0
0
0
0
0
0
0
0
0
0
0
0
0
0
0
0
0
0
0
0
0
0
0
0
0
0
0
0
0
0
0
0
0
0
0
0
0
0
0
0
0
0
0
0
0
0
0
0
0
0
0
0
0
0
0
0
0
0
0
0
0
0
0
0
0
0
0
0
0
0
0
0
0
0
0
0
0
0
0
0
0
0
0
0
0
0
0
0
0
0
0
0
0
0
0
0
0
0
0
0
0
0
0
0
0
0
0
0
0
0
0
0
0
0
0
0
0
0
0
0
0
0
0
0
0
0
0
0
0
0
0
0
0
0
0
0
0
0
0
0
0
0
0
0
0
0
0
0
0
0
0
0
0
0
0
0
0
0
0
0
0
0
0
0
0
0
0
0
0
0
0
0
0
0
0
0
0
0
0
0
0
0
0
0
0
0
0
0
0
0
0
0
0
0
0
0
0
0
0
0
0
0
0
0
0
0
0
0
0
0
0
0
0
0
0
0
0
0
0
0
0
0
0
0
0
0
0
0
0
0
0
0
0
0
0
0
0
0
0
0
0
0
0
0
0
0
0
0
0
0
0
0
0
0
0
0
0
0
0
0
0
0
0
0
0
0
0
0
0
0
0
0
0
0
0
0
0
0
0
0
0
0
0
0
0
0
0
0
0
0
0
0
0
0
0
0
0
0
0
0
0
0
0
0
0
0
0
0
0
0
0
0
0
0
0
0
0
0
0
0
0
0
0
0
0
0
0
0
0
0
0
0
0
0
0
0
0
0
0
0
0
0
0
0
0
0
0
0
0
0
0
0
0
0
0
0
0
0
0
0
0
0
0
0
0
0
0
0
0
0
0
0
0
0
0
0
0
0
0
0
0
0
0
0
0
0
0
0
0
0
0
0
0
0
0
0
0
0
0
0
0
0
0
0
0
0
0
0
0
0
0
0
0
0
0
0
0
0
0
0
0
0
0
0
0
0
0
0
0
0
0
0
0
0
0
0
0
0
0
0
0
0
0
0
0
0
0
0
0
0
0
0
0
0
0
0
0
0
0
0
0
0
0
0
0
0
0
0
0
0
0
0
0
0
0
0
0
0
0
0
0
0
0
0
0
0
0
0
0
0
0
0
0
0
0
0
0
0
0
0
0
0
0
0
0
0
0
0
0
0
0
0
0
0
0
0
0
0
0
0
0
0
0
0
0
0
0
0
0
0
0
0
0
0
0
0
0
0
0
0
0
0
0
0
0
0
0
0
0
0
0
0
0
0
0
0
0
0
0
0
0
0
0
0
0
0
0
0
0
0
0
0
0
0
0
0
0
0
0
0
0
0
0
0
0
0
0
0
0
0
0
0
0
0
0
0
0
0
0
0
0
0
0
0
0
0
0
0
0
0
0
0
0
0
0
0
0
0
0
0
0
0
0
0
0
0
0
0
0
0
0
0
0
0
0
0
0
0
0
0
0
0
0
0
0
0
0
0
0
0
0
0
0
0
0
0
0
0
0
0
0
0
0
0
0
0
0
0
0
0
0
0
0
0
0
0
0
0
0
0
0
0
0
0
0
0
0
0
0
0
0
0
0
0
0
0
0
0
0
0
0
0
0
0
0
0
0
0
0
0
0
0
0
0
0
0
0
0
0
0
0
0
0
0
0
0
0
0
0
0
0
0
0
0
0
0
0
0
0
0
0
0
0
0
0
0
0
0
0
0
0
0
0
0
0
0
0
0
0
0
0
0
0
0
0
0
0
0
0
0
0
0
0
0
0
0
0
0
0
0
0
0
0
0
0
0
0
0
0
0
0
0
0
0
0
0
0
0
0
0
0
0
0
0
0
0
0
0
0
0
0
0
0
0
0
0
0
0
0
0
0
0
0
0
0
0
0
0
0
0
0
0
0
0
0
0
0
0
0
0
0
0
0
0
0
0
0
0
0
0
0
0
0
0
0
0
0
0
0
0
0
0
0
0
0
0
0
0
0
0
0
0
0
0
0
0
0
0
0
0
0
0
0
0
0
0
0
0
0
0
0
0
0
0
0
0
0
0
0
0
0
0
0
0
0
0
0
0
0
0
0
0
0
0
0
0
0
0
0
0
0
0
0
0
0
0
0
0
0
0
0
0
0
0
0
0
0
0
0
0
0
0
0
0
0
0
0
0
0
0
0
0
0
0
0
0
0
0
0
0
0
0
0
0
0
0
0
0
0
0
0
0
0
0
0
0
0
0
0
0
0
0
0
0
0
0
0
0
0
0
0
0
0
0
0
0
0
0
0
0
0
0
0
0
0
0
0
0
0
0
0
0
0
0
0
0
0
0
0
0
0
0
0
0
0
0
0
0
0
0
0
0
0
0
0
0
0
0
0
0
0
0
0
0
0
0
0
0
0
0
0
0
0
0
0
0
0
0
0
0
0
0
0
0
0
0
0
0
0
0
0
0
0
0
0
0
0
0
0
0
0
0
0
0
0
0
0
0
0
0
0
0
0
0
0
0
0
0
0
0
0
0
0
0
0
0
0
0
0
0
0
0
0
0
0
0
0
0
0
0
0
0
0
0
0
0
0
0
0
0
0
0
0
0
0
0
0
0
0
0
0
0
0
0
0
0
0
0
0
0
0
0
0
0
0
0
0
0
0
0
0
0
0
0
0
0
0
0
0
0
0
0
0
0
0
0
0
0
0
0
0
0
0
0
0
0
0
0
0
0
0
0
0
0
0
0
0
0
0
0
0
0
0
0
0
0
0
0
0
0
0
0
0
0
0
0
0
0
0
0
0
0
0
0
0
0
0
0
0
0
0
0
0
0
0
0
0
0
0
0
0
0
0
0
0
0
0
0
0
0
0
0
0
0
0
0
0
0
0
0
0
0
0
0
0
0
0
0
0
0
0
0
0
0
0
0
0
0
0
0
0
0
0
0
0
0
0
0
0
0
0
0
0
0
0
0
0
0
0
0
0
0
0
0
0
0
0
0
0
0
0
0
0
0
0
0
0
0
0
0
0
0
0
0
0
0
0
0
0
0
0
0
0
0
0
0
0
0
0
0
0
0
0
0
0
0
0
0
0
0
0
0
0
0
0
0
0
0
0
0
0
0
0
0
0
0
0
0
0
0
0
0
0
0
0
0
0
0
0
0
0
0
0
0
0
0
0
0
0
0
0
0
0
0
0
0
0
0
0
0
0
0
0
0
0
0
0
0
0
0
0
0
0
0
0
0
0
0
0
0
0
0
0
0
0
0
0
0
0
0
0
0
0
0
0
0
0
0
0
0
0
0
0
0
0
0
0
0
0
0
0
0
0
0
0
0
0
0
0
0
0
0
0
0
0
0
0
0
0
0
0
0
0
0
0
0
0
0
0
0
0
0
0
0
0
0
0
0
0
0
0
0
0
0
0
0
0
0
0
0
0
0
0
0
0
0
0
0
0
0
0
0
0
0
0
0
0
0
0
0
0
0
0
0
0
0
0
0
0
0
0
0
0
0
0
0
0
0
0
0
0
0
0
0
0
0
0
0
0
0
0
0
0
0
0
0
0
0
0
0
0
0
0
0
0
0
0
0
0
0
0
0
0
0
0
0
0
0
0
0
0
0
0
0
0
0
0
0
0
0
0
0
0
0
0
0
0
0
0
0
0
0
0
0
0
0
0
0
0
0
0
0
0
0
0
0
0
0
0
0
0
0
0
0
0
0
0
0
0
0
0
0
0
0
0
0
0
0
0
0
0
0
0
0
0
0
0
0
0
0
0
0
0
0
0
0
0
0
0
0
0
0
0
0
0
0
0
0
0
0
0
0
0
0
0
0
0
0
0
0
0
0
0
0
0
0
0
0
0
0
0
0
0
0
0
0
0
0
0
0
0
0
0
0
0
0
0
0
0
0
0
0
0
0
0
0
0
0
0
0
0
0
0
0
0
0
0
0
0
0
0
0
0
0
0
0
0
0
0
0
0
0
0
0
0
0
0
0
0
0
0
0
0
0
0
0
0
0
0
0
0
0
0
0
0
0
0
0
0
0
0
0
0
0
0
0
0
0
0
0
0
0
0
0
0
0
0
0
0
0
0
0
0
0
0
0
0
0
0
0
0
0
0
0
0
0
0
0
0
0
0
0
0
0
0
0
0
0
0
0
0
0
0
0
0
0
0
0
0
0
0
0
0
0
0
0
0
0
0
0
0
0
0
0
0
0
0
0
0
0
0
0
0
0
0
0
0
0
0
0
0
0
0
0
0
0
0
0
0
0
0
0
0
0
0
0
0
0
0
0
0
0
0
0
0
0
0
0
0
0
0
0
0
0
0
0
0
0
0
0
0
0
0
0
0
0
0
0
0
0
0
0
0
0
0
0
0
0
0
0
0
0
0
0
0
0
0
0
0
0
0
0
0
0
0
0
0
0
0
0
0
0
0
0
0
0
0
0
0
0
0
0
0
0
0
0
0
0
0
0
0
0
0
0
0
0
0
0
0
0
0
0
0
0
0
0
0
0
0
0
0
0
0
0
0
0
0
0
0
0
0
0
0
0
0
0
0
0
0
0
0
0
0
0
0
0
0
0
0
0
0
0
0
0
0
0
0
0
0
0
0
0
0
0
0
0
0
0
0
0
0
0
0
0
0
0
0
0
0
0
0
0
0
0
0
0
0
0
0
0
0
0
0
0
0
0
0
0
0
0
0
0
0
0
0
0
0
0
0
0
0
0
0
0
0
0
0
0
0
0
0
0
0
0
0
0
0
0
0
0
0
0
0
0
0
0
0
0
0
0
0
0
0
0
0
0
0
0
0
0
0
0
0
0
0
0
0
0
0
0
0
0
0
0
0
0
0
0
0
0
0
0
0
0
0
0
0
0
0
0
0
0
0
0
0
0
0
0
0
0
0
0
0
0
0
0
0
0
0
0
0
0
0
0
0
0
0
0
0
0
0
0
0
0
0
0
0
0
0
0
0
0
0
0
0
0
0
0
0
0
0
0
0
0
0
0
0
0
0
0
0
0
0
0
0
0
0
0
0
0
0
0
0
0
0
0
0
0
0
0
0
0
0
0
0
0
0
0
0
0
0
0
0
0
0
0
0
0
0
0
0
0
0
0
0
0
0
0
0
0
0
0
0
0
0
0
0
0
0
0
0
0
0
0
0
0
0
0
0
0
0
0
0
0
0
0
0
0
0
0
0
0
0
0
0
0
0
0
0
0
0
0
0
0
0
0
0
0
0
0
0
0
0
0
0
0
0
0
0
0
0
0
0
0
0
0
0
0
0
0
0
0
0
0
0
0
0
0
0
0
0
0
0
0
0
0
0
0
0
0
0
0
0
0
0
0
0
0
0
0
0
0
0
0
0
0
0
0
0
0
0
0
0
0
0
0
0
0
0
0
0
0
0
0
0
0
0
0
0
0
0
0
0
0
0
0
0
0
0
0
0
0
0
0
0
0
0
0
0
0
0
0
0
0
0
0
0
0
0
0
0
0
0
0
0
0
0
0
0
0
0
0
0
0
0
0
0
0
0
0
0
0
0
0
0
0
0
0
0
0
0
0
0
0
0
0
0
0
0
0
0
0
0
0
0
0
0
0
0
0
0
0
0
0
0
0
0
0
0
0
0
0
0
0
0
0
0
0
0
0
0
0
0
0
0
0
0
0
0
0
0
0
0
0
0
0
0
0
0
0
0
0
0
0
0
0
0
0
0
0
0
0
0
0
0
0
0
0
0
0
0
0
0
0
0
0
0
0
0
0
0
0
0
0
0
0
0
0
0
0
0
0
0
0
0
0
0
0
0
0
0
0
0
0
0
0
0
0
0
0
0
0
0
0
0
0
0
0
0
0
0
0
0
0
0
0
0
0
0
0
0
0
0
0
0
0
0
0
0
0
0
0
0
0
0
0
0
0
0
0
0
0
0
0
0
0
0
0
0
0
0
0
0
0
0
0
0
0
0
0
0
0
0
0
0
0
0
0
0
0
0
0
0
0
0
0
0
0
0
0
0
0
0
0
0
0
0
0
0
0
0
0
0
0
0
0
0
0
0
0
0
0
0
0
0
0
0
0
0
0
0
0
0
0
0
0
0
0
0
0
0
0
0
0
0
0
0
0
0
0
0
0
0
0
0
0
0
0
0
0
0
0
0
0
0
0
0
0
0
0
0
0
0
0
0
0
0
0
0
0
0
0
0
0
0
0
0
0
0
0
0
0
0
0
0
0
0
0
0
0
0
0
0
0
0
0
0
0
0
0
0
0
0
0
0
0
0
0
0
0
0
0
0
0
0
0
0
0
0
0
0
0
0
0
0
0
0
0
0
0
0
0
0
0
0
0
0
0
0
0
0
0
0
0
0
0
0
0
0
0
0
0
0
0
0
0
0
0
0
0
0
0
0
0
0
0
0
0
0
0
0
0
0
0
0
0
0
0
0
0
0
0
0
0
0
0
0
0
0
0
0
0
0
0
0
0
0
0
0
0
0
0
0
0
0
0
0
0
0
0
0
0
0
0
0
0
0
0
0
0
0
0
0
0
0
0
0
0
0
0
0
0
0
0
0
0
0
0
0
0
0
0
0
0
0
0
0
0
0
0
0
0
0
0
0
0
0
0
0
0
0
0
0
0
0
0
0
0
0
0
0
0
0
0
0
0
0
0
0
0
0
0
0
0
0
0
0
0
0
0
0
0
0
0
0
0
0
0
0
0
0
0
0
0
0
0
0
0
0
0
0
0
0
0
0
0
0
0
0
0
0
0
0
0
0
0
0
0
0
0
0
0
0
0
0
0
0
0
0
0
0
0
0
0
0
0
0
0
0
0
0
0
0
0
0
0
0
0
0
0
0
0
0
0
0
0
0
0
0
0
0
0
0
0
0
0
0
0
0
0
0
0
0
0
0
0
0
0
0
0
0
0
0
0
0
0
0
0
0
0
0
0
0
0
0
0
0
0
0
0
0
0
0
0
0
0
0
0
0
0
0
0
0
0
0
0
0
0
0
0
0
0
0
0
0
0
0
0
0
0
0
0
0
0
0
0
0
0
0
0
0
0
0
0
0
0
0
0
0
0
0
0
0
0
0
0
0
0
0
0
0
0
0
0
0
0
0
0
0
0
0
0
0
0
0
0
0
0
0
0
0
0
0
0
0
0
0
0
0
0
0
0
0
0
0
0
0
0
0
0
0
0
0
0
0
0
0
0
0
0
0
0
0
0
0
0
0
0
0
0
0
0
0
0
0
0
0
0
0
0
0
0
0
0
0
0
0
0
0
0
0
0
0
0
0
0
0
0
0
0
0
0
0
0
0
0
0
0
0
0
0
0
0
0
0
0
0
0
0
0
0
0
0
0
0
0
0
0
0
0
0
0
0
0
0
0
0
0
0
0
0
0
0
0
0
0
0
0
0
0
0
0
0
0
0
0
0
0
0
0
0
0
0
0
0
0
0
0
0
0
0
0
0
0
0
0
0
0
0
0
0
0
0
0
0
0
0
0
0
0
0
0
0
0
0
0
0
0
0
0
0
0
0
0
0
0
0
0
0
0
0
0
0
0
0
0
0
0
0
0
0
0
0
0
0
0
0
0
0
0
0
0
0
0
0
0
0
0
0
0
0
0
0
0
0
0
0
0
0
0
0
0
0
0
0
0
0
0
0
0
0
0
0
0
0
0
0
0
0
0
0
0
0
0
0
0
0
0
0
0
0
0
0
0
0
0
0
0
0
0
0
0
0
0
0
0
0
0
0
0
0
0
0
0
0
0
0
0
0
0
0
0
0
0
0
0
0
0
0
0
0
0
0
0
0
0
0
0
0
0
0
0
0
0
0
0
0
0
0
0
0
0
0
0
0
0
0
0
0
0
0
0
0
0
0
0
0
0
0
0
0
0
0
0
0
0
0
0
0
0
0
0
0
0
0
0
0
0
0
0
0
0
0
0
0
0
0
0
0
0
0
0
0
0
0
0
0
0
0
0
0
0
0
0
0
0
0
0
0
0
0
0
0
0
0
0
0
0
0
0
0
0
0
0
0
0
0
0
0
0
0
0
0
0
0
0
0
0
0
0
0
0
0
0
0
0
0
0
0
0
0
0
0
0
0
0
0
0
0
0
0
0
0
0
0
0
0
0
0
0
0
0
0
0
0
0
0
0
0
0
0
0
0
0
0
0
0
0
0
0
0
0
0
0
0
0
0
0
0
0
0
0
0
0
0
0
0
0
0
0
0
0
0
0
0
0
0
0
0
0
0
0
0
0
0
0
0
0
0
0
0
0
0
0
0
0
0
0
0
0
0
0
0
0
0
0
0
0
0
0
0
0
0
0
0
0
0
0
0
0
0
0
0
0
0
0
0
0
0
0
0
0
0
0
0
0
0
0
0
0
0
0
0
0
0
0
0
0
0
0
0
0
0
0
0
0
0
0
0
0
0
0
0
0
0
0
0
0
0
0
0
0
0
0
0
0
0
0
0
0
0
0
0
0
0
0
0
0
0
0
0
0
0
0
0
0
0
0
0
0
0
0
0
0
0
0
0
0
0
0
0
0
0
0
0
0
0
0
0
0
0
0
0
0
0
0
0
0
0
0
0
0
0
0
0
0
0
0
0
0
0
0
0
0
0
0
0
0
0
0
0
0
0
0
0
0
0
0
0
0
0
0
0
0
0
0
0
0
0
0
0
0
0
0
0
0
0
0
0
0
0
0
0
0
0
0
0
0
0
0
0
0
0
0
0
0
0
0
0
0
0
0
0
0
0
0
0
0
0
0
0
0
0
0
0
0
0
0
0
0
0
0
0
0
0
0
0
0
0
0
0
0
0
0
0
0
0
0
0
0
0
0
0
0
0
0
0
0
0
0
0
0
0
0
0
0
0
0
0
0
0
0
0
0
0
0
0
0
0
0
0
0
0
0
0
0
0
0
0
0
0
0
0
0
0
0
0
0
0
0
0
0
0
0
0
0
0
0
0
0
0
0
0
0
0
0
0
0
0
0
0
0
0
0
0
0
0
0
0
0
0
0
0
0
0
0
0
0
0
0
0
0
0
0
0
0
0
0
0
0
0
0
0
0
0
0
0
0
0
0
0
0
0
0
0
0
0
0
0
0
0
0
0
0
0
0
0
0
0
0
0
0
0
0
0
0
0
0
0
0
0
0
0
0
0
0
0
0
0
0
0
0
0
0
0
0
0
0
0
0
0
0
0
0
0
0
0
0
0
0
0
0
0
0
0
0
0
0
0
0
0
0
0
0
0
0
0
0
0
0
0
0
0
0
0
0
0
0
0
0
0
0
0
0
0
0
0
0
0
0
0
0
0
0
0
0
0
0
0
0
0
0
0
0
0
0
0
0
0
0
0
0
0
0
0
0
0
0
0
0
0
0
0
0
0
0
0
0
0
0
0
0
0
0
0
0
0
0
0
0
0
0
0
0
0
0
0
0
0
0
0
0
0
0
0
0
0
0
0
0
0
0
0
0
0
0
0
0
0
0
0
0
0
0
0
0
0
0
0
0
0
0
0
0
0
0
0
0
0
0
0
0
0
0
0
0
0
0
0
0
0
0
0
0
0
0
0
0
0
0
0
0
0
0
0
0
0
0
0
0
0
0
0
0
0
0
0
0
0
0
0
0
0
0
0
0
0
0
0
0
0
0
0
0
0
0
0
0
0
0
0
0
0
0
0
0
0
0
0
0
0
0
0
0
0
0
0
0
0
0
0
0
0
0
0
0
0
0
0
0
0
0
0
0
0
0
0
0
0
0
0
0
0
0
0
0
0
0
0
0
0
0
0
0
0
0
0
0
0
0
0
0
0
0
0
0
0
0
0
0
0
0
0
0
0
0
0
0
0
0
0
0
0
0
0
0
0
0
0
0
0
0
0
0
0
0
0
0
0
0
0
0
0
0
0
0
0
0
0
0
0
0
0
0
0
0
0
0
0
0
0
0
0
0
0
0
0
0
0
0
0
0
0
0
0
0
0
0
0
0
0
0
0
0
0
0
0
0
0
0
0
0
0
0
0
0
0
0
0
0
0
0
0
0
0
0
0
0
0
0
0
0
0
0
0
0
0
0
0
0
0
0
0
0
0
0
0
0
0
0
0
0
0
0
0
0
0
0
0
0
0
0
0
0
0
0
0
0
0
0
0
0
0
0
0
0
0
0
0
0
0
0
0
0
0
0
0
0
0
0
0
0
0
0
0
0
0
0
0
0
0
0
0
0
0
0
0
0
0
0
0
0
0
0
0
0
0
0
0
0
0
0
0
0
0
0
0
0
0
0
0
0
0
0
0
0
0
0
0
0
0
0
0
0
0
0
0
0
0
0
0
0
0
0
0
0
0
0
0
0
0
0
0
0
0
0
0
0
0
0
0
0
0
0
0
0
0
0
0
0
0
0
0
0
0
0
0
0
0
0
0
0
0
0
0
0
0
0
0
0
0
0
0
0
0
0
0
0
0
0
0
0
0
0
0
0
0
0
0
0
0
0
0
0
0
0
0
0
0
0
0
0
0
0
0
0
0
0
0
0
0
0
0
0
0
0
0
0
0
0
0
0
0
0
0
0
0
0
0
0
0
0
0
0
0
0
0
0
0
0
0
0
0
0
0
0
0
0
0
0
0
0
0
0
0
0
0
0
0
0
0
0
0
0
0
0
0
0
0
0
0
0
0
0
0
0
0
0
0
0
0
0
0
0
0
0
0
0
0
0
0
0
0
0
0
0
0
0
0
0
0
0
0
0
0
0
0
0
0
0
0
0
0
0
0
0
0
0
0
0
0
0
0
0
0
0
0
0
0
0
0
0
0
0
0
0
0
0
0
0
0
0
0
0
0
0
0
0
0
0
0
0
0
0
0
0
0
0
0
0
0
0
0
0
0
0
0
0
0
0
0
0
0
0
0
0
0
0
0
0
0
0
0
0
0
0
0
0
0
0
0
0
0
0
0
0
0
0
0
0
0
0
0
0
0
0
0
0
0
0
0
0
0
0
0
0
0
0
0
0
0
0
0
0
0
0
0
0
0
0
0
0
0
0
0
0
0
0
0
0
0
0
0
0
0
0
0
0
0
0
0
0
0
0
0
0
0
0
0
0
0
0
0
0
0
0
0
0
0
0
0
0
0
0
0
0
0
0
0
0
0
0
0
0
0
0
0
0
0
0
0
0
0
0
0
0
0
0
0
0
0
0
0
0
0
0
0
0
0
0
0
0
0
0
0
0
0
0
0
0
0
0
0
0
0
0
0
0
0
0
0
0
0
0
0
0
0
0
0
0
0
0
0
0
0
0
0
0
0
0
0
0
0
0
0
0
0
0
0
0
0
0
0
0
0
0
0
0
0
0
0
0
0
0
0
0
0
0
0
0
0
0
0
0
0
0
0
0
0
0
0
0
0
0
0
0
0
0
0
0
0
0
0
0
0
0
0
0
0
0
0
0
0
0
0
0
0
0
0
0
0
0
0
0
0
0
0
0
0
0
0
0
0
0
0
0
0
0
0
0
0
0
0
0
0
0
0
0
0
0
0
0
0
0
0
0
0
0
0
0
0
0
0
0
0
0
0
0
0
0
0
0
0
0
0
0
0
0
0
0
0
0
0
0
0
0
0
0
0
0
0
0
0
0
0
0
0
0
0
0
0
0
0
0
0
0
0
0
0
0
0
0
0
0
0
0
0
0
0
0
0
0
0
0
0
0
0
0
0
0
0
0
0
0
0
0
0
0
0
0
0
0
0
0
0
0
0
0
0
0
0
0
0
0
0
0
0
0
0
0
0
0
0
0
0
0
0
0
0
0
0
0
0
0
0
0
0
0
0
0
0
0
0
0
0
0
0
0
0
0
0
0
0
0
0
0
0
0
0
0
0
0
0
0
0
0
0
0
0
0
0
0
0
0
0
0
0
0
0
0
0
0
0
0
0
0
0
0
0
0
0
0
0
0
0
0
0
0
0
0
0
0
0
0
0
0
0
0
0
0
0
0
0
0
0
0
0
0
0
0
0
0
0
0
0
0
0
0
0
0
0
0
0
0
0
0
0
0
0
0
0
0
0
0
0
0
0
0
0
0
0
0
0
0
0
0
0
0
0
0
0
0
0
0
0
0
0
0
0
0
0
0
0
0
0
0
0
0
0
0
0
0
0
0
0
0
0
0
0
0
0
0
0
0
0
0
0
0
0
0
0
0
0
0
0
0
0
0
0
0
0
0
0
0
0
0
0
0
0
0
0
0
0
0
0
0
0
0
0
0
0
0
0
0
0
0
0
0
0
0
0
0
0
0
0
0
0
0
0
0
0
0
0
0
0
0
0
0
0
0
0
0
0
0
0
0
0
0
0
0
0
0
0
0
0
0
0
0
0
0
0
0
0
0
0
0
0
0
0
0
0
0
0
0
0
0
0
0
0
0
0
0
0
0
0
0
0
0
0
0
0
0
0
0
0
0
0
0
0
0
0
0
0
0
0
0
0
0
0
0
0
0
0
0
0
0
0
0
0
0
0
0
0
0
0
0
0
0
0
0
0
0
0
0
0
0
0
0
0
0
0
0
0
0
0
0
0
0
0
0
0
0
0
0
0
0
0
0
0
0
0
0
0
0
0
0
0
0
0
0
0
0
0
0
0
0
0
0
0
0
0
0
0
0
0
0
0
0
0
0
0
0
0
0
0
0
0
0
0
0
0
0
0
0
0
0
0
0
0
0
0
0
0
0
0
0
0
0
0
0
0
0
0
0
0
0
0
0
0
0
0
0
0
0
0
0
0
0
0
0
0
0
0
0
0
0
0
0
0
0
0
0
0
0
0
0
0
0
0
0
0
0
0
0
0
0
0
0
0
0
0
0
0
0
0
0
0
0
0
0
0
0
0
0
0
0
0
0
0
0
0
0
0
0
0
0
0
0
0
0
0
0
0
0
0
0
0
0
0
0
0
0
0
0
0
0
0
0
0
0
0
0
0
0
0
0
0
0
0
0
0
0
0
0
0
0
0
0
0
0
0
0
0
0
0
0
0
0
0
0
0
0
0
0
0
0
0
0
0
0
0
0
0
0
0
0
0
0
0
0
0
0
0
0
0
0
0
0
0
0
0
0
0
0
0
0
0
0
0
0
0
0
0
0
0
0
0
0
0
0
0
0
0
0
0
0
0
0
0
0
0
0
0
0
0
0
0
0
0
0
0
0
0
0
0
0
0
0
0
0
0
0
0
0
0
0
0
0
0
0
0
0
0
0
0
0
0
0
0
0
0
0
0
0
0
0
0
0
0
0
0
0
0
0
0
0
0
0
0
0
0
0
0
0
0
0
0
0
0
0
0
0
0
0
0
0
0
0
0
0
0
0
0
0
0
0
0
0
0
0
0
0
0
0
0
0
0
0
0
0
0
0
0
0
0
0
0
0
0
0
0
0
0
0
0
0
0
0
0
0
0
0
0
0
0
0
0
0
0
0
0
0
0
0
0
0
0
0
0
0
0
0
0
0
0
0
0
0
0
0
0
0
0
0
0
0
0
0
0
0
0
0
0
0
0
0
0
0
0
0
0
0
0
0
0
0
0
0
0
0
0
0
0
0
0
0
0
0
0
0
0
0
0
0
0
0
0
0
0
0
0
0
0
0
0
0
0
0
0
0
0
0
0
0
0
0
0
0
0
0
0
0
0
0
0
0
0
0
0
0
0
0
0
0
0
0
0
0
0
0
0
0
0
0
0
0
0
0
0
0
0
0
0
0
0
0
0
0
0
0
0
0
0
0
0
0
0
0
0
0
0
0
0
0
0
0
0
0
0
0
0
0
0
0
0
0
0
0
0
0
0
0
0
0
0
0
0
0
0
0
0
0
0
0
0
0
0
0
0
0
0
0
0
0
0
0
0
0
0
0
0
0
0
0
0
0
0
0
0
0
0
0
0
0
0
0
0
0
0
0
0
0
0
0
0
0
0
0
0
0
0
0
0
0
0
0
0
0
0
0
0
0
0
0
0
0
0
0
0
0
0
0
0
0
0
0
0
0
0
0
0
0
0
0
0
0
0
0
0
0
0
0
0
0
0
0
0
0
0
0
0
0
0
0
0
0
0
0
0
0
0
0
0
0
0
0
0
0
0
0
0
0
0
0
0
0
0
0
0
0
0
0
0
0
0
0
0
0
0
0
0
0
0
0
0
0
0
0
0
0
0
0
0
0
0
0
0
0
0
0
0
0
0
0
0
0
0
0
0
0
0
0
0
0
0
0
0
0
0
0
0
0
0
0
0
0
0
0
0
0
0
0
0
0
0
0
0
0
0
0
0
0
0
0
0
0
0
0
0
0
0
0
0
0
0
0
0
0
0
0
0
0
0
0
0
0
0
0
0
0
0
0
0
0
0
0
0
0
0
0
0
0
0
0
0
0
0
0
0
0
0
0
0
0
0
0
0
0
0
0
0
0
0
0
0
0
0
0
0
0
0
0
0
0
0
0
0
0
0
0
0
0
0
0
0
0
0
0
0
0
0
0
0
0
0
0
0
0
0
0
0
0
0
0
0
0
0
0
0
0
0
0
0
0
0
0
0
0
0
0
0
0
0
0
0
0
0
0
0
0
0
0
0
0
0
0
0
0
0
0
0
0
0
0
0
0
0
0
0
0
0
0
0
0
0
0
0
0
0
0
0
0
0
0
0
0
0
0
0
0
0
0
0
0
0
0
0
0
0
0
0
0
0
0
0
0
0
0
0
0
0
0
0
0
0
0
0
0
0
0
0
0
0
0
0
0
0
0
0
0
0
0
0
0
0
0
0
0
0
0
0
0
0
0
0
0
0
0
0
0
0
0
0
0
0
0
0
0
0
0
0
0
0
0
0
0
0
0
0
0
0
0
0
0
0
0
0
0
0
0
0
0
0
0
0
0
0
0
0
0
0
0
0
0
0
0
0
0
0
0
0
0
0
0
0
0
0
0
0
0
0
0
0
0
0
0
0
0
0
0
0
0
0
0
0
0
0
0
0
0
0
0
0
0
0
0
0
0
0
0
0
0
0
0
0
0
0
0
0
0
0
0
0
0
0
0
0
0
0
0
0
0
0
0
0
0
0
0
0
0
0
0
0
0
0
0
0
0
0
0
0
0
0
0
0
0
0
0
0
0
0
0
0
0
0
0
0
0
0
0
0
0
0
0
0
0
0
0
0
0
0
0
0
0
0
0
0
0
0
0
0
0
0
0
0
0
0
0
0
0
0
0
0
0
0
0
0
0
0
0
0
0
0
0
0
0
0
0
0
0
0
0
0
0
0
0
0
0
0
0
0
0
0
0
0
0
0
0
0
0
0
0
0
0
0
0
0
0
0
0
0
0
0
0
0
0
0
0
0
0
0
0
0
0
0
0
0
0
0
0
0
0
0
0
0
0
0
0
0
0
0
0
0
0
0
0
0
0
0
0
0
0
0
0
0
0
0
0
0
0
0
0
0
0
0
0
0
0
0
0
0
0
0
0
0
0
0
0
0
0
0
0
0
0
0
0
0
0
0
0
0
0
0
0
0
0
0
0
0
0
0
0
0
0
0
0
0
0
0
0
0
0
0
0
0
0
0
0
0
0
0
0
0
0
0
0
0
0
0
0
0
0
0
0
0
0
0
0
0
0
0
0
0
0
0
0
0
0
0
0
0
0
0
0
0
0
0
0
0
0
0
0
0
0
0
0
0
0
0
0
0
0
0
0
0
0
0
0
0
0
0
0
0
0
0
0
0
0
0
0
0
0
0
0
0
0
0
0
0
0
0
0
0
0
0
0
0
0
0
0
0
0
0
0
0
0
0
0
0
0
0
0
0
0
0
0
0
0
0
0
0
0
0
0
0
0
0
0
0
0
0
0
0
0
0
0
0
0
0
0
0
0
0
0
0
0
0
0
0
0
0
0
0
0
0
0
0
0
0
0
0
0
0
0
0
0
0
0
0
0
0
0
0
0
0
0
0
0
0
0
0
0
0
0
0
0
0
0
0
0
0
0
0
0
0
0
0
0
0
0
0
0
0
0
0
0
0
0
0
0
0
0
0
0
0
0
0
0
0
0
0
0
0
0
0
0
0
0
0
0
0
0
0
0
0
0
0
0
0
0
0
0
0
0
0
0
0
0
0
0
0
0
0
0
0
0
0
0
0
0
0
0
0
0
0
0
0
0
0
0
0
0
0
0
0
0
0
0
0
0
0
0
0
0
0
0
0
0
0
0
0
0
0
0
0
0
0
0
0
0
0
0
0
0
0
0
0
0
0
0
0
0
0
0
0
0
0
0
0
0
0
0
0
0
0
0
0
0
0
0
0
0
0
0
0
0
0
0
0
0
0
0
0
0
0
0
0
0
0
0
0
0
0
0
0
0
0
0
0
0
0
0
0
0
0
0
0
0
0
0
0
0
0
0
0
0
0
0
0
0
0
0
0
0
0
0
0
0
0
0
0
0
0
0
0
0
0
0
0
0
0
0
0
0
0
0
0
0
0
0
0
0
0
0
0
0
0
0
0
0
0
0
0
0
0
0
0
0
0
0
0
0
0
0
0
0
0
0
0
0
0
0
0
0
0
0
0
0
0
0
0
0
0
0
0
0
0
0
0
0
0
0
0
0
0
0
0
0
0
0
0
0
0
0
0
0
0
0
0
0
0
0
0
0
0
0
0
0
0
0
0
0
0
0
0
0
0
0
0
0
0
0
0
0
0
0
0
0
0
0
0
0
0
0
0
0
0
0
0
0
0
0
0
0
0
0
0
0
0
0
0
0
0
0
0
0
0
0
0
0
0
0
0
0
0
0
0
0
0
0
0
0
0
0
0
0
0
0
0
0
0
0
0
0
0
0
0
0
0
0
0
0
0
0
0
0
0
0
0
0
0
0
0
0
0
0
0
0
0
0
0
0
0
0
0
0
0
0
0
0
0
0
0
0
0
0
0
0
0
0
0
0
0
0
0
0
0
0
0
0
0
0
0
0
0
0
0
0
0
0
0
0
0
0
0
0
0
0
0
0
0
0
0
0
0
0
0
0
0
0
0
0
0
0
0
0
0
0
0
0
0
0
0
0
0
0
0
0
0
0
0
0
0
0
0
0
0
0
0
0
0
0
0
0
0
0
0
0
0
0
0
0
0
0
0
0
0
0
0
0
0
0
0
0
0
0
0
0
0
0
0
0
0
0
0
0
0
0
0
0
0
0
0
0
0
0
0
0
0
0
0
0
0
0
0
0
0
0
0
0
0
0
0
0
0
0
0
0
0
0
0
0
0
0
0
0
0
0
0
0
0
0
0
0
0
0
0
0
0
0
0
0
0
0
0
0
0
0
0
0
0
0
0
0
0
0
0
0
0
0
0
0
0
0
0
0
0
0
0
0
0
0
0
0
0
0
0
0
0
0
0
0
0
0
0
0
0
0
0
0
0
0
0
0
0
0
0
0
0
0
0
0
0
0
0
0
0
0
0
0
0
0
0
0
0
0
0
0
0
0
0
0
0
0
0
0
0
0
0
0
0
0
0
0
0
0
0
0
0
0
0
0
0
0
0
0
0
0
0
0
0
0
0
0
0
0
0
0
0
0
0
0
0
0
0
0
0
0
0
0
0
0
0
0
0
0
0
0
0
0
0
0
0
0
0
0
0
0
0
0
0
0
0
0
0
0
0
0
0
0
0
0
0
0
0
0
0
0
0
0
0
0
0
0
0
0
0
0
0
0
0
0
0
0
0
0
0
0
0
0
0
0
0
0
0
0
0
0
0
0
0
0
0
0
0
0
0
0
0
0
0
0
0
0
0
0
0
0
0
0
0
0
0
0
0
0
0
0
0
0
0
0
0
0
0
0
0
0
0
0
0
0
0
0
0
0
0
0
0
0
0
0
0
0
0
0
0
0
0
0
0
0
0
0
0
0
0
0
0
0
0
0
0
0
0
0
0
0
0
0
0
0
0
0
0
0
0
0
0
0
0
0
0
0
0
0
0
0
0
0
0
0
0
0
0
0
0
0
0
0
0
0
0
0
0
0
0
0
0
0
0
0
0
0
0
0
0
0
0
0
0
0
0
0
0
0
0
0
0
0
0
0
0
0
0
0
0
0
0
0
0
0
0
0
0
0
0
0
0
0
0
0
0
0
0
0
0
0
0
0
0
0
0
0
0
0
0
0
0
0
0
0
0
0
0
0
0
0
0
0
0
0
0
0
0
0
0
0
0
0
0
0
0
0
0
0
0
0
0
0
0
0
0
0
0
0
0
0
0
0
0
0
0
0
0
0
0
0
0
0
0
0
0
0
0
0
0
0
0
0
0
0
0
0
0
0
0
0
0
0
0
0
0
0
0
0
0
0
0
0
0
0
0
0
0
0
0
0
0
0
0
0
0
0
0
0
0
0
0
0
0
0
0
0
0
0
0
0
0
0
0
0
0
0
0
0
0
0
0
0
0
0
0
0
0
0
0
0
0
0
0
0
0
0
0
0
0
0
0
0
0
0
0
0
0
0
0
0
0
0
0
0
0
0
0
0
0
0
0
0
0
0
0
0
0
0
0
0
0
0
0
0
0
0
0
0
0
0
0
0
0
0
0
0
0
0
0
0
0
0
0
0
0
0
0
0
0
0
0
0
0
0
0
0
0
0
0
0
0
0
0
0
0
0
0
0
0
0
0
0
0
0
0
0
0
0
0
0
0
0
0
0
0
0
0
0
0
0
0
0
0
0
0
0
0
0
0
0
0
0
0
0
0
0
0
0
0
0
0
0
0
0
0
0
0
0
0
0
0
0
0
0
0
0
0
0
0
0
0
0
0
0
0
0
0
0
0
0
0
0
0
0
0
0
0
0
0
0
0
0
0
0
0
0
0
0
0
0
0
0
0
0
0
0
0
0
0
0
0
0
0
0
0
0
0
0
0
0
0
0
0
0
0
0
0
0
0
0
0
0
0
0
0
0
0
0
0
0
0
0
0
0
0
0
0
0
0
0
0
0
0
0
0
0
0
0
0
0
0
0
0
0
0
0
0
0
0
0
0
0
0
0
0
0
0
0
0
0
0
0
0
0
0
0
0
0
0
0
0
0
0
0
0
0
0
0
0
0
0
0
0
0
0
0
0
0
0
0
0
0
0
0
0
0
0
0
0
0
0
0
0
0
0
0
0
0
0
0
0
0
0
0
0
0
0
0
0
0
0
0
0
0
0
0
0
0
0
0
0
0
0
0
0
0
0
0
0
0
0
0
0
0
0
0
0
0
0
0
0
0
0
0
0
0
0
0
0
0
0
0
0
0
0
0
0
0
0
0
0
0
0
0
0
0
0
0
0
0
0
0
0
0
0
0
0
0
0
0
0
0
0
0
0
0
0
0
0
0
0
0
0
0
0
0
0
0
0
0
0
0
0
0
0
0
0
0
0
0
0
0
0
0
0
0
0
0
0
0
0
0
0
0
0
0
0
0
0
0
0
0
0
0
0
0
0
0
0
0
0
0
0
0
0
0
0
0
0
0
0
0
0
0
0
0
0
0
0
0
0
0
0
0
0
0
0
0
0
0
0
0
0
0
0
0
0
0
0
0
0
0
0
0
0
0
0
0
0
0
0
0
0
0
0
0
0
0
0
0
0
0
0
0
0
0
0
0
0
0
0
0
0
0
0
0
0
0
0
0
0
0
0
0
0
0
0
0
0
0
0
0
0
0
0
0
0
0
0
0
0
0
0
0
0
0
0
0
0
0
0
0
0
0
0
0
0
0
0
0
0
0
0
0
0
0
0
0
0
0
0
0
0
0
0
0
0
0
0
0
0
0
0
0
0
0
0
0
0
0
0
0
0
0
0
0
0
0
0
0
0
0
0
0
0
0
0
0
0
0
0
0
0
0
0
0
0
0
0
0
0
0
0
0
0
0
0
0
0
0
0
0
0
0
0
0
0
0
0
0
0
0
0
0
0
0
0
0
0
0
0
0
0
0
0
0
0
0
0
0
0
0
0
0
0
0
0
0
0
0
0
0
0
0
0
0
0
0
0
0
0
0
0
0
0
0
0
0
0
0
0
0
0
0
0
0
0
0
0
0
0
0
0
0
0
0
0
0
0
0
0
0
0
0
0
0
0
0
0
0
0
0
0
0
0
0
0
0
0
0
0
0
0
0
0
0
0
0
0
0
0
0
0
0
0
0
0
0
0
0
0
0
0
0
0
0
0
0
0
0
0
0
0
0
0
0
0
0
0
0
0
0
0
0
0
0
0
0
0
0
0
0
0
0
0
0
0
0
0
0
0
0
0
0
0
0
0
0
0
0
0
0
0
0
0
0
0
0
0
0
0
0
0
0
0
0
0
0
0
0
0
0
0
0
0
0
0
0
0
0
0
0
0
0
0
0
0
0
0
0
0
0
0
0
0
0
0
0
0
0
0
0
0
0
0
0
0
0
0
0
0
0
0
0
0
0
0
0
0
0
0
0
0
0
0
0
0
0
0
0
0
0
0
0
0
0
0
0
0
0
0
0
0
0
0
0
0
0
0
0
0
0
0
0
0
0
0
0
0
0
0
0
0
0
0
0
0
0
0
0
0
0
0
0
0
0
0
0
0
0
0
0
0
0
0
0
0
0
0
0
0
0
0
0
0
0
0
0
0
0
0
0
0
0
0
0
0
0
0
0
0
0
0
0
0
0
0
0
0
0
0
0
0
0
0
0
0
0
0
0
0
0
0
0
0
0
0
0
0
0
0
0
0
0
0
0
0
0
0
0
0
0
0
0
0
0
0
0
0
0
0
0
0
0
0
0
0
0
0
0
0
0
0
0
0
0
0
0
0
0
0
0
0
0
0
0
0
0
0
0
0
0
0
0
0
0
0
0
0
0
0
0
0
0
0
0
0
0
0
0
0
0
0
0
0
0
0
0
0
0
0
0
0
0
0
0
0
0
0
0
0
0
0
0
0
0
0
0
0
0
0
0
0
0
0
0
0
0
0
0
0
0
0
0
0
0
0
0
0
0
0
0
0
0
0
0
0
0
0
0
0
0
0
0
0
0
0
0
0
0
0
0
0
0
0
0
0
0
0
0
0
0
0
0
0
0
0
0
0
0
0
0
0
0
0
0
0
0
0
0
0
0
0
0
0
0
0
0
0
0
0
0
0
0
0
0
0
0
0
0
0
0
0
0
0
0
0
0
0
0
0
0
0
0
0
0
0
0
0
0
0
0
0
0
0
0
0
0
0
0
0
0
0
0
0
0
0
0
0
0
0
0
0
0
0
0
0
0
0
0
0
0
0
0
0
0
0
0
0
0
0
0
0
0
0
0
0
0
0
0
0
0
0
0
0
0
0
0
0
0
0
0
0
0
0
0
0
0
0
0
0
0
0
0
0
0
0
0
0
0
0
0
0
0
0
0
0
0
0
0
0
0
0
0
0
0
0
0
0
0
0
0
0
0
0
0
0
0
0
0
0
0
0
0
0
0
0
0
0
0
0
0
0
0
0
0
0
0
0
0
0
0
0
0
0
0
0
0
0
0
0
0
0
0
0
0
0
0
0
0
0
0
0
0
0
0
0
0
0
0
0
0
0
0
0
0
0
0
0
0
0
0
0
0
0
0
0
0
0
0
0
0
0
0
0
0
0
0
0
0
0
0
0
0
0
0
0
0
0
0
0
0
0
0
0
0
0
0
0
0
0
0
0
0
0
0
0
0
0
0
0
0
0
0
0
0
0
0
0
0
0
0
0
0
0
0
0
0
0
0
0
0
0
0
0
0
0
0
0
0
0
0
0
0
0
0
0
0
0
0
0
0
0
0
0
0
0
0
0
0
0
0
0
0
0
0
0
0
0
0
0
0
0
0
0
0
0
0
0
0
0
0
0
0
0
0
0
0
0
0
0
0
0
0
0
0
0
0
0
0
0
0
0
0
0
0
0
0
0
0
0
0
0
0
0
0
0
0
0
0
0
0
0
0
0
0
0
0
0
0
0
0
0
0
0
0
0
0
0
0
0
0
0
0
0
0
0
0
0
0
0
0
0
0
0
0
0
0
0
0
0
0
0
0
0
0
0
0
0
0
0
0
0
0
0
0
0
0
0
0
0
0
0
0
0
0
0
0
0
0
0
0
0
0
0
0
0
0
0
0
0
0
0
0
0
0
0
0
0
0
0
0
0
0
0
0
0
0
0
0
0
0
0
0
0
0
0
0
0
0
0
0
0
0
0
0
0
0
0
0
0
0
0
0
0
0
0
0
0
0
0
0
0
0
0
0
0
0
0
0
0
0
0
0
0
0
0
0
0
0
0
0
0
0
0
0
0
0
0
0
0
0
0
0
0
0
0
0
0
0
0
0
0
0
0
0
0
0
0
0
0
0
0
0
0
0
0
0
0
0
0
0
0
0
0
0
0
0
0
0
0
0
0
0
0
0
0
0
0
0
0
0
0
0
0
0
0
0
0
0
0
0
0
0
0
0
0
0
0
0
0
0
0
0
0
0
0
0
0
0
0
0
0
0
0
0
0
0
0
0
0
0
0
0
0
0
0
0
0
0
0
0
0
0
0
0
0
0
0
0
0
0
0
0
0
0
0
0
0
0
0
0
0
0
0
0
0
0
0
0
0
0
0
0
0
0
0
0
0
0
0
0
0
0
0
0
0
0
0
0
0
0
0
0
0
0
0
0
0
0
0
0
0
0
0
0
0
0
0
0
0
0
0
0
0
0
0
0
0
0
0
0
0
0
0
0
0
0
0
0
0
0
0
0
0
0
0
0
0
0
0
0
0
0
0
0
0
0
0
0
0
0
0
0
0
0
0
0
0
0
0
0
0
0
0
0
0
0
0
0
0
0
0
0
0
0
0
0
0
0
0
0
0
0
0
0
0
0
0
0
0
0
0
0
0
0
0
0
0
0
0
0
0
0
0
0
0
0
0
0
0
0
0
0
0
0
0
0
0
0
0
0
0
0
0
0
0
0
0
0
0
0
0
0
0
0
0
0
0
0
0
0
0
0
0
0
0
0
0
0
0
0
0
0
0
0
0
0
0
0
0
0
0
0
0
0
0
0
0
0
0
0
0
0
0
0
0
0
0
0
0
0
0
0
0
0
0
0
0
0
0
0
0
0
0
0
0
0
0
0
0
0
0
0
0
0
0
0
0
0
0
0
0
0
0
0
0
0
0
0
0
0
0
0
0
0
0
0
0
0
0
0
0
0
0
0
0
0
0
0
0
0
0
0
0
0
0
0
0
0
0
0
0
0
0
0
0
0
0
0
0
0
0
0
0
0
0
0
0
0
0
0
0
0
0
0
0
0
0
0
0
0
0
0
0
0
0
0
0
0
0
0
0
0
0
0
0
0
0
0
0
0
0
0
0
0
0
0
0
0
0
0
0
0
0
0
0
0
0
0
0
0
0
0
0
0
0
0
0
0
0
0
0
0
0
0
0
0
0
0
0
0
0
0
0
0
0
0
0
0
0
0
0
0
0
0
0
0
0
0
0
0
0
0
0
0
0
0
0
0
0
0
0
0
0
0
0
0
0
0
0
0
0
0
0
0
0
0
0
0
0
0
0
0
0
0
0
0
0
0
0
0
0
0
0
0
0
0
0
0
0
0
0
0
0
0
0
0
0
0
0
0
0
0
0
0
0
0
0
0
0
0
0
0
0
0
0
0
0
0
0
0
0
0
0
0
0
0
0
0
0
0
0
0
0
0
0
0
0
0
0
0
0
0
0
0
0
0
0
0
0
0
0
0
0
0
0
0
0
0
0
0
0
0
0
0
0
0
0
0
0
0
0
0
0
0
0
0
0
0
0
0
0
0
0
0
0
0
0
0
0
0
0
0
0
0
0
0
0
0
0
0
0
0
0
0
0
0
0
0
0
0
0
0
0
0
0
0
0
0
0
0
0
0
0
0
0
0
0
0
0
0
0
0
0
0
0
0
0
0
0
0
0
0
0
0
0
0
0
0
0
0
0
0
0
0
0
0
0
0
0
0
0
0
0
0
0
0
0
0
0
0
0
0
0
0
0
0
0
0
0
0
0
0
0
0
0
0
0
0
0
0
0
0
0
0
0
0
0
0
0
0
0
0
0
0
0
0
0
0
0
0
0
0
0
0
0
0
0
0
0
0
0
0
0
0
0
0
0
0
0
0
0
0
0
0
0
0
0
0
0
0
0
0
0
0
0
0
0
0
0
0
0
0
0
0
0
0
0
0
0
0
0
0
0
0
0
0
0
0
0
0
0
0
0
0
0
0
0
0
0
0
0
0
0
0
0
0
0
0
0
0
0
0
0
0
0
0
0
0
0
0
0
0
0
0
0
0
0
0
0
0
0
0
0
0
0
0
0
0
0
0
0
0
0
0
0
0
0
0
0
0
0
0
0
0
0
0
0
0
0
0
0
0
0
0
0
0
0
0
0
0
0
0
0
0
0
0
0
0
0
0
0
0
0
0
0
0
0
0
0
0
0
0
0
0
0
0
0
0
0
0
0
0
0
0
0
0
0
0
0
0
0
0
0
0
0
0
0
0
0
0
0
0
0
0
0
0
0
0
0
0
0
0
0
0
0
0
0
0
0
0
0
0
0
0
0
0
0
0
0
0
0
0
0
0
0
0
0
0
0
0
0
0
0
0
0
0
0
0
0
0
0
0
0
0
0
0
0
0
0
0
0
0
0
0
0
0
0
0
0
0
0
0
0
0
0
0
0
0
0
0
0
0
0
0
0
0
0
0
0
0
0
0
0
0
0
0
0
0
0
0
0
0
0
0
0
0
0
0
0
0
0
0
0
0
0
0
0
0
0
0
0
0
0
0
0
0
0
0
0
0
0
0
0
0
0
0
0
0
0
0
0
0
0
0
0
0
0
0
0
0
0
0
0
0
0
0
0
0
0
0
0
0
0
0
0
0
0
0
0
0
0
0
0
0
0
0
0
0
0
0
0
0
0
0
0
0
0
0
0
0
0
0
0
0
0
0
0
0
0
0
0
0
0
0
0
0
0
0
0
0
0
0
0
0
0
0
0
0
0
0
0
0
0
0
0
0
0
0
0
0
0
0
0
0
0
0
0
0
0
0
0
0
0
0
0
0
0
0
0
0
0
0
0
0
0
0
0
0
0
0
0
0
0
0
0
0
0
0
0
0
0
0
0
0
0
0
0
0
0
0
0
0
0
0
0
0
0
0
0
0
0
0
0
0
0
0
0
0
0
0
0
0
0
0
0
0
0
0
0
0
0
0
0
0
0
0
0
0
0
0
0
0
0
0
0
0
0
0
0
0
0
0
0
0
0
0
0
0
0
0
0
0
0
0
0
0
0
0
0
0
0
0
0
0
0
0
0
0
0
0
0
0
0
0
0
0
0
0
0
0
0
0
0
0
0
0
0
0
0
0
0
0
0
0
0
0
0
0
0
0
0
0
0
0
0
0
0
0
0
0
0
0
0
0
0
0
0
0
0
0
0
0
0
0
0
0
0
0
0
0
0
0
0
0
0
0
0
0
0
0
0
0
0
0
0
0
0
0
0
0
0
0
0
0
0
0
0
0
0
0
0
0
0
0
0
0
0
0
0
0
0
0
0
0
0
0
0
0
0
0
0
0
0
0
0
0
0
0
0
0
0
0
0
0
0
0
0
0
0
0
0
0
0
0
0
0
0
0
0
0
0
0
0
0
0
0
0
0
0
0
0
0
0
0
0
0
0
0
0
0
0
0
0
0
0
0
0
0
0
0
0
0
0
0
0
0
0
0
0
0
0
0
0
0
0
0
0
0
0
0
0
0
0
0
0
0
0
0
0
0
0
0
0
0
0
0
0
0
0
0
0
0
0
0
0
0
0
0
0
0
0
0
0
0
0
0
0
0
0
0
0
0
0
0
0
0
0
0
0
0
0
0
0
0
0
0
0
0
0
0
0
0
0
0
0
0
0
0
0
0
0
0
0
0
0
0
0
0
0
0
0
0
0
0
0
0
0
0
0
0
0
0
0
0
0
0
0
0
0
0
0
0
0
0
0
0
0
0
0
0
0
0
0
0
0
0
0
0
0
0
0
0
0
0
0
0
0
0
0
0
0
0
0
0
0
0
0
0
0
0
0
0
0
0
0
0
0
0
0
0
0
0
0
0
0
0
0
0
0
0
0
0
0
0
0
0
0
0
0
0
0
0
0
0
0
0
0
0
0
0
0
0
0
0
0
0
0
0
0
0
0
0
0
0
0
0
0
0
0
0
0
0
0
0
0
0
0
0
0
0
0
0
0
0
0
0
0
0
0
0
0
0
0
0
0
0
0
0
0
0
0
0
0
0
0
0
0
0
0
0
0
0
0
0
0
0
0
0
0
0
0
0
0
0
0
0
0
0
0
0
0
0
0
0
0
0
0
0
0
0
0
0
0
0
0
0
0
0
0
0
0
0
0
0
0
0
0
0
0
0
0
0
0
0
0
0
0
0
0
0
0
0
0
0
0
0
0
0
0
0
0
0
0
0
0
0
0
0
0
0
0
0
0
0
0
0
0
0
0
0
0
0
0
0
0
0
0
0
0
0
0
0
0
0
0
0
0
0
0
0
0
0
0
0
0
0
0
0
0
0
0
0
0
0
0
0
0
0
0
0
0
0
0
0
0
0
0
0
0
0
0
0
0
0
0
0
0
0
0
0
0
0
0
0
0
0
0
0
0
0
0
0
0
0
0
0
0
0
0
0
0
0
0
0
0
0
0
0
0
0
0
0
0
0
0
0
0
0
0
0
0
0
0
0
0
0
0
0
0
0
0
0
0
0
0
0
0
0
0
0
0
0
0
0
0
0
0
0
0
0
0
0
0
0
0
0
0
0
0
0
0
0
0
0
0
0
0
0
0
0
0
0
0
0
0
0
0
0
0
0
0
0
0
0
0
0
0
0
0
0
0
0
0
0
0
0
0
0
0
0
0
0
0
0
0
0
0
0
0
0
0
0
0
0
0
0
0
0
0
0
0
0
0
0
0
0
0
0
0
0
0
0
0
0
0
0
0
0
0
0
0
0
0
0
0
0
0
0
0
0
0
0
0
0
0
0
0
0
0
0
0
0
0
0
0
0
0
0
0
0
0
0
0
0
0
0
0
0
0
0
0
0
0
0
0
0
0
0
0
0
0
0
0
0
0
0
0
0
0
0
0
0
0
0
0
0
0
0
0
0
0
0
0
0
0
0
0
0
0
0
0
0
0
0
0
0
0
0
0
0
0
0
0
0
0
0
0
0
0
0
0
0
0
0
0
0
0
0
0
0
0
0
0
0
0
0
0
0
0
0
0
0
0
0
0
0
0
0
0
0
0
0
0
0
0
0
0
0
0
0
0
0
0
0
0
0
0
0
0
0
0
0
0
0
0
0
0
0
0
0
0
0
0
0
0
0
0
0
0
0
0
0
0
0
0
0
0
0
0
0
0
0
0
0
0
0
0
0
0
0
0
0
0
0
0
0
0
0
0
0
0
0
0
0
0
0
0
0
0
0
0
0
0
0
0
0
0
0
0
0
0
0
0
0
0
0
0
0
0
0
0
0
0
0
0
0
0
0
0
0
0
0
0
0
0
0
0
0
0
0
0
0
0
0
0
0
0
0
0
0
0
0
0
0
0
0
0
0
0
0
0
0
0
0
0
0
0
0
0
0
0
0
0
0
0
0
0
0
0
0
0
0
0
0
0
0
0
0
0
0
0
0
0
0
0
0
0
0
0
0
0
0
0
0
0
0
0
0
0
0
0
0
0
0
0
0
0
0
0
0
0
0
0
0
0
0
0
0
0
0
0
0
0
0
0
0
0
0
0
0
0
0
0
0
0
0
0
0
0
0
0
0
0
0
0
0
0
0
0
0
0
0
0
0
0
0
0
0
0
0
0
0
0
0
0
0
0
0
0
0
0
0
0
0
0
0
0
0
0
0
0
0
0
0
0
0
0
0
0
0
0
0
0
0
0
0
0
0
0
0
0
0
0
0
0
0
0
0
0
0
0
0
0
0
0
0
0
0
0
0
0
0
0
0
0
0
0
0
0
0
0
0
0
0
0
0
0
0
0
0
0
0
0
0
0
0
0
0
0
0
0
0
0
0
0
0
0
0
0
0
0
0
0
0
0
0
0
0
0
0
0
0
0
0
0
0
0
0
0
0
0
0
0
0
0
0
0
0
0
0
0
0
0
0
0
0
0
0
0
0
0
0
0
0
0
0
0
0
0
0
0
0
0
0
0
0
0
0
0
0
0
0
0
0
0
0
0
0
0
0
0
0
0
0
0
0
0
0
0
0
0
0
0
0
0
0
0
0
0
0
0
0
0
0
0
0
0
0
0
0
0
0
0
0
0
0
0
0
0
0
0
0
0
0
0
0
0
0
0
0
0
0
0
0
0
0
0
0
0
0
0
0
0
0
0
0
0
0
0
0
0
0
0
0
0
0
0
0
0
0
0
0
0
0
0
0
0
0
0
0
0
0
0
0
0
0
0
0
0
0
0
0
0
0
0
0
0
0
0
0
0
0
0
0
0
0
0
0
0
0
0
0
0
0
0
0
0
0
0
0
0
0
0
0
0
0
0
0
0
0
0
0
0
0
0
0
0
0
0
0
0
0
0
0
0
0
0
0
0
0
0
0
0
0
0
0
0
0
0
0
0
0
0
0
0
0
0
0
0
0
0
0
0
0
0
0
0
0
0
0
0
0
0
0
0
0
0
0
0
0
0
0
0
0
0
0
0
0
0
0
0
0
0
0
0
0
0
0
0
0
0
0
0
0
0
0
0
0
0
0
0
0
0
0
0
0
0
0
0
0
0
0
0
0
0
0
0
0
0
0
0
0
0
0
0
0
0
0
0
0
0
0
0
0
0
0
0
0
0
0
0
0
0
0
0
0
0
0
0
0
0
0
0
0
0
0
0
0
0
0
0
0
0
0
0
0
0
0
0
0
0
0
0
0
0
0
0
0
0
0
0
0
0
0
0
0
0
0
0
0
0
0
0
0
0
0
0
0
0
0
0
0
0
0
0
0
0
0
0
0
0
0
0
0
0
0
0
0
0
0
0
0
0
0
0
0
0
0
0
0
0
0
0
0
0
0
0
0
0
0
0
0
0
0
0
0
0
0
0
0
0
0
0
0
0
0
0
0
0
0
0
0
0
0
0
0
0
0
0
0
0
0
0
0
0
0
0
0
0
0
0
0
0
0
0
0
0
0
0
0
0
0
0
0
0
0
0
0
0
0
0
0
0
0
0
0
0
0
0
0
0
0
0
0
0
0
0
0
0
0
0
0
0
0
0
0
0
0
0
0
0
0
0
0
0
0
0
0
0
0
0
0
0
0
0
0
0
0
0
0
0
0
0
0
0
0
0
0
0
0
0
0
0
0
0
0
0
0
0
0
0
0
0
0
0
0
0
0
0
0
0
0
0
0
0
0
0
0
0
0
0
0
0
0
0
0
0
0
0
0
0
0
0
0
0
0
0
0
0
0
0
0
0
0
0
0
0
0
0
0
0
0
0
0
0
0
0
0
0
0
0
0
0
0
0
0
0
0
0
0
0
0
0
0
0
0
0
0
0
0
0
0
0
0
0
0
0
0
0
0
0
0
0
0
0
0
0
0
0
0
0
0
0
0
0
0
0
0
0
0
0
0
0
0
0
0
0
0
0
0
0
0
0
0
0
0
0
0
0
0
0
0
0
0
0
0
0
0
0
0
0
0
0
0
0
0
0
0
0
0
0
0
0
0
0
0
0
0
0
0
0
0
0
0
0
0
0
0
0
0
0
0
0
0
0
0
0
0
0
0
0
0
0
0
0
0
0
0
0
0
0
0
0
0
0
0
0
0
0
0
0
0
0
0
0
0
0
0
0
0
0
0
0
0
0
0
0
0
0
0
0
0
0
0
0
0
0
0
0
0
0
0
0
0
0
0
0
0
0
0
0
0
0
0
0
0
0
0
0
0
0
0
0
0
0
0
0
0
0
0
0
0
0
0
0
0
0
0
0
0
0
0
0
0
0
0
0
0
0
0
0
0
0
0
0
0
0
0
0
0
0
0
0
0
0
0
0
0
0
0
0
0
0
0
0
0
0
0
0
0
0
0
0
0
0
0
0
0
0
0
0
0
0
0
0
0
0
0
0
0
0
0
0
0
0
0
0
0
0
0
0
0
0
0
0
0
0
0
0
0
0
0
0
0
0
0
0
0
0
0
0
0
0
0
0
0
0
0
0
0
0
0
0
0
0
0
0
0
0
0
0
0
0
0
0
0
0
0
0
0
0
0
0
0
0
0
0
0
0
0
0
0
0
0
0
0
0
0
0
0
0
0
0
0
0
0
0
0
0
0
0
0
0
0
0
0
0
0
0
0
0
0
0
0
0
0
0
0
0
0
0
0
0
0
0
0
0
0
0
0
0
0
0
0
0
0
0
0
0
0
0
0
0
0
0
0
0
0
0
0
0
0
0
0
0
0
0
0
0
0
0
0
0
0
0
0
0
0
0
0
0
0
0
0
0
0
0
0
0
0
0
0
0
0
0
0
0
0
0
0
0
0
0
0
0
0
0
0
0
0
0
0
0
0
0
0
0
0
0
0
0
0
0
0
0
0
0
0
0
0
0
0
0
0
0
0
0
0
0
0
0
0
0
0
0
0
0
0
0
0
0
0
0
0
0
0
0
0
0
0
0
0
0
0
0
0
0
0
0
0
0
0
0
0
0
0
0
0
0
0
0
0
0
0
0
0
0
0
0
0
0
0
0
0
0
0
0
0
0
0
0
0
0
0
0
0
0
0
0
0
0
0
0
0
0
0
0
0
0
0
0
0
0
0
0
0
0
0
0
0
0
0
0
0
0
0
0
0
0
0
0
0
0
0
0
0
0
0
0
0
0
0
0
0
0
0
0
0
0
0
0
0
0
0
0
0
0
0
0
0
0
0
0
0
0
0
0
0
0
0
0
0
0
0
0
0
0
0
0
0
0
0
0
0
0
0
0
0
0
0
0
0
0
0
0
0
0
0
0
0
0
0
0
0
0
0
0
0
0
0
0
0
0
0
0
0
0
0
0
0
0
0
0
0
0
0
0
0
0
0
0
0
0
0
0
0
0
0
0
0
0
0
0
0
0
0
0
0
0
0
0
0
0
0
0
0
0
0
0
0
0
0
0
0
0
0
0
0
0
0
0
0
0
0
0
0
0
0
0
0
0
0
0
0
0
0
0
0
0
0
0
0
0
0
0
0
0
0
0
0
0
0
0
0
0
0
0
0
0
0
0
0
0
0
0
0
0
0
0
0
0
0
0
0
0
0
0
0
0
0
0
0
0
0
0
0
0
0
0
0
0
0
0
0
0
0
0
0
0
0
0
0
0
0
0
0
0
0
0
0
0
0
0
0
0
0
0
0
0
0
0
0
0
0
0
0
0
0
0
0
0
0
0
0
0
0
0
0
0
0
0
0
0
0
0
0
0
0
0
0
0
0
0
0
0
0
0
0
0
0
0
0
0
0
0
0
0
0
0
0
0
0
0
0
0
0
0
0
0
0
0
0
0
0
0
0
0
0
0
0
0
0
0
0
0
0
0
0
0
0
0
0
0
0
0
0
0
0
0
0
0
0
0
0
0
0
0
0
0
0
0
0
0
0
0
0
0
0
0
0
0
0
0
0
0
0
0
0
0
0
0
0
0
0
0
0
0
0
0
0
0
0
0
0
0
0
0
0
0
0
0
0
0
0
0
0
0
0
0
0
0
0
0
0
0
0
0
0
0
0
0
0
0
0
0
0
0
0
0
0
0
0
0
0
0
0
0
0
0
0
0
0
0
0
0
0
0
0
0
0
0
0
0
0
0
0
0
0
0
0
0
0
0
0
0
0
0
0
0
0
0
0
0
0
0
0
0
0
0
0
0
0
0
0
0
0
0
0
0
0
0
0
0
0
0
0
0
0
0
0
0
0
0
0
0
0
0
0
0
0
0
0
0
0
0
0
0
0
0
0
0
0
0
0
0
0
0
0
0
0
0
0
0
0
0
0
0
0
0
0
0
0
0
0
0
0
0
0
0
0
0
0
0
0
0
0
0
0
0
0
0
0
0
0
0
0
0
0
0
0
0
0
0
0
0
0
0
0
0
0
0
0
0
0
0
0
0
0
0
0
0
0
0
0
0
0
0
0
0
0
0
0
0
0
0
0
0
0
0
0
0
0
0
0
0
0
0
0
0
0
0
0
0
0
0
0
0
0
0
0
0
0
0
0
0
0
0
0
0
0
0
0
0
0
0
0
0
0
0
0
0
0
0
0
0
0
0
0
0
0
0
0
0
0
0
0
0
0
0
0
0
0
0
0
0
0
0
0
0
0
0
0
0
0
0
0
0
0
0
0
0
0
0
0
0
0
0
0
0
0
0
0
0
0
0
0
0
0
0
0
0
0
0
0
0
0
0
0
0
0
0
0
0
0
0
0
0
0
0
0
0
0
0
0
0
0
0
0
0
0
0
0
0
0
0
0
0
0
0
0
0
0
0
0
0
0
0
0
0
0
0
0
0
0
0
0
0
0
0
0
0
0
0
0
0
0
0
0
0
0
0
0
0
0
0
0
0
0
0
0
0
0
0
0
0
0
0
0
0
0
0
0
0
0
0
0
0
0
0
0
0
0
0
0
0
0
0
0
0
0
0
0
0
0
0
0
0
0
0
0
0
0
0
0
0
0
0
0
0
0
0
0
0
0
0
0
0
0
0
0
0
0
0
0
0
0
0
0
0
0
0
0
0
0
0
0
0
0
0
0
0
0
0
0
0
0
0
0
0
0
0
0
0
0
0
0
0
0
0
0
0
0
0
0
0
0
0
0
0
0
0
0
0
0
0
0
0
0
0
0
0
0
0
0
0
0
0
0
0
0
0
0
0
0
0
0
0
0
0
0
0
0
0
0
0
0
0
0
0
0
0
0
0
0
0
0
0
0
0
0
0
0
0
0
0
0
0
0
0
0
0
0
0
0
0
0
0
0
0
0
0
0
0
0
0
0
0
0
0
0
0
0
0
0
0
0
0
0
0
0
0
0
0
0
0
0
0
0
0
0
0
0
0
0
0
0
0
0
0
0
0
0
0
0
0
0
0
0
0
0
0
0
0
0
0
0
0
0
0
0
0
0
0
0
0
0
0
0
0
0
0
0
0
0
0
0
0
0
0
0
0
0
0
0
0
0
0
0
0
0
0
0
0
0
0
0
0
0
0
0
0
0
0
0
0
0
0
0
0
0
0
0
0
0
0
0
0
0
0
0
0
0
0
0
0
0
0
0
0
0
0
0
0
0
0
0
0
0
0
0
0
0
0
0
0
0
0
0
0
0
0
0
0
0
0
0
0
0
0
0
0
0
0
0
0
0
0
0
0
0
0
0
0
0
0
0
0
0
0
0
0
0
0
0
0
0
0
0
0
0
0
0
0
0
0
0
0
0
0
0
0
0
0
0
0
0
0
0
0
0
0
0
0
0
0
0
0
0
0
0
0
0
0
0
0
0
0
0
0
0
0
0
0
0
0
0
0
0
0
0
0
0
0
0
0
0
0
0
0
0
0
0
0
0
0
0
0
0
0
0
0
0
0
0
0
0
0
0
0
0
0
0
0
0
0
0
0
0
0
0
0
0
0
0
0
0
0
0
0
0
0
0
0
0
0
0
0
0
0
0
0
0
0
0
0
0
0
0
0
0
0
0
0
0
0
0
0
0
0
0
0
0
0
0
0
0
0
0
0
0
0
0
0
0
0
0
0
0
0
0
0
0
0
0
0
0
0
0
0
0
0
0
0
0
0
0
0
0
0
0
0
0
0
0
0
0
0
0
0
0
0
0
0
0
0
0
0
0
0
0
0
0
0
0
0
0
0
0
0
0
0
0
0
0
0
0
0
0
0
0
0
0
0
0
0
0
0
0
0
0
0
0
0
0
0
0
0
0
0
0
0
0
0
0
0
0
0
0
0
0
0
0
0
0
0
0
0
0
0
0
0
0
0
0
0
0
0
0
0
0
0
0
0
0
0
0
0
0
0
0
0
0
0
0
0
0
0
0
0
0
0
0
0
0
0
0
0
0
0
0
0
0
0
0
0
0
0
0
0
0
0
0
0
0
0
0
0
0
0
0
0
0
0
0
0
0
0
0
0
0
0
0
0
0
0
0
0
0
0
0
0
0
0
0
0
0
0
0
0
0
0
0
0
0
0
0
0
0
0
0
0
0
0
0
0
0
0
0
0
0
0
0
0
0
0
0
0
0
0
0
0
0
0
0
0
0
0
0
0
0
0
0
0
0
0
0
0
0
0
0
0
0
0
0
0
0
0
0
0
0
0
0
0
0
0
0
0
0
0
0
0
0
0
0
0
0
0
0
0
0
0
0
0
0
0
0
0
0
0
0
0
0
0
0
0
0
0
0
0
0
0
0
0
0
0
0
0
0
0
0
0
0
0
0
0
0
0
0
0
0
0
0
0
0
0
0
0
0
0
0
0
0
0
0
0
0
0
0
0
0
0
0
0
0
0
0
0
0
0
0
0
0
0
0
0
0
0
0
0
0
0
0
0
0
0
0
0
0
0
0
0
0
0
0
0
0
0
0
0
0
0
0
0
0
0
0
0
0
0
0
0
0
0
0
0
0
0
0
0
0
0
0
0
0
0
0
0
0
0
0
0
0
0
0
0
0
0
0
0
0
0
0
0
0
0
0
0
0
0
0
0
0
0
0
0
0
0
0
0
0
0
0
0
0
0
0
0
0
0
0
0
0
0
0
0
0
0
0
0
0
0
0
0
0
0
0
0
0
0
0
0
0
0
0
0
0
0
0
0
0
0
0
0
0
0
0
0
0
0
0
0
0
0
0
0
0
0
0
0
0
0
0
0
0
0
0
0
0
0
0
0
0
0
0
0
0
0
0
0
0
0
0
0
0
0
0
0
0
0
0
0
0
0
0
0
0
0
0
0
0
0
0
0
0
0
0
0
0
0
0
0
0
0
0
0
0
0
0
0
0
0
0
0
0
0
0
0
0
0
0
0
0
0
0
0
0
0
0
0
0
0
0
0
0
0
0
0
0
0
0
0
0
0
0
0
0
0
0
0
0
0
0
0
0
0
0
0
0
0
0
0
0
0
0
0
0
0
0
0
0
0
0
0
0
0
0
0
0
0
0
0
0
0
0
0
0
0
0
0
0
0
0
0
0
0
0
0
0
0
0
0
0
0
0
0
0
0
0
0
0
0
0
0
0
0
0
0
0
0
0
0
0
0
0
0
0
0
0
0
0
0
0
0
0
0
0
0
0
0
0
0
0
0
0
0
0
0
0
0
0
0
0
0
0
0
0
0
0
0
0
0
0
0
0
0
0
0
0
0
0
0
0
0
0
0
0
0
0
0
0
0
0
0
0
0
0
0
0
0
0
0
0
0
0
0
0
0
0
0
0
0
0
0
0
0
0
0
0
0
0
0
0
0
0
0
0
0
0
0
0
0
0
0
0
0
0
0
0
0
0
0
0
0
0
0
0
0
0
0
0
0
0
0
0
0
0
0
0
0
0
0
0
0
0
0
0
0
0
0
0
0
0
0
0
0
0
0
0
0
0
0
0
0
0
0
0
0
0
0
0
0
0
0
0
0
0
0
0
0
0
0
0
0
0
0
0
0
0
0
0
0
0
0
0
0
0
0
0
0
0
0
0
0
0
0
0
0
0
0
0
0
0
0
0
0
0
0
0
0
0
0
0
0
0
0
0
0
0
0
0
0
0
0
0
0
0
0
0
0
0
0
0
0
0
0
0
0
0
0
0
0
0
0
0
0
0
0
0
0
0
0
0
0
0
0
0
0
0
0
0
0
0
0
0
0
0
0
0
0
0
0
0
0
0
0
0
0
0
0
0
0
0
0
0
0
0
0
0
0
0
0
0
0
0
0
0
0
0
0
0
0
0
0
0
0
0
0
0
0
0
0
0
0
0
0
0
0
0
0
0
0
0
0
0
0
0
0
0
0
0
0
0
0
0
0
0
0
0
0
0
0
0
0
0
0
0
0
0
0
0
0
0
0
0
0
0
0
0
0
0
0
0
0
0
0
0
0
0
0
0
0
0
0
0
0
0
0
0
0
0
0
0
0
0
0
0
0
0
0
0
0
0
0
0
0
0
0
0
0
0
0
0
0
0
0
0
0
0
0
0
0
0
0
0
0
0
0
0
0
0
0
0
0
0
0
0
0
0
0
0
0
0
0
0
0
0
0
0
0
0
0
0
0
0
0
0
0
0
0
0
0
0
0
0
0
0
0
0
0
0
0
0
0
0
0
0
0
0
0
0
0
0
0
0
0
0
0
0
0
0
0
0
0
0
0
0
0
0
0
0
0
0
0
0
0
0
0
0
0
0
0
0
0
0
0
0
0
0
0
0
0
0
0
0
0
0
0
0
0
0
0
0
0
0
0
0
0
0
0
0
0
0
0
0
0
0
0
0
0
0
0
0
0
0
0
0
0
0
0
0
0
0
0
0
0
0
0
0
0
0
0
0
0
0
0
0
0
0
0
0
0
0
0
0
0
0
0
0
0
0
0
0
0
0
0
0
0
0
0
0
0
0
0
0
0
0
0
0
0
0
0
0
0
0
0
0
0
0
0
0
0
0
0
0
0
0
0
0
0
0
0
0
0
0
0
0
0
0
0
0
0
0
0
0
0
0
0
0
0
0
0
0
0
0
0
0
0
0
0
0
0
0
0
0
0
0
0
0
0
0
0
0
0
0
0
0
0
0
0
0
0
0
0
0
0
0
0
0
0
0
0
0
0
0
0
0
0
0
0
0
0
0
0
0
0
0
0
0
0
0
0
0
0
0
0
0
0
0
0
0
0
0
0
0
0
0
0
0
0
0
0
0
0
0
0
0
0
0
0
0
0
0
0
0
0
0
0
0
0
0
0
0
0
0
0
0
0
0
0
0
0
0
0
0
0
0
0
0
0
0
0
0
0
0
0
0
0
0
0
0
0
0
0
0
0
0
0
0
0
0
0
0
0
0
0
0
0
0
0
0
0
0
0
0
0
0
0
0
0
0
0
0
0
0
0
0
0
0
0
0
0
0
0
0
0
0
0
0
0
0
0
0
0
0
0
0
0
0
0
0
0
0
0
0
0
0
0
0
0
0
0
0
0
0
0
0
0
0
0
0
0
0
0
0
0
0
0
0
0
0
0
0
0
0
0
0
0
0
0
0
0
0
0
0
0
0
0
0
0
0
0
0
0
0
0
0
0
0
0
0
0
0
0
0
0
0
0
0
0
0
0
0
0
0
0
0
0
0
0
0
0
0
0
0
0
0
0
0
0
0
0
0
0
0
0
0
0
0
0
0
0
0
0
0
0
0
0
0
0
0
0
0
0
0
0
0
0
0
0
0
0
0
0
0
0
0
0
0
0
0
0
0
0
0
0
0
0
0
0
0
0
0
0
0
0
0
0
0
0
0
0
0
0
0
0
0
0
0
0
0
0
0
0
0
0
0
0
0
0
0
0
0
0
0
0
0
0
0
0
0
0
0
0
0
0
0
0
0
0
0
0
0
0
0
0
0
0
0
0
0
0
0
0
0
0
0
0
0
0
0
0
0
0
0
0
0
0
0
0
0
0
0
0
0
0
0
0
0
0
0
0
0
0
0
0
0
0
0
0
0
0
0
0
0
0
0
0
0
0
0
0
0
0
0
0
0
0
0
0
0
0
0
0
0
0
0
0
0
0
0
0
0
0
0
0
0
0
0
0
0
0
0
0
0
0
0
0
0
0
0
0
0
0
0
0
0
0
0
0
0
0
0
0
0
0
0
0
0
0
0
0
0
0
0
0
0
0
0
0
0
0
0
0
0
0
0
0
0
0
0
0
0
0
0
0
0
0
0
0
0
0
0
0
0
0
0
0
0
0
0
0
0
0
0
0
0
0
0
0
0
0
0
0
0
0
0
0
0
0
0
0
0
0
0
0
0
0
0
0
0
0
0
0
0
0
0
0
0
0
0
0
0
0
0
0
0
0
0
0
0
0
0
0
0
0
0
0
0
0
0
0
0
0
0
0
0
0
0
0
0
0
0
0
0
0
0
0
0
0
0
0
0
0
0
0
0
0
0
0
0
0
0
0
0
0
0
0
0
0
0
0
0
0
0
0
0
0
0
0
0
0
0
0
0
0
0
0
0
0
0
0
0
0
0
0
0
0
0
0
0
0
0
0
0
0
0
0
0
0
0
0
0
0
0
0
0
0
0
0
0
0
0
0
0
0
0
0
0
0
0
0
0
0
0
0
0
0
0
0
0
0
0
0
0
0
0
0
0
0
0
0
0
0
0
0
0
0
0
0
0
0
0
0
0
0
0
0
0
0
0
0
0
0
0
0
0
0
0
0
0
0
0
0
0
0
0
0
0
0
0
0
0
0
0
0
0
0
0
0
0
0
0
0
0
0
0
0
0
0
0
0
0
0
0
0
0
0
0
0
0
0
0
0
0
0
0
0
0
0
0
0
0
0
0
0
0
0
0
0
0
0
0
0
0
0
0
0
0
0
0
0
0
0
0
0
0
0
0
0
0
0
0
0
0
0
0
0
0
0
0
0
0
0
0
0
0
0
0
0
0
0
0
0
0
0
0
0
0
0
0
0
0
0
0
0
0
0
0
0
0
0
0
0
0
0
0
0
0
0
0
0
0
0
0
0
0
0
0
0
0
0
0
0
0
0
0
0
0
0
0
0
0
0
0
0
0
0
0
0
0
0
0
0
0
0
0
0
0
0
0
0
0
0
0
0
0
0
0
0
0
0
0
0
0
0
0
0
0
0
0
0
0
0
0
0
0
0
0
0
0
0
0
0
0
0
0
0
0
0
0
0
0
0
0
0
0
0
0
0
0
0
0
0
0
0
0
0
0
0
0
0
0
0
0
0
0
0
0
0
0
0
0
0
0
0
0
0
0
0
0
0
0
0
0
0
0
0
0
0
0
0
0
0
0
0
0
0
0
0
0
0
0
0
0
0
0
0
0
0
0
0
0
0
0
0
0
0
0
0
0
0
0
0
0
0
0
0
0
0
0
0
0
0
0
0
0
0
0
0
0
0
0
0
0
0
0
0
0
0
0
0
0
0
0
0
0
0
0
0
0
0
0
0
0
0
0
0
0
0
0
0
0
0
0
0
0
0
0
0
0
0
0
0
0
0
0
0
0
0
0
0
0
0
0
0
0
0
0
0
0
0
0
0
0
0
0
0
0
0
0
0
0
0
0
0
0
0
0
0
0
0
0
0
0
0
0
0
0
0
0
0
0
0
0
0
0
0
0
0
0
0
0
0
0
0
0
0
0
0
0
0
0
0
0
0
0
0
0
0
0
0
0
0
0
0
0
0
0
0
0
0
0
0
0
0
0
0
0
0
0
0
0
0
0
0
0
0
0
0
0
0
0
0
0
0
0
0
0
0
0
0
0
0
0
0
0
0
0
0
0
0
0
0
0
0
0
0
0
0
0
0
0
0
0
0
0
0
0
0
0
0
0
0
0
0
0
0
0
0
0
0
0
0
0
0
0
0
0
0
0
0
0
0
0
0
0
0
0
0
0
0
0
0
0
0
0
0
0
0
0
0
0
0
0
0
0
0
0
0
0
0
0
0
0
0
0
0
0
0
0
0
0
0
0
0
0
0
0
0
0
0
0
0
0
0
0
0
0
0
0
0
0
0
0
0
0
0
0
0
0
0
0
0
0
0
0
0
0
0
0
0
0
0
0
0
0
0
0
0
0
0
0
0
0
0
0
0
0
0
0
0
0
0
0
0
0
0
0
0
0
0
0
0
0
0
0
0
0
0
0
0
0
0
0
0
0
0
0
0
0
0
0
0
0
0
0
0
0
0
0
0
0
0
0
0
0
0
0
0
0
0
0
0
0
0
0
0
0
0
0
0
0
0
0
0
0
0
0
0
0
0
0
0
0
0
0
0
0
0
0
0
0
0
0
0
0
0
0
0
0
0
0
0
0
0
0
0
0
0
0
0
0
0
0
0
0
0
0
0
0
0
0
0
0
0
0
0
0
0
0
0
0
0
0
0
0
0
0
0
0
0
0
0
0
0
0
0
0
0
0
0
0
0
0
0
0
0
0
0
0
0
0
0
0
0
0
0
0
0
0
0
0
0
0
0
0
0
0
0
0
0
0
0
0
0
0
0
0
0
0
0
0
0
0
0
0
0
0
0
0
0
0
0
0
0
0
0
0
0
0
0
0
0
0
0
0
0
0
0
0
0
0
0
0
0
0
0
0
0
0
0
0
0
0
0
0
0
0
0
0
0
0
0
0
0
0
0
0
0
0
0
0
0
0
0
0
0
0
0
0
0
0
0
0
0
0
0
0
0
0
0
0
0
0
0
0
0
0
0
0
0
0
0
0
0
0
0
0
0
0
0
0
0
0
0
0
0
0
0
0
0
0
0
0
0
0
0
0
0
0
0
0
0
0
0
0
0
0
0
0
0
0
0
0
0
0
0
0
0
0
0
0
0
0
0
0
0
0
0
0
0
0
0
0
0
0
0
0
0
0
0
0
0
0
0
0
0
0
0
0
0
0
0
0
0
0
0
0
0
0
0
0
0
0
0
0
0
0
0
0
0
0
0
0
0
0
0
0
0
0
0
0
0
0
0
0
0
0
0
0
0
0
0
0
0
0
0
0
0
0
0
0
0
0
0
0
0
0
0
0
0
0
0
0
0
0
0
0
0
0
0
0
0
0
0
0
0
0
0
0
0
0
0
0
0
0
0
0
0
0
0
0
0
0
0
0
0
0
0
0
0
0
0
0
0
0
0
0
0
0
0
0
0
0
0
0
0
0
0
0
0
0
0
0
0
0
0
0
0
0
0
0
0
0
0
0
0
0
0
0
0
0
0
0
0
0
0
0
0
0
0
0
0
0
0
0
0
0
0
0
0
0
0
0
0
0
0
0
0
0
0
0
0
0
0
0
0
0
0
0
0
0
0
0
0
0
0
0
0
0
0
0
0
0
0
0
0
0
0
0
0
0
0
0
0
0
0
0
0
0
0
0
0
0
0
0
0
0
0
0
0
0
0
0
0
0
0
0
0
0
0
0
0
0
0
0
0
0
0
0
0
0
0
0
0
0
0
0
0
0
0
0
0
0
0
0
0
0
0
0
0
0
0
0
0
0
0
0
0
0
0
0
0
0
0
0
0
0
0
0
0
0
0
0
0
0
0
0
0
0
0
0
0
0
0
0
0
0
0
0
0
0
0
0
0
0
0
0
0
0
0
0
0
0
0
0
0
0
0
0
0
0
0
0
0
0
0
0
0
0
0
0
0
0
0
0
0
0
0
0
0
0
0
0
0
0
0
0
0
0
0
0
0
0
0
0
0
0
0
0
0
0
0
0
0
0
0
0
0
0
0
0
0
0
0
0
0
0
0
0
0
0
0
0
0
0
0
0
0
0
0
0
0
0
0
0
0
0
0
0
0
0
0
0
0
0
0
0
0
0
0
0
0
0
0
0
0
0
0
0
0
0
0
0
0
0
0
0
0
0
0
0
0
0
0
0
0
0
0
0
0
0
0
0
0
0
0
0
0
0
0
0
0
0
0
0
0
0
0
0
0
0
0
0
0
0
0
0
0
0
0
0
0
0
0
0
0
0
0
0
0
0
0
0
0
0
0
0
0
0
0
0
0
0
0
0
0
0
0
0
0
0
0
0
0
0
0
0
0
0
0
0
0
0
0
0
0
0
0
0
0
0
0
0
0
0
0
0
0
0
0
0
0
0
0
0
0
0
0
0
0
0
0
0
0
0
0
0
0
0
0
0
0
0
0
0
0
0
0
0
0
0
0
0
0
0
0
0
0
0
0
0
0
0
0
0
0
0
0
0
0
0
0
0
0
0
0
0
0
0
0
0
0
0
0
0
0
0
0
0
0
0
0
0
0
0
0
0
0
0
0
0
0
0
0
0
0
0
0
0
0
0
0
0
0
0
0
0
0
0
0
0
0
0
0
0
0
0
0
0
0
0
0
0
0
0
0
0
0
0
0
0
0
0
0
0
0
0
0
0
0
0
0
0
0
0
0
0
0
0
0
0
0
0
0
0
0
0
0
0
0
0
0
0
0
0
0
0
0
0
0
0
0
0
0
0
0
0
0
0
0
0
0
0
0
0
0
0
0
0
0
0
0
0
0
0
0
0
0
0
0
0
0
0
0
0
0
0
0
0
0
0
0
0
0
0
0
0
0
0
0
0
0
0
0
0
0
0
0
0
0
0
0
0
0
0
0
0
0
0
0
0
0
0
0
0
0
0
0
0
0
0
0
0
0
0
0
0
0
0
0
0
0
0
0
0
0
0
0
0
0
0
0
0
0
0
0
0
0
0
0
0
0
0
0
0
0
0
0
0
0
0
0
0
0
0
0
0
0
0
0
0
0
0
0
0
0
0
0
0
0
0
0
0
0
0
0
0
0
0
0
0
0
0
0
0
0
0
0
0
0
0
0
0
0
0
0
0
0
0
0
0
0
0
0
0
0
0
0
0
0
0
0
0
0
0
0
0
0
0
0
0
0
0
0
0
0
0
0
0
0
0
0
0
0
0
0
0
0
0
0
0
0
0
0
0
0
0
0
0
0
0
0
0
0
0
0
0
0
0
0
0
0
0
0
0
0
0
0
0
0
0
0
0
0
0
0
0
0
0
0
0
0
0
0
0
0
0
0
0
0
0
0
0
0
0
0
0
0
0
0
0
0
0
0
0
0
0
0
0
0
0
0
0
0
0
0
0
0
0
0
0
0
0
0
0
0
0
0
0
0
0
0
0
0
0
0
0
0
0
0
0
0
0
0
0
0
0
0
0
0
0
0
0
0
0
0
0
0
0
0
0
0
0
0
0
0
0
0
0
0
0
0
0
0
0
0
0
0
0
0
0
0
0
0
0
0
0
0
0
0
0
0
0
0
0
0
0
0
0
0
0
0
0
0
0
0
0
0
0
0
0
0
0
0
0
0
0
0
0
0
0
0
0
0
0
0
0
0
0
0
0
0
0
0
0
0
0
0
0
0
0
0
0
0
0
0
0
0
0
0
0
0
0
0
0
0
0
0
0
0
0
0
0
0
0
0
0
0
0
0
0
0
0
0
0
0
0
0
0
0
0
0
0
0
0
0
0
0
0
0
0
0
0
0
0
0
0
0
0
0
0
0
0
0
0
0
0
0
0
0
0
0
0
0
0
0
0
0
0
0
0
0
0
0
0
0
0
0
0
0
0
0
0
0
0
0
0
0
0
0
0
0
0
0
0
0
0
0
0
0
0
0
0
0
0
0
0
0
0
0
0
0
0
0
0
0
0
0
0
0
0
0
0
0
0
0
0
0
0
0
0
0
0
0
0
0
0
0
0
0
0
0
0
0
0
0
0
0
0
0
0
0
0
0
0
0
0
0
0
0
0
0
0
0
0
0
0
0
0
0
0
0
0
0
0
0
0
0
0
0
0
0
0
0
0
0
0
0
0
0
0
0
0
0
0
0
0
0
0
0
0
0
0
0
0
0
0
0
0
0
0
0
0
0
0
0
0
0
0
0
0
0
0
0
0
0
0
0
0
0
0
0
0
0
0
0
0
0
0
0
0
0
0
0
0
0
0
0
0
0
0
0
0
0
0
0
0
0
0
0
0
0
0
0
0
0
0
0
0
0
0
0
0
0
0
0
0
0
0
0
0
0
0
0
0
0
0
0
0
0
0
0
0
0
0
0
0
0
0
0
0
0
0
0
0
0
0
0
0
0
0
0
0
0
0
0
0
0
0
0
0
0
0
0
0
0
0
0
0
0
0
0
0
0
0
0
0
0
0
0
0
0
0
0
0
0
0
0
0
0
0
0
0
0
0
0
0
0
0
0
0
0
0
0
0
0
0
0
0
0
0
0
0
0
0
0
0
0
0
0
0
0
0
0
0
0
0
0
0
0
0
0
0
0
0
0
0
0
0
0
0
0
0
0
0
0
0
0
0
0
0
0
0
0
0
0
0
0
0
0
0
0
0
0
0
0
0
0
0
0
0
0
0
0
0
0
0
0
0
0
0
0
0
0
0
0
0
0
0
0
0
0
0
0
0
0
0
0
0
0
0
0
0
0
0
0
0
0
0
0
0
0
0
0
0
0
0
0
0
0
0
0
0
0
0
0
0
0
0
0
0
0
0
0
0
0
0
0
0
0
0
0
0
0
0
0
0
0
0
0
0
0
0
0
0
0
0
0
0
0
0
0
0
0
0
0
0
0
0
0
0
0
0
0
0
0
0
0
0
0
0
0
0
0
0
0
0
0
0
0
0
0
0
0
0
0
0
0
0
0
0
0
0
0
0
0
0
0
0
0
0
0
0
0
0
0
0
0
0
0
0
0
0
0
0
0
0
0
0
0
0
0
0
0
0
0
0
0
0
0
0
0
0
0
0
0
0
0
0
0
0
0
0
0
0
0
0
0
0
0
0
0
0
0
0
0
0
0
0
0
0
0
0
0
0
0
0
0
0
0
0
0
0
0
0
0
0
0
0
0
0
0
0
0
0
0
0
0
0
0
0
0
0
0
0
0
0
0
0
0
0
0
0
0
0
0
0
0
0
0
0
0
0
0
0
0
0
0
0
0
0
0
0
0
0
0
0
0
0
0
0
0
0
0
0
0
0
0
0
0
0
0
0
0
0
0
0
0
0
0
0
0
0
0
0
0
0
0
0
0
0
0
0
0
0
0
0
0
0
0
0
0
0
0
0
0
0
0
0
0
0
0
0
0
0
0
0
0
0
0
0
0
0
0
0
0
0
0
0
0
0
0
0
0
0
0
0
0
0
0
0
0
0
0
0
0
0
0
0
0
0
0
0
0
0
0
0
0
0
0
0
0
0
0
0
0
0
0
0
0
0
0
0
0
0
0
0
0
0
0
0
0
0
0
0
0
0
0
0
0
0
0
0
0
0
0
0
0
0
0
0
0
0
0
0
0
0
0
0
0
0
0
0
0
0
0
0
0
0
0
0
0
0
0
0
0
0
0
0
0
0
0
0
0
0
0
0
0
0
0
0
0
0
0
0
0
0
0
0
0
0
0
0
0
0
0
0
0
0
0
0
0
0
0
0
0
0
0
0
0
0
0
0
0
0
0
0
0
0
0
0
0
0
0
0
0
0
0
0
0
0
0
0
0
0
0
0
0
0
0
0
0
0
0
0
0
0
0
0
0
0
0
0
0
0
0
0
0
0
0
0
0
0
0
0
0
0
0
0
0
0
0
0
0
0
0
0
0
0
0
0
0
0
0
0
0
0
0
0
0
0
0
0
0
0
0
0
0
0
0
0
0
0
0
0
0
0
0
0
0
0
0
0
0
0
0
0
0
0
0
0
0
0
0
0
0
0
0
0
0
0
0
0
0
0
0
0
0
0
0
0
0
0
0
0
0
0
0
0
0
0
0
0
0
0
0
0
0
0
0
0
0
0
0
0
0
0
0
0
0
0
0
0
0
0
0
0
0
0
0
0
0
0
0
0
0
0
0
0
0
0
0
0
0
0
0
0
0
0
0
0
0
0
0
0
0
0
0
0
0
0
0
0
0
0
0
0
0
0
0
0
0
0
0
0
0
0
0
0
0
0
0
0
0
0
0
0
0
0
0
0
0
0
0
0
0
0
0
0
0
0
0
0
0
0
0
0
0
0
0
0
0
0
0
0
0
0
0
0
0
0
0
0
0
0
0
0
0
0
0
0
0
0
0
0
0
0
0
0
0
0
0
0
0
0
0
0
0
0
0
0
0
0
0
0
0
0
0
0
0
0
0
0
0
0
0
0
0
0
0
0
0
0
0
0
0
0
0
0
0
0
0
0
0
0
0
0
0
0
0
0
0
0
0
0
0
0
0
0
0
0
0
0
0
0
0
0
0
0
0
0
0
0
0
0
0
0
0
0
0
0
0
0
0
0
0
0
0
0
0
0
0
0
0
0
0
0
0
0
0
0
0
0
0
0
0
0
0
0
0
0
0
0
0
0
0
0
0
0
0
0
0
0
0
0
0
0
0
0
0
0
0
0
0
0
0
0
0
0
0
0
0
0
0
0
0
0
0
0
0
0
0
0
0
0
0
0
0
0
0
0
0
0
0
0
0
0
0
0
0
0
0
0
0
0
0
0
0
0
0
0
0
0
0
0
0
0
0
0
0
0
0
0
0
0
0
0
0
0
0
0
0
0
0
0
0
0
0
0
0
0
0
0
0
0
0
0
0
0
0
0
0
0
0
0
0
0
0
0
0
0
0
0
0
0
0
0
0
0
0
0
0
0
0
0
0
0
0
0
0
0
0
0
0
0
0
0
0
0
0
0
0
0
0
0
0
0
0
0
0
0
0
0
0
0
0
0
0
0
0
0
0
0
0
0
0
0
0
0
0
0
0
0
0
0
0
0
0
0
0
0
0
0
0
0
0
0
0
0
0
0
0
0
0
0
0
0
0
0
0
0
0
0
0
0
0
0
0
0
0
0
0
0
0
0
0
0
0
0
0
0
0
0
0
0
0
0
0
0
0
0
0
0
0
0
0
0
0
0
0
0
0
0
0
0
0
0
0
0
0
0
0
0
0
0
0
0
0
0
0
0
0
0
0
0
0
0
0
0
0
0
0
0
0
0
0
0
0
0
0
0
0
0
0
0
0
0
0
0
0
0
0
0
0
0
0
0
0
0
0
0
0
0
0
0
0
0
0
0
0
0
0
0
0
0
0
0
0
0
0
0
0
0
0
0
0
0
0
0
0
0
0
0
0
0
0
0
0
0
0
0
0
0
0
0
0
0
0
0
0
0
0
0
0
0
0
0
0
0
0
0
0
0
0
0
0
0
0
0
0
0
0
0
0
0
0
0
0
0
0
0
0
0
0
0
0
0
0
0
0
0
0
0
0
0
0
0
0
0
0
0
0
0
0
0
0
0
0
0
0
0
0
0
0
0
0
0
0
0
0
0
0
0
0
0
0
0
0
0
0
0
0
0
0
0
0
0
0
0
0
0
0
0
0
0
0
0
0
0
0
0
0
0
0
0
0
0
0
0
0
0
0
0
0
0
0
0
0
0
0
0
0
0
0
0
0
0
0
0
0
0
0
0
0
0
0
0
0
0
0
0
0
0
0
0
0
0
0
0
0
0
0
0
0
0
0
0
0
0
0
0
0
0
0
0
0
0
0
0
0
0
0
0
0
0
0
0
0
0
0
0
0
0
0
0
0
0
0
0
0
0
0
0
0
0
0
0
0
0
0
0
0
0
0
0
0
0
0
0
0
0
0
0
0
0
0
0
0
0
0
0
0
0
0
0
0
0
0
0
0
0
0
0
0
0
0
0
0
0
0
0
0
0
0
0
0
0
0
0
0
0
0
0
0
0
0
0
0
0
0
0
0
0
0
0
0
0
0
0
0
0
0
0
0
0
0
0
0
0
0
0
0
0
0
0
0
0
0
0
0
0
0
0
0
0
0
0
0
0
0
0
0
0
0
0
0
0
0
0
0
0
0
0
0
0
0
0
0
0
0
0
0
0
0
0
0
0
0
0
0
0
0
0
0
0
0
0
0
0
0
0
0
0
0
0
0
0
0
0
0
0
0
0
0
0
0
0
0
0
0
0
0
0
0
0
0
0
0
0
0
0
0
0
0
0
0
0
0
0
0
0
0
0
0
0
0
0
0
0
0
0
0
0
0
0
0
0
0
0
0
0
0
0
0
0
0
0
0
0
0
0
0
0
0
0
0
0
0
0
0
0
0
0
0
0
0
0
0
0
0
0
0
0
0
0
0
0
0
0
0
0
0
0
0
0
0
0
0
0
0
0
0
0
0
0
0
0
0
0
0
0
0
0
0
0
0
0
0
0
0
0
0
0
0
0
0
0
0
0
0
0
0
0
0
0
0
0
0
0
0
0
0
0
0
0
0
0
0
0
0
0
0
0
0
0
0
0
0
0
0
0
0
0
0
0
0
0
0
0
0
0
0
0
0
0
0
0
0
0
0
0
0
0
0
0
0
0
0
0
0
0
0
0
0
0
0
0
0
0
0
0
0
0
0
0
0
0
0
0
0
0
0
0
0
0
0
0
0
0
0
0
0
0
0
0
0
0
0
0
0
0
0
0
0
0
0
0
0
0
0
0
0
0
0
0
0
0
0
0
0
0
0
0
0
0
0
0
0
0
0
0
0
0
0
0
0
0
0
0
0
0
0
0
0
0
0
0
0
0
0
0
0
0
0
0
0
0
0
0
0
0
0
0
0
0
0
0
0
0
0
0
0
0
0
0
0
0
0
0
0
0
0
0
0
0
0
0
0
0
0
0
0
0
0
0
0
0
0
0
0
0
0
0
0
0
0
0
0
0
0
0
0
0
0
0
0
0
0
0
0
0
0
0
0
0
0
0
0
0
0
0
0
0
0
0
0
0
0
0
0
0
0
0
0
0
0
0
0
0
0
0
0
0
0
0
0
0
0
0
0
0
0
0
0
0
0
0
0
0
0
0
0
0
0
0
0
0
0
0
0
0
0
0
0
0
0
0
0
0
0
0
0
0
0
0
0
0
0
0
0
0
0
0
0
0
0
0
0
0
0
0
0
0
0
0
0
0
0
0
0
0
0
0
0
0
0
0
0
0
0
0
0
0
0
0
0
0
0
0
0
0
0
0
0
0
0
0
0
0
0
0
0
0
0
0
0
0
0
0
0
0
0
0
0
0
0
0
0
0
0
0
0
0
0
0
0
0
0
0
0
0
0
0
0
0
0
0
0
0
0
0
0
0
0
0
0
0
0
0
0
0
0
0
0
0
0
0
0
0
0
0
0
0
0
0
0
0
0
0
0
0
0
0
0
0
0
0
0
0
0
0
0
0
0
0
0
0
0
0
0
0
0
0
0
0
0
0
0
0
0
0
0
0
0
0
0
0
0
0
0
0
0
0
0
0
0
0
0
0
0
0
0
0
0
0
0
0
0
0
0
0
0
0
0
0
0
0
0
0
0
0
0
0
0
0
0
0
0
0
0
0
0
0
0
0
0
0
0
0
0
0
0
0
0
0
0
0
0
0
0
0
0
0
0
0
0
0
0
0
0
0
0
0
0
0
0
0
0
0
0
0
0
0
0
0
0
0
0
0
0
0
0
0
0
0
0
0
0
0
0
0
0
0
0
0
0
0
0
0
0
0
0
0
0
0
0
0
0
0
0
0
0
0
0
0
0
0
0
0
0
0
0
0
0
0
0
0
0
0
0
0
0
0
0
0
0
0
0
0
0
0
0
0
0
0
0
0
0
0
0
0
0
0
0
0
0
0
0
0
0
0
0
0
0
0
0
0
0
0
0
0
0
0
0
0
0
0
0
0
0
0
0
0
0
0
0
0
0
0
0
0
0
0
0
0
0
0
0
0
0
0
0
0
0
0
0
0
0
0
0
0
0
0
0
0
0
0
0
0
0
0
0
0
0
0
0
0
0
0
0
0
0
0
0
0
0
0
0
0
0
0
0
0
0
0
0
0
0
0
0
0
0
0
0
0
0
0
0
0
0
0
0
0
0
0
0
0
0
0
0
0
0
0
0
0
0
0
0
0
0
0
0
0
0
0
0
0
0
0
0
0
0
0
0
0
0
0
0
0
0
0
0
0
0
0
0
0
0
0
0
0
0
0
0
0
0
0
0
0
0
0
0
0
0
0
0
0
0
0
0
0
0
0
0
0
0
0
0
0
0
0
0
0
0
0
0
0
0
0
0
0
0
0
0
0
0
0
0
0
0
0
0
0
0
0
0
0
0
0
0
0
0
0
0
0
0
0
0
0
0
0
0
0
0
0
0
0
0
0
0
0
0
0
0
0
0
0
0
0
0
0
0
0
0
0
0
0
0
0
0
0
0
0
0
0
0
0
0
0
0
0
0
0
0
0
0
0
0
0
0
0
0
0
0
0
0
0
0
0
0
0
0
0
0
0
0
0
0
0
0
0
0
0
0
0
0
0
0
0
0
0
0
0
0
0
0
0
0
0
0
0
0
0
0
0
0
0
0
0
0
0
0
0
0
0
0
0
0
0
0
0
0
0
0
0
0
0
0
0
0
0
0
0
0
0
0
0
0
0
0
0
0
0
0
0
0
0
0
0
0
0
0
0
0
0
0
0
0
0
0
0
0
0
0
0
0
0
0
0
0
0
0
0
0
0
0
0
0
0
0
0
0
0
0
0
0
0
0
0
0
0
0
0
0
0
0
0
0
0
0
0
0
0
0
0
0
0
0
0
0
0
0
0
0
0
0
0
0
0
0
0
0
0
0
0
0
0
0
0
0
0
0
0
0
0
0
0
0
0
0
0
0
0
0
0
0
0
0
0
0
0
0
0
0
0
0
0
0
0
0
0
0
0
0
0
0
0
0
0
0
0
0
0
0
0
0
0
0
0
0
0
0
0
0
0
0
0
0
0
0
0
0
0
0
0
0
0
0
0
0
0
0
0
0
0
0
0
0
0
0
0
0
0
0
0
0
0
0
0
0
0
0
0
0
0
0
0
0
0
0
0
0
0
0
0
0
0
0
0
0
0
0
0
0
0
0
0
0
0
0
0
0
0
0
0
0
0
0
0
0
0
0
0
0
0
0
0
0
0
0
0
0
0
0
0
0
0
0
0
0
0
0
0
0
0
0
0
0
0
0
0
0
0
0
0
0
0
0
0
0
0
0
0
0
0
0
0
0
0
0
0
0
0
0
0
0
0
0
0
0
0
0
0
0
0
0
0
0
0
0
0
0
0
0
0
0
0
0
0
0
0
0
0
0
0
0
0
0
0
0
0
0
0
0
0
0
0
0
0
0
0
0
0
0
0
0
0
0
0
0
0
0
0
0
0
0
0
0
0
0
0
0
0
0
0
0
0
0
0
0
0
0
0
0
0
0
0
0
0
0
0
0
0
0
0
0
0
0
0
0
0
0
0
0
0
0
0
0
0
0
0
0
0
0
0
0
0
0
0
0
0
0
0
0
0
0
0
0
0
0
0
0
0
0
0
0
0
0
0
0
0
0
0
0
0
0
0
0
0
0
0
0
0
0
0
0
0
0
0
0
0
0
0
0
0
0
0
0
0
0
0
0
0
0
0
0
0
0
0
0
0
0
0
0
0
0
0
0
0
0
0
0
0
0
0
0
0
0
0
0
0
0
0
0
0
0
0
0
0
0
0
0
0
0
0
0
0
0
0
0
0
0
0
0
0
0
0
0
0
0
0
0
0
0
0
0
0
0
0
0
0
0
0
0
0
0
0
0
0
0
0
0
0
0
0
0
0
0
0
0
0
0
0
0
0
0
0
0
0
0
0
0
0
0
0
0
0
0
0
0
0
0
0
0
0
0
0
0
0
0
0
0
0
0
0
0
0
0
0
0
0
0
0
0
0
0
0
0
0
0
0
0
0
0
0
0
0
0
0
0
0
0
0
0
0
0
0
0
0
0
0
0
0
0
0
0
0
0
0
0
0
0
0
0
0
0
0
0
0
0
0
0
0
0
0
0
0
0
0
0
0
0
0
0
0
0
0
0
0
0
0
0
0
0
0
0
0
0
0
0
0
0
0
0
0
0
0
0
0
0
0
0
0
0
0
0
0
0
0
0
0
0
0
0
0
0
0
0
0
0
0
0
0
0
0
0
0
0
0
0
0
0
0
0
0
0
0
0
0
0
0
0
0
0
0
0
0
0
0
0
0
0
0
0
0
0
0
0
0
0
0
0
0
0
0
0
0
0
0
0
0
0
0
0
0
0
0
0
0
0
0
0
0
0
0
0
0
0
0
0
0
0
0
0
0
0
0
0
0
0
0
0
0
0
0
0
0
0
0
0
0
0
0
0
0
0
0
0
0
0
0
0
0
0
0
0
0
0
0
0
0
0
0
0
0
0
0
0
0
0
0
0
0
0
0
0
0
0
0
0
0
0
0
0
0
0
0
0
0
0
0
0
0
0
0
0
0
0
0
0
0
0
0
0
0
0
0
0
0
0
0
0
0
0
0
0
0
0
0
0
0
0
0
0
0
0
0
0
0
0
0
0
0
0
0
0
0
0
0
0
0
0
0
0
0
0
0
0
0
0
0
0
0
0
0
0
0
0
0
0
0
0
0
0
0
0
0
0
0
0
0
0
0
0
0
0
0
0
0
0
0
0
0
0
0
0
0
0
0
0
0
0
0
0
0
0
0
0
0
0
0
0
0
0
0
0
0
0
0
0
0
0
0
0
0
0
0
0
0
0
0
0
0
0
0
0
0
0
0
0
0
0
0
0
0
0
0
0
0
0
0
0
0
0
0
0
0
0
0
0
0
0
0
0
0
0
0
0
0
0
0
0
0
0
0
0
0
0
0
0
0
0
0
0
0
0
0
0
0
0
0
0
0
0
0
0
0
0
0
0
0
0
0
0
0
0
0
0
0
0
0
0
0
0
0
0
0
0
0
0
0
0
0
0
0
0
0
0
0
0
0
0
0
0
0
0
0
0
0
0
0
0
0
0
0
0
0
0
0
0
0
0
0
0
0
0
0
0
0
0
0
0
0
0
0
0
0
0
0
0
0
0
0
0
0
0
0
0
0
0
0
0
0
0
0
0
0
0
0
0
0
0
0
0
0
0
0
0
0
0
0
0
0
0
0
0
0
0
0
0
0
0
0
0
0
0
0
0
0
0
0
0
0
0
0
0
0
0
0
0
0
0
0
0
0
0
0
0
0
0
0
0
0
0
0
0
0
0
0
0
0
0
0
0
0
0
0
0
0
0
0
0
0
0
0
0
0
0
0
0
0
0
0
0
0
0
0
0
0
0
0
0
0
0
0
0
0
0
0
0
0
0
0
0
0
0
0
0
0
0
0
0
0
0
0
0
0
0
0
0
0
0
0
0
0
0
0
0
0
0
0
0
0
0
0
0
0
0
0
0
0
0
0
0
0
0
0
0
0
0
0
0
0
0
0
0
0
0
0
0
0
0
0
0
0
0
0
0
0
0
0
0
0
0
0
0
0
0
0
0
0
0
0
0
0
0
0
0
0
0
0
0
0
0
0
0
0
0
0
0
0
0
0
0
0
0
0
0
0
0
0
0
0
0
0
0
0
0
0
0
0
0
0
0
0
0
0
0
0
0
0
0
0
0
0
0
0
0
0
0
0
0
0
0
0
0
0
0
0
0
0
0
0
0
0
0
0
0
0
0
0
0
0
0
0
0
0
0
0
0
0
0
0
0
0
0
0
0
0
0
0
0
0
0
0
0
0
0
0
0
0
0
0
0
0
0
0
0
0
0
0
0
0
0
0
0
0
0
0
0
0
0
0
0
0
0
0
0
0
0
0
0
0
0
0
0
0
0
0
0
0
0
0
0
0
0
0
0
0
0
0
0
0
0
0
0
0
0
0
0
0
0
0
0
0
0
0
0
0
0
0
0
0
0
0
0
0
0
0
0
0
0
0
0
0
0
0
0
0
0
0
0
0
0
0
0
0
0
0
0
0
0
0
0
0
0
0
0
0
0
0
0
0
0
0
0
0
0
0
0
0
0
0
0
0
0
0
0
0
0
0
0
0
0
0
0
0
0
0
0
0
0
0
0
0
0
0
0
0
0
0
0
0
0
0
0
0
0
0
0
0
0
0
0
0
0
0
0
0
0
0
0
0
0
0
0
0
0
0
0
0
0
0
0
0
0
0
0
0
0
0
0
0
0
0
0
0
0
0
0
0
0
0
0
0
0
0
0
0
0
0
0
0
0
0
0
0
0
0
0
0
0
0
0
0
0
0
0
0
0
0
0
0
0
0
0
0
0
0
0
0
0
0
0
0
0
0
0
0
0
0
0
0
0
0
0
0
0
0
0
0
0
0
0
0
0
0
0
0
0
0
0
0
0
0
0
0
0
0
0
0
0
0
0
0
0
0
0
0
0
0
0
0
0
0
0
0
0
0
0
0
0
0
0
0
0
0
0
0
0
0
0
0
0
0
0
0
0
0
0
0
0
0
0
0
0
0
0
0
0
0
0
0
0
0
0
0
0
0
0
0
0
0
0
0
0
0
0
0
0
0
0
0
0
0
0
0
0
0
0
0
0
0
0
0
0
0
0
0
0
0
0
0
0
0
0
0
0
0
0
0
0
0
0
0
0
0
0
0
0
0
0
0
0
0
0
0
0
0
0
0
0
0
0
0
0
0
0
0
0
0
0
0
0
0
0
0
0
0
0
0
0
0
0
0
0
0
0
0
0
0
0
0
0
0
0
0
0
0
0
0
0
0
0
0
0
0
0
0
0
0
0
0
0
0
0
0
0
0
0
0
0
0
0
0
0
0
0
0
0
0
0
0
0
0
0
0
0
0
0
0
0
0
0
0
0
0
0
0
0
0
0
0
0
0
0
0
0
0
0
0
0
0
0
0
0
0
0
0
0
0
0
0
0
0
0
0
0
0
0
0
0
0
0
0
0
0
0
0
0
0
0
0
0
0
0
0
0
0
0
0
0
0
0
0
0
0
0
0
0
0
0
0
0
0
0
0
0
0
0
0
0
0
0
0
0
0
0
0
0
0
0
0
0
0
0
0
0
0
0
0
0
0
0
0
0
0
0
0
0
0
0
0
0
0
0
0
0
0
0
0
0
0
0
0
0
0
0
0
0
0
0
0
0
0
0
0
0
0
0
0
0
0
0
0
0
0
0
0
0
0
0
0
0
0
0
0
0
0
0
0
0
0
0
0
0
0
0
0
0
0
0
0
0
0
0
0
0
0
0
0
0
0
0
0
0
0
0
0
0
0
0
0
0
0
0
0
0
0
0
0
0
0
0
0
0
0
0
0
0
0
0
0
0
0
0
0
0
0
0
0
0
0
0
0
0
0
0
0
0
0
0
0
0
0
0
0
0
0
0
0
0
0
0
0
0
0
0
0
0
0
0
0
0
0
0
0
0
0
0
0
0
0
0
0
0
0
0
0
0
0
0
0
0
0
0
0
0
0
0
0
0
0
0
0
0
0
0
0
0
0
0
0
0
0
0
0
0
0
0
0
0
0
0
0
0
0
0
0
0
0
0
0
0
0
0
0
0
0
0
0
0
0
0
0
0
0
0
0
0
0
0
0
0
0
0
0
0
0
0
0
0
0
0
0
0
0
0
0
0
0
0
0
0
0
0
0
0
0
0
0
0
0
0
0
0
0
0
0
0
0
0
0
0
0
0
0
0
0
0
0
0
0
0
0
0
0
0
0
0
0
0
0
0
0
0
0
0
0
0
0
0
0
0
0
0
0
0
0
0
0
0
0
0
0
0
0
0
0
0
0
0
0
0
0
0
0
0
0
0
0
0
0
0
0
0
0
0
0
0
0
0
0
0
0
0
0
0
0
0
0
0
0
0
0
0
0
0
0
0
0
0
0
0
0
0
0
0
0
0
0
0
0
0
0
0
0
0
0
0
0
0
0
0
0
0
0
0
0
0
0
0
0
0
0
0
0
0
0
0
0
0
0
0
0
0
0
0
0
0
0
0
0
0
0
0
0
0
0
0
0
0
0
0
0
0
0
0
0
0
0
0
0
0
0
0
0
0
0
0
0
0
0
0
0
0
0
0
0
0
0
0
0
0
0
0
0
0
0
0
0
0
0
0
0
0
0
0
0
0
0
0
0
0
0
0
0
0
0
0
0
0
0
0
0
0
0
0
0
0
0
0
0
0
0
0
0
0
0
0
0
0
0
0
0
0
0
0
0
0
0
0
0
0
0
0
0
0
0
0
0
0
0
0
0
0
0
0
0
0
0
0
0
0
0
0
0
0
0
0
0
0
0
0
0
0
0
0
0
0
0
0
0
0
0
0
0
0
0
0
0
0
0
0
0
0
0
0
0
0
0
0
0
0
0
0
0
0
0
0
0
0
0
0
0
0
0
0
0
0
0
0
0
0
0
0
0
0
0
0
0
0
0
0
0
0
0
0
0
0
0
0
0
0
0
0
0
0
0
0
0
0
0
0
0
0
0
0
0
0
0
0
0
0
0
0
0
0
0
0
0
0
0
0
0
0
0
0
0
0
0
0
0
0
0
0
0
0
0
0
0
0
0
0
0
0
0
0
0
0
0
0
0
0
0
0
0
0
0
0
0
0
0
0
0
0
0
0
0
0
0
0
0
0
0
0
0
0
0
0
0
0
0
0
0
0
0
0
0
0
0
0
0
0
0
0
0
0
0
0
0
0
0
0
0
0
0
0
0
0
0
0
0
0
0
0
0
0
0
0
0
0
0
0
0
0
0
0
0
0
0
0
0
0
0
0
0
0
0
0
0
0
0
0
0
0
0
0
0
0
0
0
0
0
0
0
0
0
0
0
0
0
0
0
0
0
0
0
0
0
0
0
0
0
0
0
0
0
0
0
0
0
0
0
0
0
0
0
0
0
0
0
0
0
0
0
0
0
0
0
0
0
0
0
0
0
0
0
0
0
0
0
0
0
0
0
0
0
0
0
0
0
0
0
0
0
0
0
0
0
0
0
0
0
0
0
0
0
0
0
0
0
0
0
0
0
0
0
0
0
0
0
0
0
0
0
0
0
0
0
0
0
0
0
0
0
0
0
0
0
0
0
0
0
0
0
0
0
0
0
0
0
0
0
0
0
0
0
0
0
0
0
0
0
0
0
0
0
0
0
0
0
0
0
0
0
0
0
0
0
0
0
0
0
0
0
0
0
0
0
0
0
0
0
0
0
0
0
0
0
0
0
0
0
0
0
0
0
0
0
0
0
0
0
0
0
0
0
0
0
0
0
0
0
0
0
0
0
0
0
0
0
0
0
0
0
0
0
0
0
0
0
0
0
0
0
0
0
0
0
0
0
0
0
0
0
0
0
0
0
0
0
0
0
0
0
0
0
0
0
0
0
0
0
0
0
0
0
0
0
0
0
0
0
0
0
0
0
0
0
0
0
0
0
0
0
0
0
0
0
0
0
0
0
0
0
0
0
0
0
0
0
0
0
0
0
0
0
0
0
0
0
0
0
0
0
0
0
0
0
0
0
0
0
0
0
0
0
0
0
0
0
0
0
0
0
0
0
0
0
0
0
0
0
0
0
0
0
0
0
0
0
0
0
0
0
0
0
0
0
0
0
0
0
0
0
0
0
0
0
0
0
0
0
0
0
0
0
0
0
0
0
0
0
0
0
0
0
0
0
0
0
0
0
0
0
0
0
0
0
0
0
0
0
0
0
0
0
0
0
0
0
0
0
0
0
0
0
0
0
0
0
0
0
0
0
0
0
0
0
0
0
0
0
0
0
0
0
0
0
0
0
0
0
0
0
0
0
0
0
0
0
0
0
0
0
0
0
0
0
0
0
0
0
0
0
0
0
0
0
0
0
0
0
0
0
0
0
0
0
0
0
0
0
0
0
0
0
0
0
0
0
0
0
0
0
0
0
0
0
0
0
0
0
0
0
0
0
0
0
0
0
0
0
0
0
0
0
0
0
0
0
0
0
0
0
0
0
0
0
0
0
0
0
0
0
0
0
0
0
0
0
0
0
0
0
0
0
0
0
0
0
0
0
0
0
0
0
0
0
0
0
0
0
0
0
0
0
0
0
0
0
0
0
0
0
0
0
0
0
0
0
0
0
0
0
0
0
0
0
0
0
0
0
0
0
0
0
0
0
0
0
0
0
0
0
0
0
0
0
0
0
0
0
0
0
0
0
0
0
0
0
0
0
0
0
0
0
0
0
0
0
0
0
0
0
0
0
0
0
0
0
0
0
0
0
0
0
0
0
0
0
0
0
0
0
0
0
0
0
0
0
0
0
0
0
0
0
0
0
0
0
0
0
0
0
0
0
0
0
0
0
0
0
0
0
0
0
0
0
0
0
0
0
0
0
0
0
0
0
0
0
0
0
0
0
0
0
0
0
0
0
0
0
0
0
0
0
0
0
0
0
0
0
0
0
0
0
0
0
0
0
0
0
0
0
0
0
0
0
0
0
0
0
0
0
0
0
0
0
0
0
0
0
0
0
0
0
0
0
0
0
0
0
0
0
0
0
0
0
0
0
0
0
0
0
0
0
0
0
0
0
0
0
0
0
0
0
0
0
0
0
0
0
0
0
0
0
0
0
0
0
0
0
0
0
0
0
0
0
0
0
0
0
0
0
0
0
0
0
0
0
0
0
0
0
0
0
0
0
0
0
0
0
0
0
0
0
0
0
0
0
0
0
0
0
0
0
0
0
0
0
0
0
0
0
0
0
0
0
0
0
0
0
0
0
0
0
0
0
0
0
0
0
0
0
0
0
0
0
0
0
0
0
0
0
0
0
0
0
0
0
0
0
0
0
0
0
0
0
0
0
0
0
0
0
0
0
0
0
0
0
0
0
0
0
0
0
0
0
0
0
0
0
0
0
0
0
0
0
0
0
0
0
0
0
0
0
0
0
0
0
0
0
0
0
0
0
0
0
0
0
0
0
0
0
0
0
0
0
0
0
0
0
0
0
0
0
0
0
0
0
0
0
0
0
0
0
0
0
0
0
0
0
0
0
0
0
0
0
0
0
0
0
0
0
0
0
0
0
0
0
0
0
0
0
0
0
0
0
0
0
0
0
0
0
0
0
0
0
0
0
0
0
0
0
0
0
0
0
0
0
0
0
0
0
0
0
0
0
0
0
0
0
0
0
0
0
0
0
0
0
0
0
0
0
0
0
0
0
0
0
0
0
0
0
0
0
0
0
0
0
0
0
0
0
0
0
0
0
0
0
0
0
0
0
0
0
0
0
0
0
0
0
0
0
0
0
0
0
0
0
0
0
0
0
0
0
0
0
0
0
0
0
0
0
0
0
0
0
0
0
0
0
0
0
0
0
0
0
0
0
0
0
0
0
0
0
0
0
0
0
0
0
0
0
0
0
0
0
0
0
0
0
0
0
0
0
0
0
0
0
0
0
0
0
0
0
0
0
0
0
0
0
0
0
0
0
0
0
0
0
0
0
0
0
0
0
0
0
0
0
0
0
0
0
0
0
0
0
0
0
0
0
0
0
0
0
0
0
0
0
0
0
0
0
0
0
0
0
0
0
0
0
0
0
0
0
0
0
0
0
0
0
0
0
0
0
0
0
0
0
0
0
0
0
0
0
0
0
0
0
0
0
0
0
0
0
0
0
0
0
0
0
0
0
0
0
0
0
0
0
0
0
0
0
0
0
0
0
0
0
0
0
0
0
0
0
0
0
0
0
0
0
0
0
0
0
0
0
0
0
0
0
0
0
0
0
0
0
0
0
0
0
0
0
0
0
0
0
0
0
0
0
0
0
0
0
0
0
0
0
0
0
0
0
0
0
0
0
0
0
0
0
0
0
0
0
0
0
0
0
0
0
0
0
0
0
0
0
0
0
0
0
0
0
0
0
0
0
0
0
0
0
0
0
0
0
0
0
0
0
0
0
0
0
0
0
0
0
0
0
0
0
0
0
0
0
0
0
0
0
0
0
0
0
0
0
0
0
0
0
0
0
0
0
0
0
0
0
0
0
0
0
0
0
0
0
0
0
0
0
0
0
0
0
0
0
0
0
0
0
0
0
0
0
0
0
0
0
0
0
0
0
0
0
0
0
0
0
0
0
0
0
0
0
0
0
0
0
0
0
0
0
0
0
0
0
0
0
0
0
0
0
0
0
0
0
0
0
0
0
0
0
0
0
0
0
0
0
0
0
0
0
0
0
0
0
0
0
0
0
0
0
0
0
0
0
0
0
0
0
0
0
0
0
0
0
0
0
0
0
0
0
0
0
0
0
0
0
0
0
0
0
0
0
0
0
0
0
0
0
0
0
0
0
0
0
0
0
0
0
0
0
0
0
0
0
0
0
0
0
0
0
0
0
0
0
0
0
0
0
0
0
0
0
0
0
0
0
0
0
0
0
0
0
0
0
0
0
0
0
0
0
0
0
0
0
0
0
0
0
0
0
0
0
0
0
0
0
0
0
0
0
0
0
0
0
0
0
0
0
0
0
0
0
0
0
0
0
0
0
0
0
0
0
0
0
0
0
0
0
0
0
0
0
0
0
0
0
0
0
0
0
0
0
0
0
0
0
0
0
0
0
0
0
0
0
0
0
0
0
0
0
0
0
0
0
0
0
0
0
0
0
0
0
0
0
0
0
0
0
0
0
0
0
0
0
0
0
0
0
0
0
0
0
0
0
0
0
0
0
0
0
0
0
0
0
0
0
0
0
0
0
0
0
0
0
0
0
0
0
0
0
0
0
0
0
0
0
0
0
0
0
0
0
0
0
0
0
0
0
0
0
0
0
0
0
0
0
0
0
0
0
0
0
0
0
0
0
0
0
0
0
0
0
0
0
0
0
0
0
0
0
0
0
0
0
0
0
0
0
0
0
0
0
0
0
0
0
0
0
0
0
0
0
0
0
0
0
0
0
0
0
0
0
0
0
0
0
0
0
0
0
0
0
0
0
0
0
0
0
0
0
0
0
0
0
0
0
0
0
0
0
0
0
0
0
0
0
0
0
0
0
0
0
0
0
0
0
0
0
0
0
0
0
0
0
0
0
0
0
0
0
0
0
0
0
0
0
0
0
0
0
0
0
0
0
0
0
0
0
0
0
0
0
0
0
0
0
0
0
0
0
0
0
0
0
0
0
0
0
0
0
0
0
0
0
0
0
0
0
0
0
0
0
0
0
0
0
0
0
0
0
0
0
0
0
0
0
0
0
0
0
0
0
0
0
0
0
0
0
0
0
0
0
0
0
0
0
0
0
0
0
0
0
0
0
0
0
0
0
0
0
0
0
0
0
0
0
0
0
0
0
0
0
0
0
0
0
0
0
0
0
0
0
0
0
0
0
0
0
0
0
0
0
0
0
0
0
0
0
0
0
0
0
0
0
0
0
0
0
0
0
0
0
0
0
0
0
0
0
0
0
0
0
0
0
0
0
0
0
0
0
0
0
0
0
0
0
0
0
0
0
0
0
0
0
0
0
0
0
0
0
0
0
0
0
0
0
0
0
0
0
0
0
0
0
0
0
0
0
0
0
0
0
0
0
0
0
0
0
0
0
0
0
0
0
0
0
0
0
0
0
0
0
0
0
0
0
0
0
0
0
0
0
0
0
0
0
0
0
0
0
0
0
0
0
0
0
0
0
0
0
0
0
0
0
0
0
0
0
0
0
0
0
0
0
0
0
0
0
0
0
0
0
0
0
0
0
0
0
0
0
0
0
0
0
0
0
0
0
0
0
0
0
0
0
0
0
0
0
0
0
0
0
0
0
0
0
0
0
0
0
0
0
0
0
0
0
0
0
0
0
0
0
0
0
0
0
0
0
0
0
0
0
0
0
0
0
0
0
0
0
0
0
0
0
0
0
0
0
0
0
0
0
0
0
0
0
0
0
0
0
0
0
0
0
0
0
0
0
0
0
0
0
0
0
0
0
0
0
0
0
0
0
0
0
0
0
0
0
0
0
0
0
0
0
0
0
0
0
0
0
0
0
0
0
0
0
0
0
0
0
0
0
0
0
0
0
0
0
0
0
0
0
0
0
0
0
0
0
0
0
0
0
0
0
0
0
0
0
0
0
0
0
0
0
0
0
0
0
0
0
0
0
0
0
0
0
0
0
0
0
0
0
0
0
0
0
0
0
0
0
0
0
0
0
0
0
0
0
0
0
0
0
0
0
0
0
0
0
0
0
0
0
0
0
0
0
0
0
0
0
0
0
0
0
0
0
0
0
0
0
0
0
0
0
0
0
0
0
0
0
0
0
0
0
0
0
0
0
0
0
0
0
0
0
0
0
0
0
0
0
0
0
0
0
0
0
0
0
0
0
0
0
0
0
0
0
0
0
0
0
0
0
0
0
0
0
0
0
0
0
0
0
0
0
0
0
0
0
0
0
0
0
0
0
0
0
0
0
0
0
0
0
0
0
0
0
0
0
0
0
0
0
0
0
0
0
0
0
0
0
0
0
0
0
0
0
0
0
0
0
0
0
0
0
0
0
0
0
0
0
0
0
0
0
0
0
0
0
0
0
0
0
0
0
0
0
0
0
0
0
0
0
0
0
0
0
0
0
0
0
0
0
0
0
0
0
0
0
0
0
0
0
0
0
0
0
0
0
0
0
0
0
0
0
0
0
0
0
0
0
0
0
0
0
0
0
0
0
0
0
0
0
0
0
0
0
0
0
0
0
0
0
0
0
0
0
0
0
0
0
0
0
0
0
0
0
0
0
0
0
0
0
0
0
0
0
0
0
0
0
0
0
0
0
0
0
0
0
0
0
0
0
0
0
0
0
0
0
0
0
0
0
0
0
0
0
0
0
0
0
0
0
0
0
0
0
0
0
0
0
0
0
0
0
0
0
0
0
0
0
0
0
0
0
0
0
0
0
0
0
0
0
0
0
0
0
0
0
0
0
0
0
0
0
0
0
0
0
0
0
0
0
0
0
0
0
0
0
0
0
0
0
0
0
0
0
0
0
0
0
0
0
0
0
0
0
0
0
0
0
0
0
0
0
0
0
0
0
0
0
0
0
0
0
0
0
0
0
0
0
0
0
0
0
0
0
0
0
0
0
0
0
0
0
0
0
0
0
0
0
0
0
0
0
0
0
0
0
0
0
0
0
0
0
0
0
0
0
0
0
0
0
0
0
0
0
0
0
0
0
0
0
0
0
0
0
0
0
0
0
0
0
0
0
0
0
0
0
0
0
0
0
0
0
0
0
0
0
0
0
0
0
0
0
0
0
0
0
0
0
0
0
0
0
0
0
0
0
0
0
0
0
0
0
0
0
0
0
0
0
0
0
0
0
0
0
0
0
0
0
0
0
0
0
0
0
0
0
0
0
0
0
0
0
0
0
0
0
0
0
0
0
0
0
0
0
0
0
0
0
0
0
0
0
0
0
0
0
0
0
0
0
0
0
0
0
0
0
0
0
0
0
0
0
0
0
0
0
0
0
0
0
0
0
0
0
0
0
0
0
0
0
0
0
0
0
0
0
0
0
0
0
0
0
0
0
0
0
0
0
0
0
0
0
0
0
0
0
0
0
0
0
0
0
0
0
0
0
0
0
0
0
0
0
0
0
0
0
0
0
0
0
0
0
0
0
0
0
0
0
0
0
0
0
0
0
0
0
0
0
0
0
0
0
0
0
0
0
0
0
0
0
0
0
0
0
0
0
0
0
0
0
0
0
0
0
0
0
0
0
0
0
0
0
0
0
0
0
0
0
0
0
0
0
0
0
0
0
0
0
0
0
0
0
0
0
0
0
0
0
0
0
0
0
0
0
0
0
0
0
0
0
0
0
0
0
0
0
0
0
0
0
0
0
0
0
0
0
0
0
0
0
0
0
0
0
0
0
0
0
0
0
0
0
0
0
0
0
0
0
0
0
0
0
0
0
0
0
0
0
0
0
0
0
0
0
0
0
0
0
0
0
0
0
0
0
0
0
0
0
0
0
0
0
0
0
0
0
0
0
0
0
0
0
0
0
0
0
0
0
0
0
0
0
0
0
0
0
0
0
0
0
0
0
0
0
0
0
0
0
0
0
0
0
0
0
0
0
0
0
0
0
0
0
0
0
0
0
0
0
0
0
0
0
0
0
0
0
0
0
0
0
0
0
0
0
0
0
0
0
0
0
0
0
0
0
0
0
0
0
0
0
0
0
0
0
0
0
0
0
0
0
0
0
0
0
0
0
0
0
0
0
0
0
0
0
0
0
0
0
0
0
0
0
0
0
0
0
0
0
0
0
0
0
0
0
0
0
0
0
0
0
0
0
0
0
0
0
0
0
0
0
0
0
0
0
0
0
0
0
0
0
0
0
0
0
0
0
0
0
0
0
0
0
0
0
0
0
0
0
0
0
0
0
0
0
0
0
0
0
0
0
0
0
0
0
0
0
0
0
0
0
0
0
0
0
0
0
0
0
0
0
0
0
0
0
0
0
0
0
0
0
0
0
0
0
0
0
0
0
0
0
0
0
0
0
0
0
0
0
0
0
0
0
0
0
0
0
0
0
0
0
0
0
0
0
0
0
0
0
0
0
0
0
0
0
0
0
0
0
0
0
0
0
0
0
0
0
0
0
0
0
0
0
0
0
0
0
0
0
0
0
0
0
0
0
0
0
0
0
0
0
0
0
0
0
0
0
0
0
0
0
0
0
0
0
0
0
0
0
0
0
0
0
0
0
0
0
0
0
0
0
0
0
0
0
0
0
0
0
0
0
0
0
0
0
0
0
0
0
0
0
0
0
0
0
0
0
0
0
0
0
0
0
0
0
0
0
0
0
0
0
0
0
0
0
0
0
0
0
0
0
0
0
0
0
0
0
0
0
0
0
0
0
0
0
0
0
0
0
0
0
0
0
0
0
0
0
0
0
0
0
0
0
0
0
0
0
0
0
0
0
0
0
0
0
0
0
0
0
0
0
0
0
0
0
0
0
0
0
0
0
0
0
0
0
0
0
0
0
0
0
0
0
0
0
0
0
0
0
0
0
0
0
0
0
0
0
0
0
0
0
0
0
0
0
0
0
0
0
0
0
0
0
0
0
0
0
0
0
0
0
0
0
0
0
0
0
0
0
0
0
0
0
0
0
0
0
0
0
0
0
0
0
0
0
0
0
0
0
0
0
0
0
0
0
0
0
0
0
0
0
0
0
0
0
0
0
0
0
0
0
0
0
0
0
0
0
0
0
0
0
0
0
0
0
0
0
0
0
0
0
0
0
0
0
0
0
0
0
0
0
0
0
0
0
0
0
0
0
0
0
0
0
0
0
0
0
0
0
0
0
0
0
0
0
0
0
0
0
0
0
0
0
0
0
0
0
0
0
0
0
0
0
0
0
0
0
0
0
0
0
0
0
0
0
0
0
0
0
0
0
0
0
0
0
0
0
0
0
0
0
0
0
0
0
0
0
0
0
0
0
0
0
0
0
0
0
0
0
0
0
0
0
0
0
0
0
0
0
0
0
0
0
0
0
0
0
0
0
0
0
0
0
0
0
0
0
0
0
0
0
0
0
0
0
0
0
0
0
0
0
0
0
0
0
0
0
0
0
0
0
0
0
0
0
0
0
0
0
0
0
0
0
0
0
0
0
0
0
0
0
0
0
0
0
0
0
0
0
0
0
0
0
0
0
0
0
0
0
0
0
0
0
0
0
0
0
0
0
0
0
0
0
0
0
0
0
0
0
0
0
0
0
0
0
0
0
0
0
0
0
0
0
0
0
0
0
0
0
0
0
0
0
0
0
0
0
0
0
0
0
0
0
0
0
0
0
0
0
0
0
0
0
0
0
0
0
0
0
0
0
0
0
0
0
0
0
0
0
0
0
0
0
0
0
0
0
0
0
0
0
0
0
0
0
0
0
0
0
0
0
0
0
0
0
0
0
0
0
0
0
0
0
0
0
0
0
0
0
0
0
0
0
0
0
0
0
0
0
0
0
0
0
0
0
0
0
0
0
0
0
0
0
0
0
0
0
0
0
0
0
0
0
0
0
0
0
0
0
0
0
0
0
0
0
0
0
0
0
0
0
0
0
0
0
0
0
0
0
0
0
0
0
0
0
0
0
0
0
0
0
0
0
0
0
0
0
0
0
0
0
0
0
0
0
0
0
0
0
0
0
0
0
0
0
0
0
0
0
0
0
0
0
0
0
0
0
0
0
0
0
0
0
0
0
0
0
0
0
0
0
0
0
0
0
0
0
0
0
0
0
0
0
0
0
0
0
0
0
0
0
0
0
0
0
0
0
0
0
0
0
0
0
0
0
0
0
0
0
0
0
0
0
0
0
0
0
0
0
0
0
0
0
0
0
0
0
0
0
0
0
0
0
0
0
0
0
0
0
0
0
0
0
0
0
0
0
0
0
0
0
0
0
0
0
0
0
0
0
0
0
0
0
0
0
0
0
0
0
0
0
0
0
0
0
0
0
0
0
0
0
0
0
0
0
0
0
0
0
0
0
0
0
0
0
0
0
0
0
0
0
0
0
0
0
0
0
0
0
0
0
0
0
0
0
0
0
0
0
0
0
0
0
0
0
0
0
0
0
0
0
0
0
0
0
0
0
0
0
0
0
0
0
0
0
0
0
0
0
0
0
0
0
0
0
0
0
0
0
0
0
0
0
0
0
0
0
0
0
0
0
0
0
0
0
0
0
0
0
0
0
0
0
0
0
0
0
0
0
0
0
0
0
0
0
0
0
0
0
0
0
0
0
0
0
0
0
0
0
0
0
0
0
0
0
0
0
0
0
0
0
0
0
0
0
0
0
0
0
0
0
0
0
0
0
0
0
0
0
0
0
0
0
0
0
0
0
0
0
0
0
0
0
0
0
0
0
0
0
0
0
0
0
0
0
0
0
0
0
0
0
0
0
0
0
0
0
0
0
0
0
0
0
0
0
0
0
0
0
0
0
0
0
0
0
0
0
0
0
0
0
0
0
0
0
0
0
0
0
0
0
0
0
0
0
0
0
0
0
0
0
0
0
0
0
0
0
0
0
0
0
0
0
0
0
0
0
0
0
0
0
0
0
0
0
0
0
0
0
0
0
0
0
0
0
0
0
0
0
0
0
0
0
0
0
0
0
0
0
0
0
0
0
0
0
0
0
0
0
0
0
0
0
0
0
0
0
0
0
0
0
0
0
0
0
0
0
0
0
0
0
0
0
0
0
0
0
0
0
0
0
0
0
0
0
0
0
0
0
0
0
0
0
0
0
0
0
0
0
0
0
0
0
0
0
0
0
0
0
0
0
0
0
0
0
0
0
0
0
0
0
0
0
0
0
0
0
0
0
0
0
0
0
0
0
0
0
0
0
0
0
0
0
0
0
0
0
0
0
0
0
0
0
0
0
0
0
0
0
0
0
0
0
0
0
0
0
0
0
0
0
0
0
0
0
0
0
0
0
0
0
0
0
0
0
0
0
0
0
0
0
0
0
0
0
0
0
0
0
0
0
0
0
0
0
0
0
0
0
0
0
0
0
0
0
0
0
0
0
0
0
0
0
0
0
0
0
0
0
0
0
0
0
0
0
0
0
0
0
0
0
0
0
0
0
0
0
0
0
0
0
0
0
0
0
0
0
0
0
0
0
0
0
0
0
0
0
0
0
0
0
0
0
0
0
0
0
0
0
0
0
0
0
0
0
0
0
0
0
0
0
0
0
0
0
0
0
0
0
0
0
0
0
0
0
0
0
0
0
0
0
0
0
0
0
0
0
0
0
0
0
0
0
0
0
0
0
0
0
0
0
0
0
0
0
0
0
0
0
0
0
0
0
0
0
0
0
0
0
0
0
0
0
0
0
0
0
0
0
0
0
0
0
0
0
0
0
0
0
0
0
0
0
0
0
0
0
0
0
0
0
0
0
0
0
0
0
0
0
0
0
0
0
0
0
0
0
0
0
0
0
0
0
0
0
0
0
0
0
0
0
0
0
0
0
0
0
0
0
0
0
0
0
0
0
0
0
0
0
0
0
0
0
0
0
0
0
0
0
0
0
0
0
0
0
0
0
0
0
0
0
0
0
0
0
0
0
0
0
0
0
0
0
0
0
0
0
0
0
0
0
0
0
0
0
0
0
0
0
0
0
0
0
0
0
0
0
0
0
0
0
0
0
0
0
0
0
0
0
0
0
0
0
0
0
0
0
0
0
0
0
0
0
0
0
0
0
0
0
0
0
0
0
0
0
0
0
0
0
0
0
0
0
0
0
0
0
0
0
0
0
0
0
0
0
0
0
0
0
0
0
0
0
0
0
0
0
0
0
0
0
0
0
0
0
0
0
0
0
0
0
0
0
0
0
0
0
0
0
0
0
0
0
0
0
0
0
0
0
0
0
0
0
0
0
0
0
0
0
0
0
0
0
0
0
0
0
0
0
0
0
0
0
0
0
0
0
0
0
0
0
0
0
0
0
0
0
0
0
0
0
0
0
0
0
0
0
0
0
0
0
0
0
0
0
0
0
0
0
0
0
0
0
0
0
0
0
0
0
0
0
0
0
0
0
0
0
0
0
0
0
0
0
0
0
0
0
0
0
0
0
0
0
0
0
0
0
0
0
0
0
0
0
0
0
0
0
0
0
0
0
0
0
0
0
0
0
0
0
0
0
0
0
0
0
0
0
0
0
0
0
0
0
0
0
0
0
0
0
0
0
0
0
0
0
0
0
0
0
0
0
0
0
0
0
0
0
0
0
0
0
0
0
0
0
0
0
0
0
0
0
0
0
0
0
0
0
0
0
0
0
0
0
0
0
0
0
0
0
0
0
0
0
0
0
0
0
0
0
0
0
0
0
0
0
0
0
0
0
0
0
0
0
0
0
0
0
0
0
0
0
0
0
0
0
0
0
0
0
0
0
0
0
0
0
0
0
0
0
0
0
0
0
0
0
0
0
0
0
0
0
0
0
0
0
0
0
0
0
0
0
0
0
0
0
0
0
0
0
0
0
0
0
0
0
0
0
0
0
0
0
0
0
0
0
0
0
0
0
0
0
0
0
0
0
0
0
0
0
0
0
0
0
0
0
0
0
0
0
0
0
0
0
0
0
0
0
0
0
0
0
0
0
0
0
0
0
0
0
0
0
0
0
0
0
0
0
0
0
0
0
0
0
0
0
0
0
0
0
0
0
0
0
0
0
0
0
0
0
0
0
0
0
0
0
0
0
0
0
0
0
0
0
0
0
0
0
0
0
0
0
0
0
0
0
0
0
0
0
0
0
0
0
0
0
0
0
0
0
0
0
0
0
0
0
0
0
0
0
0
0
0
0
0
0
0
0
0
0
0
0
0
0
0
0
0
0
0
0
0
0
0
0
0
0
0
0
0
0
0
0
0
0
0
0
0
0
0
0
0
0
0
0
0
0
0
0
0
0
0
0
0
0
0
0
0
0
0
0
0
0
0
0
0
0
0
0
0
0
0
0
0
0
0
0
0
0
0
0
0
0
0
0
0
0
0
0
0
0
0
0
0
0
0
0
0
0
0
0
0
0
0
0
0
0
0
0
0
0
0
0
0
0
0
0
0
0
0
0
0
0
0
0
0
0
0
0
0
0
0
0
0
0
0
0
0
0
0
0
0
0
0
0
0
0
0
0
0
0
0
0
0
0
0
0
0
0
0
0
0
0
0
0
0
0
0
0
0
0
0
0
0
0
0
0
0
0
0
0
0
0
0
0
0
0
0
0
0
0
0
0
0
0
0
0
0
0
0
0
0
0
0
0
0
0
0
0
0
0
0
0
0
0
0
0
0
0
0
0
0
0
0
0
0
0
0
0
0
0
0
0
0
0
0
0
0
0
0
0
0
0
0
0
0
0
0
0
0
0
0
0
0
0
0
0
0
0
0
0
0
0
0
0
0
0
0
0
0
0
0
0
0
0
0
0
0
0
0
0
0
0
0
0
0
0
0
0
0
0
0
0
0
0
0
0
0
0
0
0
0
0
0
0
0
0
0
0
0
0
0
0
0
0
0
0
0
0
0
0
0
0
0
0
0
0
0
0
0
0
0
0
0
0
0
0
0
0
0
0
0
0
0
0
0
0
0
0
0
0
0
0
0
0
0
0
0
0
0
0
0
0
0
0
0
0
0
0
0
0
0
0
0
0
0
0
0
0
0
0
0
0
0
0
0
0
0
0
0
0
0
0
0
0
0
0
0
0
0
0
0
0
0
0
0
0
0
0
0
0
0
0
0
0
0
0
0
0
0
0
0
0
0
0
0
0
0
0
0
0
0
0
0
0
0
0
0
0
0
0
0
0
0
0
0
0
0
0
0
0
0
0
0
0
0
0
0
0
0
0
0
0
0
0
0
0
0
0
0
0
0
0
0
0
0
0
0
0
0
0
0
0
0
0
0
0
0
0
0
0
0
0
0
0
0
0
0
0
0
0
0
0
0
0
0
0
0
0
0
0
0
0
0
0
0
0
0
0
0
0
0
0
0
0
0
0
0
0
0
0
0
0
0
0
0
0
0
0
0
0
0
0
0
0
0
0
0
0
0
0
0
0
0
0
0
0
0
0
0
0
0
0
0
0
0
0
0
0
0
0
0
0
0
0
0
0
0
0
0
0
0
0
0
0
0
0
0
0
0
0
0
0
0
0
0
0
0
0
0
0
0
0
0
0
0
0
0
0
0
0
0
0
0
0
0
0
0
0
0
0
0
0
0
0
0
0
0
0
0
0
0
0
0
0
0
0
0
0
0
0
0
0
0
0
0
0
0
0
0
0
0
0
0
0
0
0
0
0
0
0
0
0
0
0
0
0
0
0
0
0
0
0
0
0
0
0
0
0
0
0
0
0
0
0
0
0
0
0
0
0
0
0
0
0
0
0
0
0
0
0
0
0
0
0
0
0
0
0
0
0
0
0
0
0
0
0
0
0
0
0
0
0
0
0
0
0
0
0
0
0
0
0
0
0
0
0
0
0
0
0
0
0
0
0
0
0
0
0
0
0
0
0
0
0
0
0
0
0
0
0
0
0
0
0
0
0
0
0
0
0
0
0
0
0
0
0
0
0
0
0
0
0
0
0
0
0
0
0
0
0
0
0
0
0
0
0
0
0
0
0
0
0
0
0
0
0
0
0
0
0
0
0
0
0
0
0
0
0
0
0
0
0
0
0
0
0
0
0
0
0
0
0
0
0
0
0
0
0
0
0
0
0
0
0
0
0
0
0
0
0
0
0
0
0
0
0
0
0
0
0
0
0
0
0
0
0
0
0
0
0
0
0
0
0
0
0
0
0
0
0
0
0
0
0
0
0
0
0
0
0
0
0
0
0
0
0
0
0
0
0
0
0
0
0
0
0
0
0
0
0
0
0
0
0
0
0
0
0
0
0
0
0
0
0
0
0
0
0
0
0
0
0
0
0
0
0
0
0
0
0
0
0
0
0
0
0
0
0
0
0
0
0
0
0
0
0
0
0
0
0
0
0
0
0
0
0
0
0
0
0
0
0
0
0
0
0
0
0
0
0
0
0
0
0
0
0
0
0
0
0
0
0
0
0
0
0
0
0
0
0
0
0
0
0
0
0
0
0
0
0
0
0
0
0
0
0
0
0
0
0
0
0
0
0
0
0
0
0
0
0
0
0
0
0
0
0
0
0
0
0
0
0
0
0
0
0
0
0
0
0
0
0
0
0
0
0
0
0
0
0
0
0
0
0
0
0
0
0
0
0
0
0
0
0
0
0
0
0
0
0
0
0
0
0
0
0
0
0
0
0
0
0
0
0
0
0
0
0
0
0
0
0
0
0
0
0
0
0
0
0
0
0
0
0
0
0
0
0
0
0
0
0
0
0
0
0
0
0
0
0
0
0
0
0
0
0
0
0
0
0
0
0
0
0
0
0
0
0
0
0
0
0
0
0
0
0
0
0
0
0
0
0
0
0
0
0
0
0
0
0
0
0
0
0
0
0
0
0
0
0
0
0
0
0
0
0
0
0
0
0
0
0
0
0
0
0
0
0
0
0
0
0
0
0
0
0
0
0
0
0
0
0
0
0
0
0
0
0
0
0
0
0
0
0
0
0
0
0
0
0
0
0
0
0
0
0
0
0
0
0
0
0
0
0
0
0
0
0
0
0
0
0
0
0
0
0
0
0
0
0
0
0
0
0
0
0
0
0
0
0
0
0
0
0
0
0
0
0
0
0
0
0
0
0
0
0
0
0
0
0
0
0
0
0
0
0
0
0
0
0
0
0
0
0
0
0
0
0
0
0
0
0
0
0
0
0
0
0
0
0
0
0
0
0
0
0
0
0
0
0
0
0
0
0
0
0
0
0
0
0
0
0
0
0
0
0
0
0
0
0
0
0
0
0
0
0
0
0
0
0
0
0
0
0
0
0
0
0
0
0
0
0
0
0
0
0
0
0
0
0
0
0
0
0
0
0
0
0
0
0
0
0
0
0
0
0
0
0
0
0
0
0
0
0
0
0
0
0
0
0
0
0
0
0
0
0
0
0
0
0
0
0
0
0
0
0
0
0
0
0
0
0
0
0
0
0
0
0
0
0
0
0
0
0
0
0
0
0
0
0
0
0
0
0
0
0
0
0
0
0
0
0
0
0
0
0
0
0
0
0
0
0
0
0
0
0
0
0
0
0
0
0
0
0
0
0
0
0
0
0
0
0
0
0
0
0
0
0
0
0
0
0
0
0
0
0
0
0
0
0
0
0
0
0
0
0
0
0
0
0
0
0
0
0
0
0
0
0
0
0
0
0
0
0
0
0
0
0
0
0
0
0
0
0
0
0
0
0
0
0
0
0
0
0
0
0
0
0
0
0
0
0
0
0
0
0
0
0
0
0
0
0
0
0
0
0
0
0
0
0
0
0
0
0
0
0
0
0
0
0
0
0
0
0
0
0
0
0
0
0
0
0
0
0
0
0
0
0
0
0
0
0
0
0
0
0
0
0
0
0
0
0
0
0
0
0
0
0
0
0
0
0
0
0
0
0
0
0
0
0
0
0
0
0
0
0
0
0
0
0
0
0
0
0
0
0
0
0
0
0
0
0
0
0
0
0
0
0
0
0
0
0
0
0
0
0
0
0
0
0
0
0
0
0
0
0
0
0
0
0
0
0
0
0
0
0
0
0
0
0
0
0
0
0
0
0
0
0
0
0
0
0
0
0
0
0
0
0
0
0
0
0
0
0
0
0
0
0
0
0
0
0
0
0
0
0
0
0
0
0
0
0
0
0
0
0
0
0
0
0
0
0
0
0
0
0
0
0
0
0
0
0
0
0
0
0
0
0
0
0
0
0
0
0
0
0
0
0
0
0
0
0
0
0
0
0
0
0
0
0
0
0
0
0
0
0
0
0
0
0
0
0
0
0
0
0
0
0
0
0
0
0
0
0
0
0
0
0
0
0
0
0
0
0
0
0
0
0
0
0
0
0
0
0
0
0
0
0
0
0
0
0
0
0
0
0
0
0
0
0
0
0
0
0
0
0
0
0
0
0
0
0
0
0
0
0
0
0
0
0
0
0
0
0
0
0
0
0
0
0
0
0
0
0
0
0
0
0
0
0
0
0
0
0
0
0
0
0
0
0
0
0
0
0
0
0
0
0
0
0
0
0
0
0
0
0
0
0
0
0
0
0
0
0
0
0
0
0
0
0
0
0
0
0
0
0
0
0
0
0
0
0
0
0
0
0
0
0
0
0
0
0
0
0
0
0
0
0
0
0
0
0
0
0
0
0
0
0
0
0
0
0
0
0
0
0
0
0
0
0
0
0
0
0
0
0
0
0
0
0
0
0
0
0
0
0
0
0
0
0
0
0
0
0
0
0
0
0
0
0
0
0
0
0
0
0
0
0
0
0
0
0
0
0
0
0
0
0
0
0
0
0
0
0
0
0
0
0
0
0
0
0
0
0
0
0
0
0
0
0
0
0
0
0
0
0
0
0
0
0
0
0
0
0
0
0
0
0
0
0
0
0
0
0
0
0
0
0
0
0
0
0
0
0
0
0
0
0
0
0
0
0
0
0
0
0
0
0
0
0
0
0
0
0
0
0
0
0
0
0
0
0
0
0
0
0
0
0
0
0
0
0
0
0
0
0
0
0
0
0
0
0
0
0
0
0
0
0
0
0
0
0
0
0
0
0
0
0
0
0
0
0
0
0
0
0
0
0
0
0
0
0
0
0
0
0
0
0
0
0
0
0
0
0
0
0
0
0
0
0
0
0
0
0
0
0
0
0
0
0
0
0
0
0
0
0
0
0
0
0
0
0
0
0
0
0
0
0
0
0
0
0
0
0
0
0
0
0
0
0
0
0
0
0
0
0
0
0
0
0
0
0
0
0
0
0
0
0
0
0
0
0
0
0
0
0
0
0
0
0
0
0
0
0
0
0
0
0
0
0
0
0
0
0
0
0
0
0
0
0
0
0
0
0
0
0
0
0
0
0
0
0
0
0
0
0
0
0
0
0
0
0
0
0
0
0
0
0
0
0
0
0
0
0
0
0
0
0
0
0
0
0
0
0
0
0
0
0
0
0
0
0
0
0
0
0
0
0
0
0
0
0
0
0
0
0
0
0
0
0
0
0
0
0
0
0
0
0
0
0
0
0
0
0
0
0
0
0
0
0
0
0
0
0
0
0
0
0
0
0
0
0
0
0
0
0
0
0
0
0
0
0
0
0
0
0
0
0
0
0
0
0
0
0
0
0
0
0
0
0
0
0
0
0
0
0
0
0
0
0
0
0
0
0
0
0
0
0
0
0
0
0
0
0
0
0
0
0
0
0
0
0
0
0
0
0
0
0
0
0
0
0
0
0
0
0
0
0
0
0
0
0
0
0
0
0
0
0
0
0
0
0
0
0
0
0
0
0
0
0
0
0
0
0
0
0
0
0
0
0
0
0
0
0
0
0
0
0
0
0
0
0
0
0
0
0
0
0
0
0
0
0
0
0
0
0
0
0
0
0
0
0
0
0
0
0
0
0
0
0
0
0
0
0
0
0
0
0
0
0
0
0
0
0
0
0
0
0
0
0
0
0
0
0
0
0
0
0
0
0
0
0
0
0
0
0
0
0
0
0
0
0
0
0
0
0
0
0
0
0
0
0
0
0
0
0
0
0
0
0
0
0
0
0
0
0
0
0
0
0
0
0
0
0
0
0
0
0
0
0
0
0
0
0
0
0
0
0
0
0
0
0
0
0
0
0
0
0
0
0
0
0
0
0
0
0
0
0
0
0
0
0
0
0
0
0
0
0
0
0
0
0
0
0
0
0
0
0
0
0
0
0
0
0
0
0
0
0
0
0
0
0
0
0
0
0
0
0
0
0
0
0
0
0
0
0
0
0
0
0
0
0
0
0
0
0
0
0
0
0
0
0
0
0
0
0
0
0
0
0
0
0
0
0
0
0
0
0
0
0
0
0
0
0
0
0
0
0
0
0
0
0
0
0
0
0
0
0
0
0
0
0
0
0
0
0
0
0
0
0
0
0
0
0
0
0
0
0
0
0
0
0
0
0
0
0
0
0
0
0
0
0
0
0
0
0
0
0
0
0
0
0
0
0
0
0
0
0
0
0
0
0
0
0
0
0
0
0
0
0
0
0
0
0
0
0
0
0
0
0
0
0
0
0
0
0
0
0
0
0
0
0
0
0
0
0
0
0
0
0
0
0
0
0
0
0
0
0
0
0
0
0
0
0
0
0
0
0
0
0
0
0
0
0
0
0
0
0
0
0
0
0
0
0
0
0
0
0
0
0
0
0
0
0
0
0
0
0
0
0
0
0
0
0
0
0
0
0
0
0
0
0
0
0
0
0
0
0
0
0
0
0
0
0
0
0
0
0
0
0
0
0
0
0
0
0
0
0
0
0
0
0
0
0
0
0
0
0
0
0
0
0
0
0
0
0
0
0
0
0
0
0
0
0
0
0
0
0
0
0
0
0
0
0
0
0
0
0
0
0
0
0
0
0
0
0
0
0
0
0
0
0
0
0
0
0
0
0
0
0
0
0
0
0
0
0
0
0
0
0
0
0
0
0
0
0
0
0
0
0
0
0
0
0
0
0
0
0
0
0
0
0
0
0
0
0
0
0
0
0
0
0
0
0
0
0
0
0
0
0
0
0
0
0
0
0
0
0
0
0
0
0
0
0
0
0
0
0
0
0
0
0
0
0
0
0
0
0
0
0
0
0
0
0
0
0
0
0
0
0
0
0
0
0
0
0
0
0
0
0
0
0
0
0
0
0
0
0
0
0
0
0
0
0
0
0
0
0
0
0
0
0
0
0
0
0
0
0
0
0
0
0
0
0
0
0
0
0
0
0
0
0
0
0
0
0
0
0
0
0
0
0
0
0
0
0
0
0
0
0
0
0
0
0
0
0
0
0
0
0
0
0
0
0
0
0
0
0
0
0
0
0
0
0
0
0
0
0
0
0
0
0
0
0
0
0
0
0
0
0
0
0
0
0
0
0
0
0
0
0
0
0
0
0
0
0
0
0
0
0
0
0
0
0
0
0
0
0
0
0
0
0
0
0
0
0
0
0
0
0
0
0
0
0
0
0
0
0
0
0
0
0
0
0
0
0
0
0
0
0
0
0
0
0
0
0
0
0
0
0
0
0
0
0
0
0
0
0
0
0
0
0
0
0
0
0
0
0
0
0
0
0
0
0
0
0
0
0
0
0
0
0
0
0
0
0
0
0
0
0
0
0
0
0
0
0
0
0
0
0
0
0
0
0
0
0
0
0
0
0
0
0
0
0
0
0
0
0
0
0
0
0
0
0
0
0
0
0
0
0
0
0
0
0
0
0
0
0
0
0
0
0
0
0
0
0
0
0
0
0
0
0
0
0
0
0
0
0
0
0
0
0
0
0
0
0
0
0
0
0
0
0
0
0
0
0
0
0
0
0
0
0
0
0
0
0
0
0
0
0
0
0
0
0
0
0
0
0
0
0
0
0
0
0
0
0
0
0
0
0
0
0
0
0
0
0
0
0
0
0
0
0
0
0
0
0
0
0
0
0
0
0
0
0
0
0
0
0
0
0
0
0
0
0
0
0
0
0
0
0
0
0
0
0
0
0
0
0
0
0
0
0
0
0
0
0
0
0
0
0
0
0
0
0
0
0
0
0
0
0
0
0
0
0
0
0
0
0
0
0
0
0
0
0
0
0
0
0
0
0
0
0
0
0
0
0
0
0
0
0
0
0
0
0
0
0
0
0
0
0
0
0
0
0
0
0
0
0
0
0
0
0
0
0
0
0
0
0
0
0
0
0
0
0
0
0
0
0
0
0
0
0
0
0
0
0
0
0
0
0
0
0
0
0
0
0
0
0
0
0
0
0
0
0
0
0
0
0
0
0
0
0
0
0
0
0
0
0
0
0
0
0
0
0
0
0
0
0
0
0
0
0
0
0
0
0
0
0
0
0
0
0
0
0
0
0
0
0
0
0
0
0
0
0
0
0
0
0
0
0
0
0
0
0
0
0
0
0
0
0
0
0
0
0
0
0
0
0
0
0
0
0
0
0
0
0
0
0
0
0
0
0
0
0
0
0
0
0
0
0
0
0
0
0
0
0
0
0
0
0
0
0
0
0
0
0
0
0
0
0
0
0
0
0
0
0
0
0
0
0
0
0
0
0
0
0
0
0
0
0
0
0
0
0
0
0
0
0
0
0
0
0
0
0
0
0
0
0
0
0
0
0
0
0
0
0
0
0
0
0
0
0
0
0
0
0
0
0
0
0
0
0
0
0
0
0
0
0
0
0
0
0
0
0
0
0
0
0
0
0
0
0
0
0
0
0
0
0
0
0
0
0
0
0
0
0
0
0
0
0
0
0
0
0
0
0
0
0
0
0
0
0
0
0
0
0
0
0
0
0
0
0
0
0
0
0
0
0
0
0
0
0
0
0
0
0
0
0
0
0
0
0
0
0
0
0
0
0
0
0
0
0
0
0
0
0
0
0
0
0
0
0
0
0
0
0
0
0
0
0
0
0
0
0
0
0
0
0
0
0
0
0
0
0
0
0
0
0
0
0
0
0
0
0
0
0
0
0
0
0
0
0
0
0
0
0
0
0
0
0
0
0
0
0
0
0
0
0
0
0
0
0
0
0
0
0
0
0
0
0
0
0
0
0
0
0
0
0
0
0
0
0
0
0
0
0
0
0
0
0
0
0
0
0
0
0
0
0
0
0
0
0
0
0
0
0
0
0
0
0
0
0
0
0
0
0
0
0
0
0
0
0
0
0
0
0
0
0
0
0
0
0
0
0
0
0
0
0
0
0
0
0
0
0
0
0
0
0
0
0
0
0
0
0
0
0
0
0
0
0
0
0
0
0
0
0
0
0
0
0
0
0
0
0
0
0
0
0
0
0
0
0
0
0
0
0
0
0
0
0
0
0
0
0
0
0
0
0
0
0
0
0
0
0
0
0
0
0
0
0
0
0
0
0
0
0
0
0
0
0
0
0
0
0
0
0
0
0
0
0
0
0
0
0
0
0
0
0
0
0
0
0
0
0
0
0
0
0
0
0
0
0
0
0
0
0
0
0
0
0
0
0
0
0
0
0
0
0
0
0
0
0
0
0
0
0
0
0
0
0
0
0
0
0
0
0
0
0
0
0
0
0
0
0
0
0
0
0
0
0
0
0
0
0
0
0
0
0
0
0
0
0
0
0
0
0
0
0
0
0
0
0
0
0
0
0
0
0
0
0
0
0
0
0
0
0
0
0
0
0
0
0
0
0
0
0
0
0
0
0
0
0
0
0
0
0
0
0
0
0
0
0
0
0
0
0
0
0
0
0
0
0
0
0
0
0
0
0
0
0
0
0
0
0
0
0
0
0
0
0
0
0
0
0
0
0
0
0
0
0
0
0
0
0
0
0
0
0
0
0
0
0
0
0
0
0
0
0
0
0
0
0
0
0
0
0
0
0
0
0
0
0
0
0
0
0
0
0
0
0
0
0
0
0
0
0
0
0
0
0
0
0
0
0
0
0
0
0
0
0
0
0
0
0
0
0
0
0
0
0
0
0
0
0
0
0
0
0
0
0
0
0
0
0
0
0
0
0
0
0
0
0
0
0
0
0
0
0
0
0
0
0
0
0
0
0
0
0
0
0
0
0
0
0
0
0
0
0
0
0
0
0
0
0
0
0
0
0
0
0
0
0
0
0
0
0
0
0
0
0
0
0
0
0
0
0
0
0
0
0
0
0
0
0
0
0
0
0
0
0
0
0
0
0
0
0
0
0
0
0
0
0
0
0
0
0
0
0
0
0
0
0
0
0
0
0
0
0
0
0
0
0
0
0
0
0
0
0
0
0
0
0
0
0
0
0
0
0
0
0
0
0
0
0
0
0
0
0
0
0
0
0
0
0
0
0
0
0
0
0
0
0
0
0
0
0
0
0
0
0
0
0
0
0
0
0
0
0
0
0
0
0
0
0
0
0
0
0
0
0
0
0
0
0
0
0
0
0
0
0
0
0
0
0
0
0
0
0
0
0
0
0
0
0
0
0
0
0
0
0
0
0
0
0
0
0
0
0
0
0
0
0
0
0
0
0
0
0
0
0
0
0
0
0
0
0
0
0
0
0
0
0
0
0
0
0
0
0
0
0
0
0
0
0
0
0
0
0
0
0
0
0
0
0
0
0
0
0
0
0
0
0
0
0
0
0
0
0
0
0
0
0
0
0
0
0
0
0
0
0
0
0
0
0
0
0
0
0
0
0
0
0
0
0
0
0
0
0
0
0
0
0
0
0
0
0
0
0
0
0
0
0
0
0
0
0
0
0
0
0
0
0
0
0
0
0
0
0
0
0
0
0
0
0
0
0
0
0
0
0
0
0
0
0
0
0
0
0
0
0
0
0
0
0
0
0
0
0
0
0
0
0
0
0
0
0
0
0
0
0
0
0
0
0
0
0
0
0
0
0
0
0
0
0
0
0
0
0
0
0
0
0
0
0
0
0
0
0
0
0
0
0
0
0
0
0
0
0
0
0
0
0
0
0
0
0
0
0
0
0
0
0
0
0
0
0
0
0
0
0
0
0
0
0
0
0
0
0
0
0
0
0
0
0
0
0
0
0
0
0
0
0
0
0
0
0
0
0
0
0
0
0
0
0
0
0
0
0
0
0
0
0
0
0
0
0
0
0
0
0
0
0
0
0
0
0
0
0
0
0
0
0
0
0
0
0
0
0
0
0
0
0
0
0
0
0
0
0
0
0
0
0
0
0
0
0
0
0
0
0
0
0
0
0
0
0
0
0
0
0
0
0
0
0
0
0
0
0
0
0
0
0
0
0
0
0
0
0
0
0
0
0
0
0
0
0
0
0
0
0
0
0
0
0
0
0
0
0
0
0
0
0
0
0
0
0
0
0
0
0
0
0
0
0
0
0
0
0
0
0
0
0
0
0
0
0
0
0
0
0
0
0
0
0
0
0
0
0
0
0
0
0
0
0
0
0
0
0
0
0
0
0
0
0
0
0
0
0
0
0
0
0
0
0
0
0
0
0
0
0
0
0
0
0
0
0
0
0
0
0
0
0
0
0
0
0
0
0
0
0
0
0
0
0
0
0
0
0
0
0
0
0
0
0
0
0
0
0
0
0
0
0
0
0
0
0
0
0
0
0
0
0
0
0
0
0
0
0
0
0
0
0
0
0
0
0
0
0
0
0
0
0
0
0
0
0
0
0
0
0
0
0
0
0
0
0
0
0
0
0
0
0
0
0
0
0
0
0
0
0
0
0
0
0
0
0
0
0
0
0
0
0
0
0
0
0
0
0
0
0
0
0
0
0
0
0
0
0
0
0
0
0
0
0
0
0
0
0
0
0
0
0
0
0
0
0
0
0
0
0
0
0
0
0
0
0
0
0
0
0
0
0
0
0
0
0
0
0
0
0
0
0
0
0
0
0
0
0
0
0
0
0
0
0
0
0
0
0
0
0
0
0
0
0
0
0
0
0
0
0
0
0
0
0
0
0
0
0
0
0
0
0
0
0
0
0
0
0
0
0
0
0
0
0
0
0
0
0
0
0
0
0
0
0
0
0
0
0
0
0
0
0
0
0
0
0
0
0
0
0
0
0
0
0
0
0
0
0
0
0
0
0
0
0
0
0
0
0
0
0
0
0
0
0
0
0
0
0
0
0
0
0
0
0
0
0
0
0
0
0
0
0
0
0
0
0
0
0
0
0
0
0
0
0
0
0
0
0
0
0
0
0
0
0
0
0
0
0
0
0
0
0
0
0
0
0
0
0
0
0
0
0
0
0
0
0
0
0
0
0
0
0
0
0
0
0
0
0
0
0
0
0
0
0
0
0
0
0
0
0
0
0
0
0
0
0
0
0
0
0
0
0
0
0
0
0
0
0
0
0
0
0
0
0
0
0
0
0
0
0
0
0
0
0
0
0
0
0
0
0
0
0
0
0
0
0
0
0
0
0
0
0
0
0
0
0
0
0
0
0
0
0
0
0
0
0
0
0
0
0
0
0
0
0
0
0
0
0
0
0
0
0
0
0
0
0
0
0
0
0
0
0
0
0
0
0
0
0
0
0
0
0
0
0
0
0
0
0
0
0
0
0
0
0
0
0
0
0
0
0
0
0
0
0
0
0
0
0
0
0
0
0
0
0
0
0
0
0
0
0
0
0
0
0
0
0
0
0
0
0
0
0
0
0
0
0
0
0
0
0
0
0
0
0
0
0
0
0
0
0
0
0
0
0
0
0
0
0
0
0
0
0
0
0
0
0
0
0
0
0
0
0
0
0
0
0
0
0
0
0
0
0
0
0
0
0
0
0
0
0
0
0
0
0
0
0
0
0
0
0
0
0
0
0
0
0
0
0
0
0
0
0
0
0
0
0
0
0
0
0
0
0
0
0
0
0
0
0
0
0
0
0
0
0
0
0
0
0
0
0
0
0
0
0
0
0
0
0
0
0
0
0
0
0
0
0
0
0
0
0
0
0
0
0
0
0
0
0
0
0
0
0
0
0
0
0
0
0
0
0
0
0
0
0
0
0
0
0
0
0
0
0
0
0
0
0
0
0
0
0
0
0
0
0
0
0
0
0
0
0
0
0
0
0
0
0
0
0
0
0
0
0
0
0
0
0
0
0
0
0
0
0
0
0
0
0
0
0
0
0
0
0
0
0
0
0
0
0
0
0
0
0
0
0
0
0
0
0
0
0
0
0
0
0
0
0
0
0
0
0
0
0
0
0
0
0
0
0
0
0
0
0
0
0
0
0
0
0
0
0
0
0
0
0
0
0
0
0
0
0
0
0
0
0
0
0
0
0
0
0
0
0
0
0
0
0
0
0
0
0
0
0
0
0
0
0
0
0
0
0
0
0
0
0
0
0
0
0
0
0
0
0
0
0
0
0
0
0
0
0
0
0
0
0
0
0
0
0
0
0
0
0
0
0
0
0
0
0
0
0
0
0
0
0
0
0
0
0
0
0
0
0
0
0
0
0
0
0
0
0
0
0
0
0
0
0
0
0
0
0
0
0
0
0
0
0
0
0
0
0
0
0
0
0
0
0
0
0
0
0
0
0
0
0
0
0
0
0
0
0
0
0
0
0
0
0
0
0
0
0
0
0
0
0
0
0
0
0
0
0
0
0
0
0
0
0
0
0
0
0
0
0
0
0
0
0
0
0
0
0
0
0
0
0
0
0
0
0
0
0
0
0
0
0
0
0
0
0
0
0
0
0
0
0
0
0
0
0
0
0
0
0
0
0
0
0
0
0
0
0
0
0
0
0
0
0
0
0
0
0
0
0
0
0
0
0
0
0
0
0
0
0
0
0
0
0
0
0
0
0
0
0
0
0
0
0
0
0
0
0
0
0
0
0
0
0
0
0
0
0
0
0
0
0
0
0
0
0
0
0
0
0
0
0
0
0
0
0
0
0
0
0
0
0
0
0
0
0
0
0
0
0
0
0
0
0
0
0
0
0
0
0
0
0
0
0
0
0
0
0
0
0
0
0
0
0
0
0
0
0
0
0
0
0
0
0
0
0
0
0
0
0
0
0
0
0
0
0
0
0
0
0
0
0
0
0
0
0
0
0
0
0
0
0
0
0
0
0
0
0
0
0
0
0
0
0
0
0
0
0
0
0
0
0
0
0
0
0
0
0
0
0
0
0
0
0
0
0
0
0
0
0
0
0
0
0
0
0
0
0
0
0
0
0
0
0
0
0
0
0
0
0
0
0
0
0
0
0
0
0
0
0
0
0
0
0
0
0
0
0
0
0
0
0
0
0
0
0
0
0
0
0
0
0
0
0
0
0
0
0
0
0
0
0
0
0
0
0
0
0
0
0
0
0
0
0
0
0
0
0
0
0
0
0
0
0
0
0
0
0
0
0
0
0
0
0
0
0
0
0
0
0
0
0
0
0
0
0
0
0
0
0
0
0
0
0
0
0
0
0
0
0
0
0
0
0
0
0
0
0
0
0
0
0
0
0
0
0
0
0
0
0
0
0
0
0
0
0
0
0
0
0
0
0
0
0
0
0
0
0
0
0
0
0
0
0
0
0
0
0
0
0
0
0
0
0
0
0
0
0
0
0
0
0
0
0
0
0
0
0
0
0
0
0
0
0
0
0
0
0
0
0
0
0
0
0
0
0
0
0
0
0
0
0
0
0
0
0
0
0
0
0
0
0
0
0
0
0
0
0
0
0
0
0
0
0
0
0
0
0
0
0
0
0
0
0
0
0
0
0
0
0
0
0
0
0
0
0
0
0
0
0
0
0
0
0
0
0
0
0
0
0
0
0
0
0
0
0
0
0
0
0
0
0
0
0
0
0
0
0
0
0
0
0
0
0
0
0
0
0
0
0
0
0
0
0
0
0
0
0
0
0
0
0
0
0
0
0
0
0
0
0
0
0
0
0
0
0
0
0
0
0
0
0
0
0
0
0
0
0
0
0
0
0
0
0
0
0
0
0
0
0
0
0
0
0
0
0
0
0
0
0
0
0
0
0
0
0
0
0
0
0
0
0
0
0
0
0
0
0
0
0
0
0
0
0
0
0
0
0
0
0
0
0
0
0
0
0
0
0
0
0
0
0
0
0
0
0
0
0
0
0
0
0
0
0
0
0
0
0
0
0
0
0
0
0
0
0
0
0
0
0
0
0
0
0
0
0
0
0
0
0
0
0
0
0
0
0
0
0
0
0
0
0
0
0
0
0
0
0
0
0
0
0
0
0
0
0
0
0
0
0
0
0
0
0
0
0
0
0
0
0
0
0
0
0
0
0
0
0
0
0
0
0
0
0
0
0
0
0
0
0
0
0
0
0
0
0
0
0
0
0
0
0
0
0
0
0
0
0
0
0
0
0
0
0
0
0
0
0
0
0
0
0
0
0
0
0
0
0
0
0
0
0
0
0
0
0
0
0
0
0
0
0
0
0
0
0
0
0
0
0
0
0
0
0
0
0
0
0
0
0
0
0
0
0
0
0
0
0
0
0
0
0
0
0
0
0
0
0
0
0
0
0
0
0
0
0
0
0
0
0
0
0
0
0
0
0
0
0
0
0
0
0
0
0
0
0
0
0
0
0
0
0
0
0
0
0
0
0
0
0
0
0
0
0
0
0
0
0
0
0
0
0
0
0
0
0
0
0
0
0
0
0
0
0
0
0
0
0
0
0
0
0
0
0
0
0
0
0
0
0
0
0
0
0
0
0
0
0
0
0
0
0
0
0
0
0
0
0
0
0
0
0
0
0
0
0
0
0
0
0
0
0
0
0
0
0
0
0
0
0
0
0
0
0
0
0
0
0
0
0
0
0
0
0
0
0
0
0
0
0
0
0
0
0
0
0
0
0
0
0
0
0
0
0
0
0
0
0
0
0
0
0
0
0
0
0
0
0
0
0
0
0
0
0
0
0
0
0
0
0
0
0
0
0
0
0
0
0
0
0
0
0
0
0
0
0
0
0
0
0
0
0
0
0
0
0
0
0
0
0
0
0
0
0
0
0
0
0
0
0
0
0
0
0
0
0
0
0
0
0
0
0
0
0
0
0
0
0
0
0
0
0
0
0
0
0
0
0
0
0
0
0
0
0
0
0
0
0
0
0
0
0
0
0
0
0
0
0
0
0
0
0
0
0
0
0
0
0
0
0
0
0
0
0
0
0
0
0
0
0
0
0
0
0
0
0
0
0
0
0
0
0
0
0
0
0
0
0
0
0
0
0
0
0
0
0
0
0
0
0
0
0
0
0
0
0
0
0
0
0
0
0
0
0
0
0
0
0
0
0
0
0
0
0
0
0
0
0
0
0
0
0
0
0
0
0
0
0
0
0
0
0
0
0
0
0
0
0
0
0
0
0
0
0
0
0
0
0
0
0
0
0
0
0
0
0
0
0
0
0
0
0
0
0
0
0
0
0
0
0
0
0
0
0
0
0
0
0
0
0
0
0
0
0
0
0
0
0
0
0
0
0
0
0
0
0
0
0
0
0
0
0
0
0
0
0
0
0
0
0
0
0
0
0
0
0
0
0
0
0
0
0
0
0
0
0
0
0
0
0
0
0
0
0
0
0
0
0
0
0
0
0
0
0
0
0
0
0
0
0
0
0
0
0
0
0
0
0
0
0
0
0
0
0
0
0
0
0
0
0
0
0
0
0
0
0
0
0
0
0
0
0
0
0
0
0
0
0
0
0
0
0
0
0
0
0
0
0
0
0
0
0
0
0
0
0
0
0
0
0
0
0
0
0
0
0
0
0
0
0
0
0
0
0
0
0
0
0
0
0
0
0
0
0
0
0
0
0
0
0
0
0
0
0
0
0
0
0
0
0
0
0
0
0
0
0
0
0
0
0
0
0
0
0
0
0
0
0
0
0
0
0
0
0
0
0
0
0
0
0
0
0
0
0
0
0
0
0
0
0
0
0
0
0
0
0
0
0
0
0
0
0
0
0
0
0
0
0
0
0
0
0
0
0
0
0
0
0
0
0
0
0
0
0
0
0
0
0
0
0
0
0
0
0
0
0
0
0
0
0
0
0
0
0
0
0
0
0
0
0
0
0
0
0
0
0
0
0
0
0
0
0
0
0
0
0
0
0
0
0
0
0
0
0
0
0
0
0
0
0
0
0
0
0
0
0
0
0
0
0
0
0
0
0
0
0
0
0
0
0
0
0
0
0
0
0
0
0
0
0
0
0
0
0
0
0
0
0
0
0
0
0
0
0
0
0
0
0
0
0
0
0
0
0
0
0
0
0
0
0
0
0
0
0
0
0
0
0
0
0
0
0
0
0
0
0
0
0
0
0
0
0
0
0
0
0
0
0
0
0
0
0
0
0
0
0
0
0
0
0
0
0
0
0
0
0
0
0
0
0
0
0
0
0
0
0
0
0
0
0
0
0
0
0
0
0
0
0
0
0
0
0
0
0
0
0
0
0
0
0
0
0
0
0
0
0
0
0
0
0
0
0
0
0
0
0
0
0
0
0
0
0
0
0
0
0
0
0
0
0
0
0
0
0
0
0
0
0
0
0
0
0
0
0
0
0
0
0
0
0
0
0
0
0
0
0
0
0
0
0
0
0
0
0
0
0
0
0
0
0
0
0
0
0
0
0
0
0
0
0
0
0
0
0
0
0
0
0
0
0
0
0
0
0
0
0
0
0
0
0
0
0
0
0
0
0
0
0
0
0
0
0
0
0
0
0
0
0
0
0
0
0
0
0
0
0
0
0
0
0
0
0
0
0
0
0
0
0
0
0
0
0
0
0
0
0
0
0
0
0
0
0
0
0
0
0
0
0
0
0
0
0
0
0
0
0
0
0
0
0
0
0
0
0
0
0
0
0
0
0
0
0
0
0
0
0
0
0
0
0
0
0
0
0
0
0
0
0
0
0
0
0
0
0
0
0
0
0
0
0
0
0
0
0
0
0
0
0
0
0
0
0
0
0
0
0
0
0
0
0
0
0
0
0
0
0
0
0
0
0
0
0
0
0
0
0
0
0
0
0
0
0
0
0
0
0
0
0
0
0
0
0
0
0
0
0
0
0
0
0
0
0
0
0
0
0
0
0
0
0
0
0
0
0
0
0
0
0
0
0
0
0
0
0
0
0
0
0
0
0
0
0
0
0
0
0
0
0
0
0
0
0
0
0
0
0
0
0
0
0
0
0
0
0
0
0
0
0
0
0
0
0
0
0
0
0
0
0
0
0
0
0
0
0
0
0
0
0
0
0
0
0
0
0
0
0
0
0
0
0
0
0
0
0
0
0
0
0
0
0
0
0
0
0
0
0
0
0
0
0
0
0
0
0
0
0
0
0
0
0
0
0
0
0
0
0
0
0
0
0
0
0
0
0
0
0
0
0
0
0
0
0
0
0
0
0
0
0
0
0
0
0
0
0
0
0
0
0
0
0
0
0
0
0
0
0
0
0
0
0
0
0
0
0
0
0
0
0
0
0
0
0
0
0
0
0
0
0
0
0
0
0
0
0
0
0
0
0
0
0
0
0
0
0
0
0
0
0
0
0
0
0
0
0
0
0
0
0
0
0
0
0
0
0
0
0
0
0
0
0
0
0
0
0
0
0
0
0
0
0
0
0
0
0
0
0
0
0
0
0
0
0
0
0
0
0
0
0
0
0
0
0
0
0
0
0
0
0
0
0
0
0
0
0
0
0
0
0
0
0
0
0
0
0
0
0
0
0
0
0
0
0
0
0
0
0
0
0
0
0
0
0
0
0
0
0
0
0
0
0
0
0
0
0
0
0
0
0
0
0
0
0
0
0
0
0
0
0
0
0
0
0
0
0
0
0
0
0
0
0
0
0
0
0
0
0
0
0
0
0
0
0
0
0
0
0
0
0
0
0
0
0
0
0
0
0
0
0
0
0
0
0
0
0
0
0
0
0
0
0
0
0
0
0
0
0
0
0
0
0
0
0
0
0
0
0
0
0
0
0
0
0
0
0
0
0
0
0
0
0
0
0
0
0
0
0
0
0
0
0
0
0
0
0
0
0
0
0
0
0
0
0
0
0
0
0
0
0
0
0
0
0
0
0
0
0
0
0
0
0
0
0
0
0
0
0
0
0
0
0
0
0
0
0
0
0
0
0
0
0
0
0
0
0
0
0
0
0
0
0
0
0
0
0
0
0
0
0
0
0
0
0
0
0
0
0
0
0
0
0
0
0
0
0
0
0
0
0
0
0
0
0
0
0
0
0
0
0
0
0
0
0
0
0
0
0
0
0
0
0
0
0
0
0
0
0
0
0
0
0
0
0
0
0
0
0
0
0
0
0
0
0
0
0
0
0
0
0
0
0
0
0
0
0
0
0
0
0
0
0
0
0
0
0
0
0
0
0
0
0
0
0
0
0
0
0
0
0
0
0
0
0
0
0
0
0
0
0
0
0
0
0
0
0
0
0
0
0
0
0
0
0
0
0
0
0
0
0
0
0
0
0
0
0
0
0
0
0
0
0
0
0
0
0
0
0
0
0
0
0
0
0
0
0
0
0
0
0
0
0
0
0
0
0
0
0
0
0
0
0
0
0
0
0
0
0
0
0
0
0
0
0
0
0
0
0
0
0
0
0
0
0
0
0
0
0
0
0
0
0
0
0
0
0
0
0
0
0
0
0
0
0
0
0
0
0
0
0
0
0
0
0
0
0
0
0
0
0
0
0
0
0
0
0
0
0
0
0
0
0
0
0
0
0
0
0
0
0
0
0
0
0
0
0
0
0
0
0
0
0
0
0
0
0
0
0
0
0
0
0
0
0
0
0
0
0
0
0
0
0
0
0
0
0
0
0
0
0
0
0
0
0
0
0
0
0
0
0
0
0
0
0
0
0
0
0
0
0
0
0
0
0
0
0
0
0
0
0
0
0
0
0
0
0
0
0
0
0
0
0
0
0
0
0
0
0
0
0
0
0
0
0
0
0
0
0
0
0
0
0
0
0
0
0
0
0
0
0
0
0
0
0
0
0
0
0
0
0
0
0
0
0
0
0
0
0
0
0
0
0
0
0
0
0
0
0
0
0
0
0
0
0
0
0
0
0
0
0
0
0
0
0
0
0
0
0
0
0
0
0
0
0
0
0
0
0
0
0
0
0
0
0
0
0
0
0
0
0
0
0
0
0
0
0
0
0
0
0
0
0
0
0
0
0
0
0
0
0
0
0
0
0
0
0
0
0
0
0
0
0
0
0
0
0
0
0
0
0
0
0
0
0
0
0
0
0
0
0
0
0
0
0
0
0
0
0
0
0
0
0
0
0
0
0
0
0
0
0
0
0
0
0
0
0
0
0
0
0
0
0
0
0
0
0
0
0
0
0
0
0
0
0
0
0
0
0
0
0
0
0
0
0
0
0
0
0
0
0
0
0
0
0
0
0
0
0
0
0
0
0
0
0
0
0
0
0
0
0
0
0
0
0
0
0
0
0
0
0
0
0
0
0
0
0
0
0
0
0
0
0
0
0
0
0
0
0
0
0
0
0
0
0
0
0
0
0
0
0
0
0
0
0
0
0
0
0
0
0
0
0
0
0
0
0
0
0
0
0
0
0
0
0
0
0
0
0
0
0
0
0
0
0
0
0
0
0
0
0
0
0
0
0
0
0
0
0
0
0
0
0
0
0
0
0
0
0
0
0
0
0
0
0
0
0
0
0
0
0
0
0
0
0
0
0
0
0
0
0
0
0
0
0
0
0
0
0
0
0
0
0
0
0
0
0
0
0
0
0
0
0
0
0
0
0
0
0
0
0
0
0
0
0
0
0
0
0
0
0
0
0
0
0
0
0
0
0
0
0
0
0
0
0
0
0
0
0
0
0
0
0
0
0
0
0
0
0
0
0
0
0
0
0
0
0
0
0
0
0
0
0
0
0
0
0
0
0
0
0
0
0
0
0
0
0
0
0
0
0
0
0
0
0
0
0
0
0
0
0
0
0
0
0
0
0
0
0
0
0
0
0
0
0
0
0
0
0
0
0
0
0
0
0
0
0
0
0
0
0
0
0
0
0
0
0
0
0
0
0
0
0
0
0
0
0
0
0
0
0
0
0
0
0
0
0
0
0
0
0
0
0
0
0
0
0
0
0
0
0
0
0
0
0
0
0
0
0
0
0
0
0
0
0
0
0
0
0
0
0
0
0
0
0
0
0
0
0
0
0
0
0
0
0
0
0
0
0
0
0
0
0
0
0
0
0
0
0
0
0
0
0
0
0
0
0
0
0
0
0
0
0
0
0
0
0
0
0
0
0
0
0
0
0
0
0
0
0
0
0
0
0
0
0
0
0
0
0
0
0
0
0
0
0
0
0
0
0
0
0
0
0
0
0
0
0
0
0
0
0
0
0
0
0
0
0
0
0
0
0
0
0
0
0
0
0
0
0
0
0
0
0
0
0
0
0
0
0
0
0
0
0
0
0
0
0
0
0
0
0
0
0
0
0
0
0
0
0
0
0
0
0
0
0
0
0
0
0
0
0
0
0
0
0
0
0
0
0
0
0
0
0
0
0
0
0
0
0
0
0
0
0
0
0
0
0
0
0
0
0
0
0
0
0
0
0
0
0
0
0
0
0
0
0
0
0
0
0
0
0
0
0
0
0
0
0
0
0
0
0
0
0
0
0
0
0
0
0
0
0
0
0
0
0
0
0
0
0
0
0
0
0
0
0
0
0
0
0
0
0
0
0
0
0
0
0
0
0
0
0
0
0
0
0
0
0
0
0
0
0
0
0
0
0
0
0
0
0
0
0
0
0
0
0
0
0
0
0
0
0
0
0
0
0
0
0
0
0
0
0
0
0
0
0
0
0
0
0
0
0
0
0
0
0
0
0
0
0
0
0
0
0
0
0
0
0
0
0
0
0
0
0
0
0
0
0
0
0
0
0
0
0
0
0
0
0
0
0
0
0
0
0
0
0
0
0
0
0
0
0
0
0
0
0
0
0
0
0
0
0
0
0
0
0
0
0
0
0
0
0
0
0
0
0
0
0
0
0
0
0
0
0
0
0
0
0
0
0
0
0
0
0
0
0
0
0
0
0
0
0
0
0
0
0
0
0
0
0
0
0
0
0
0
0
0
0
0
0
0
0
0
0
0
0
0
0
0
0
0
0
0
0
0
0
0
0
0
0
0
0
0
0
0
0
0
0
0
0
0
0
0
0
0
0
0
0
0
0
0
0
0
0
0
0
0
0
0
0
0
0
0
0
0
0
0
0
0
0
0
0
0
0
0
0
0
0
0
0
0
0
0
0
0
0
0
0
0
0
0
0
0
0
0
0
0
0
0
0
0
0
0
0
0
0
0
0
0
0
0
0
0
0
0
0
0
0
0
0
0
0
0
0
0
0
0
0
0
0
0
0
0
0
0
0
0
0
0
0
0
0
0
0
0
0
0
0
0
0
0
0
0
0
0
0
0
0
0
0
0
0
0
0
0
0
0
0
0
0
0
0
0
0
0
0
0
0
0
0
0
0
0
0
0
0
0
0
0
0
0
0
0
0
0
0
0
0
0
0
0
0
0
0
0
0
0
0
0
0
0
0
0
0
0
0
0
0
0
0
0
0
0
0
0
0
0
0
0
0
0
0
0
0
0
0
0
0
0
0
0
0
0
0
0
0
0
0
0
0
0
0
0
0
0
0
0
0
0
0
0
0
0
0
0
0
0
0
0
0
0
0
0
0
0
0
0
0
0
0
0
0
0
0
0
0
0
0
0
0
0
0
0
0
0
0
0
0
0
0
0
0
0
0
0
0
0
0
0
0
0
0
0
0
0
0
0
0
0
0
0
0
0
0
0
0
0
0
0
0
0
0
0
0
0
0
0
0
0
0
0
0
0
0
0
0
0
0
0
0
0
0
0
0
0
0
0
0
0
0
0
0
0
0
0
0
0
0
0
0
0
0
0
0
0
0
0
0
0
0
0
0
0
0
0
0
0
0
0
0
0
0
0
0
0
0
0
0
0
0
0
0
0
0
0
0
0
0
0
0
0
0
0
0
0
0
0
0
0
0
0
0
0
0
0
0
0
0
0
0
0
0
0
0
0
0
0
0
0
0
0
0
0
0
0
0
0
0
0
0
0
0
0
0
0
0
0
0
0
0
0
0
0
0
0
0
0
0
0
0
0
0
0
0
0
0
0
0
0
0
0
0
0
0
0
0
0
0
0
0
0
0
0
0
0
0
0
0
0
0
0
0
0
0
0
0
0
0
0
0
0
0
0
0
0
0
0
0
0
0
0
0
0
0
0
0
0
0
0
0
0
0
0
0
0
0
0
0
0
0
0
0
0
0
0
0
0
0
0
0
0
0
0
0
0
0
0
0
0
0
0
0
0
0
0
0
0
0
0
0
0
0
0
0
0
0
0
0
0
0
0
0
0
0
0
0
0
0
0
0
0
0
0
0
0
0
0
0
0
0
0
0
0
0
0
0
0
0
0
0
0
0
0
0
0
0
0
0
0
0
0
0
0
0
0
0
0
0
0
0
0
0
0
0
0
0
0
0
0
0
0
0
0
0
0
0
0
0
0
0
0
0
0
0
0
0
0
0
0
0
0
0
0
0
0
0
0
0
0
0
0
0
0
0
0
0
0
0
0
0
0
0
0
0
0
0
0
0
0
0
0
0
0
0
0
0
0
0
0
0
0
0
0
0
0
0
0
0
0
0
0
0
0
0
0
0
0
0
0
0
0
0
0
0
0
0
0
0
0
0
0
0
0
0
0
0
0
0
0
0
0
0
0
0
0
0
0
0
0
0
0
0
0
0
0
0
0
0
0
0
0
0
0
0
0
0
0
0
0
0
0
0
0
0
0
0
0
0
0
0
0
0
0
0
0
0
0
0
0
0
0
0
0
0
0
0
0
0
0
0
0
0
0
0
0
0
0
0
0
0
0
0
0
0
0
0
0
0
0
0
0
0
0
0
0
0
0
0
0
0
0
0
0
0
0
0
0
0
0
0
0
0
0
0
0
0
0
0
0
0
0
0
0
0
0
0
0
0
0
0
0
0
0
0
0
0
0
0
0
0
0
0
0
0
0
0
0
0
0
0
0
0
0
0
0
0
0
0
0
0
0
0
0
0
0
0
0
0
0
0
0
0
0
0
0
0
0
0
0
0
0
0
0
0
0
0
0
0
0
0
0
0
0
0
0
0
0
0
0
0
0
0
0
0
0
0
0
0
0
0
0
0
0
0
0
0
0
0
0
0
0
0
0
0
0
0
0
0
0
0
0
0
0
0
0
0
0
0
0
0
0
0
0
0
0
0
0
0
0
0
0
0
0
0
0
0
0
0
0
0
0
0
0
0
0
0
0
0
0
0
0
0
0
0
0
0
0
0
0
0
0
0
0
0
0
0
0
0
0
0
0
0
0
0
0
0
0
0
0
0
0
0
0
0
0
0
0
0
0
0
0
0
0
0
0
0
0
0
0
0
0
0
0
0
0
0
0
0
0
0
0
0
0
0
0
0
0
0
0
0
0
0
0
0
0
0
0
0
0
0
0
0
0
0
0
0
0
0
0
0
0
0
0
0
0
0
0
0
0
0
0
0
0
0
0
0
0
0
0
0
0
0
0
0
0
0
0
0
0
0
0
0
0
0
0
0
0
0
0
0
0
0
0
0
0
0
0
0
0
0
0
0
0
0
0
0
0
0
0
0
0
0
0
0
0
0
0
0
0
0
0
0
0
0
0
0
0
0
0
0
0
0
0
0
0
0
0
0
0
0
0
0
0
0
0
0
0
0
0
0
0
0
0
0
0
0
0
0
0
0
0
0
0
0
0
0
0
0
0
0
0
0
0
0
0
0
0
0
0
0
0
0
0
0
0
0
0
0
0
0
0
0
0
0
0
0
0
0
0
0
0
0
0
0
0
0
0
0
0
0
0
0
0
0
0
0
0
0
0
0
0
0
0
0
0
0
0
0
0
0
0
0
0
0
0
0
0
0
0
0
0
0
0
0
0
0
0
0
0
0
0
0
0
0
0
0
0
0
0
0
0
0
0
0
0
0
0
0
0
0
0
0
0
0
0
0
0
0
0
0
0
0
0
0
0
0
0
0
0
0
0
0
0
0
0
0
0
0
0
0
0
0
0
0
0
0
0
0
0
0
0
0
0
0
0
0
0
0
0
0
0
0
0
0
0
0
0
0
0
0
0
0
0
0
0
0
0
0
0
0
0
0
0
0
0
0
0
0
0
0
0
0
0
0
0
0
0
0
0
0
0
0
0
0
0
0
0
0
0
0
0
0
0
0
0
0
0
0
0
0
0
0
0
0
0
0
0
0
0
0
0
0
0
0
0
0
0
0
0
0
0
0
0
0
0
0
0
0
0
0
0
0
0
0
0
0
0
0
0
0
0
0
0
0
0
0
0
0
0
0
0
0
0
0
0
0
0
0
0
0
0
0
0
0
0
0
0
0
0
0
0
0
0
0
0
0
0
0
0
0
0
0
0
0
0
0
0
0
0
0
0
0
0
0
0
0
0
0
0
0
0
0
0
0
0
0
0
0
0
0
0
0
0
0
0
0
0
0
0
0
0
0
0
0
0
0
0
0
0
0
0
0
0
0
0
0
0
0
0
0
0
0
0
0
0
0
0
0
0
0
0
0
0
0
0
0
0
0
0
0
0
0
0
0
0
0
0
0
0
0
0
0
0
0
0
0
0
0
0
0
0
0
0
0
0
0
0
0
0
0
0
0
0
0
0
0
0
0
0
0
0
0
0
0
0
0
0
0
0
0
0
0
0
0
0
0
0
0
0
0
0
0
0
0
0
0
0
0
0
0
0
0
0
0
0
0
0
0
0
0
0
0
0
0
0
0
0
0
0
0
0
0
0
0
0
0
0
0
0
0
0
0
0
0
0
0
0
0
0
0
0
0
0
0
0
0
0
0
0
0
0
0
0
0
0
0
0
0
0
0
0
0
0
0
0
0
0
0
0
0
0
0
0
0
0
0
0
0
0
0
0
0
0
0
0
0
0
0
0
0
0
0
0
0
0
0
0
0
0
0
0
0
0
0
0
0
0
0
0
0
0
0
0
0
0
0
0
0
0
0
0
0
0
0
0
0
0
0
0
0
0
0
0
0
0
0
0
0
0
0
0
0
0
0
0
0
0
0
0
0
0
0
0
0
0
0
0
0
0
0
0
0
0
0
0
0
0
0
0
0
0
0
0
0
0
0
0
0
0
0
0
0
0
0
0
0
0
0
0
0
0
0
0
0
0
0
0
0
0
0
0
0
0
0
0
0
0
0
0
0
0
0
0
0
0
0
0
0
0
0
0
0
0
0
0
0
0
0
0
0
0
0
0
0
0
0
0
0
0
0
0
0
0
0
0
0
0
0
0
0
0
0
0
0
0
0
0
0
0
0
0
0
0
0
0
0
0
0
0
0
0
0
0
0
0
0
0
0
0
0
0
0
0
0
0
0
0
0
0
0
0
0
0
0
0
0
0
0
0
0
0
0
0
0
0
0
0
0
0
0
0
0
0
0
0
0
0
0
0
0
0
0
0
0
0
0
0
0
0
0
0
0
0
0
0
0
0
0
0
0
0
0
0
0
0
0
0
0
0
0
0
0
0
0
0
0
0
0
0
0
0
0
0
0
0
0
0
0
0
0
0
0
0
0
0
0
0
0
0
0
0
0
0
0
0
0
0
0
0
0
0
0
0
0
0
0
0
0
0
0
0
0
0
0
0
0
0
0
0
0
0
0
0
0
0
0
0
0
0
0
0
0
0
0
0
0
0
0
0
0
0
0
0
0
0
0
0
0
0
0
0
0
0
0
0
0
0
0
0
0
0
0
0
0
0
0
0
0
0
0
0
0
0
0
0
0
0
0
0
0
0
0
0
0
0
0
0
0
0
0
0
0
0
0
0
0
0
0
0
0
0
0
0
0
0
0
0
0
0
0
0
0
0
0
0
0
0
0
0
0
0
0
0
0
0
0
0
0
0
0
0
0
0
0
0
0
0
0
0
0
0
0
0
0
0
0
0
0
0
0
0
0
0
0
0
0
0
0
0
0
0
0
0
0
0
0
0
0
0
0
0
0
0
0
0
0
0
0
0
0
0
0
0
0
0
0
0
0
0
0
0
0
0
0
0
0
0
0
0
0
0
0
0
0
0
0
0
0
0
0
0
0
0
0
0
0
0
0
0
0
0
0
0
0
0
0
0
0
0
0
0
0
0
0
0
0
0
0
0
0
0
0
0
0
0
0
0
0
0
0
0
0
0
0
0
0
0
0
0
0
0
0
0
0
0
0
0
0
0
0
0
0
0
0
0
0
0
0
0
0
0
0
0
0
0
0
0
0
0
0
0
0
0
0
0
0
0
0
0
0
0
0
0
0
0
0
0
0
0
0
0
0
0
0
0
0
0
0
0
0
0
0
0
0
0
0
0
0
0
0
0
0
0
0
0
0
0
0
0
0
0
0
0
0
0
0
0
0
0
0
0
0
0
0
0
0
0
0
0
0
0
0
0
0
0
0
0
0
0
0
0
0
0
0
0
0
0
0
0
0
0
0
0
0
0
0
0
0
0
0
0
0
0
0
0
0
0
0
0
0
0
0
0
0
0
0
0
0
0
0
0
0
0
0
0
0
0
0
0
0
0
0
0
0
0
0
0
0
0
0
0
0
0
0
0
0
0
0
0
0
0
0
0
0
0
0
0
0
0
0
0
0
0
0
0
0
0
0
0
0
0
0
0
0
0
0
0
0
0
0
0
0
0
0
0
0
0
0
0
0
0
0
0
0
0
0
0
0
0
0
0
0
0
0
0
0
0
0
0
0
0
0
0
0
0
0
0
0
0
0
0
0
0
0
0
0
0
0
0
0
0
0
0
0
0
0
0
0
0
0
0
0
0
0
0
0
0
0
0
0
0
0
0
0
0
0
0
0
0
0
0
0
0
0
0
0
0
0
0
0
0
0
0
0
0
0
0
0
0
0
0
0
0
0
0
0
0
0
0
0
0
0
0
0
0
0
0
0
0
0
0
0
0
0
0
0
0
0
0
0
0
0
0
0
0
0
0
0
0
0
0
0
0
0
0
0
0
0
0
0
0
0
0
0
0
0
0
0
0
0
0
0
0
0
0
0
0
0
0
0
0
0
0
0
0
0
0
0
0
0
0
0
0
0
0
0
0
0
0
0
0
0
0
0
0
0
0
0
0
0
0
0
0
0
0
0
0
0
0
0
0
0
0
0
0
0
0
0
0
0
0
0
0
0
0
0
0
0
0
0
0
0
0
0
0
0
0
0
0
0
0
0
0
0
0
0
0
0
0
0
0
0
0
0
0
0
0
0
0
0
0
0
0
0
0
0
0
0
0
0
0
0
0
0
0
0
0
0
0
0
0
0
0
0
0
0
0
0
0
0
0
0
0
0
0
0
0
0
0
0
0
0
0
0
0
0
0
0
0
0
0
0
0
0
0
0
0
0
0
0
0
0
0
0
0
0
0
0
0
0
0
0
0
0
0
0
0
0
0
0
0
0
0
0
0
0
0
0
0
0
0
0
0
0
0
0
0
0
0
0
0
0
0
0
0
0
0
0
0
0
0
0
0
0
0
0
0
0
0
0
0
0
0
0
0
0
0
0
0
0
0
0
0
0
0
0
0
0
0
0
0
0
0
0
0
0
0
0
0
0
0
0
0
0
0
0
0
0
0
0
0
0
0
0
0
0
0
0
0
0
0
0
0
0
0
0
0
0
0
0
0
0
0
0
0
0
0
0
0
0
0
0
0
0
0
0
0
0
0
0
0
0
0
0
0
0
0
0
0
0
0
0
0
0
0
0
0
0
0
0
0
0
0
0
0
0
0
0
0
0
0
0
0
0
0
0
0
0
0
0
0
0
0
0
0
0
0
0
0
0
0
0
0
0
0
0
0
0
0
0
0
0
0
0
0
0
0
0
0
0
0
0
0
0
0
0
0
0
0
0
0
0
0
0
0
0
0
0
0
0
0
0
0
0
0
0
0
0
0
0
0
0
0
0
0
0
0
0
0
0
0
0
0
0
0
0
0
0
0
0
0
0
0
0
0
0
0
0
0
0
0
0
0
0
0
0
0
0
0
0
0
0
0
0
0
0
0
0
0
0
0
0
0
0
0
0
0
0
0
0
0
0
0
0
0
0
0
0
0
0
0
0
0
0
0
0
0
0
0
0
0
0
0
0
0
0
0
0
0
0
0
0
0
0
0
0
0
0
0
0
0
0
0
0
0
0
0
0
0
0
0
0
0
0
0
0
0
0
0
0
0
0
0
0
0
0
0
0
0
0
0
0
0
0
0
0
0
0
0
0
0
0
0
0
0
0
0
0
0
0
0
0
0
0
0
0
0
0
0
0
0
0
0
0
0
0
0
0
0
0
0
0
0
0
0
0
0
0
0
0
0
0
0
0
0
0
0
0
0
0
0
0
0
0
0
0
0
0
0
0
0
0
0
0
0
0
0
0
0
0
0
0
0
0
0
0
0
0
0
0
0
0
0
0
0
0
0
0
0
0
0
0
0
0
0
0
0
0
0
0
0
0
0
0
0
0
0
0
0
0
0
0
0
0
0
0
0
0
0
0
0
0
0
0
0
0
0
0
0
0
0
0
0
0
0
0
0
0
0
0
0
0
0
0
0
0
0
0
0
0
0
0
0
0
0
0
0
0
0
0
0
0
0
0
0
0
0
0
0
0
0
0
0
0
0
0
0
0
0
0
0
0
0
0
0
0
0
0
0
0
0
0
0
0
0
0
0
0
0
0
0
0
0
0
0
0
0
0
0
0
0
0
0
0
0
0
0
0
0
0
0
0
0
0
0
0
0
0
0
0
0
0
0
0
0
0
0
0
0
0
0
0
0
0
0
0
0
0
0
0
0
0
0
0
0
0
0
0
0
0
0
0
0
0
0
0
0
0
0
0
0
0
0
0
0
0
0
0
0
0
0
0
0
0
0
0
0
0
0
0
0
0
0
0
0
0
0
0
0
0
0
0
0
0
0
0
0
0
0
0
0
0
0
0
0
0
0
0
0
0
0
0
0
0
0
0
0
0
0
0
0
0
0
0
0
0
0
0
0
0
0
0
0
0
0
0
0
0
0
0
0
0
0
0
0
0
0
0
0
0
0
0
0
0
0
0
0
0
0
0
0
0
0
0
0
0
0
0
0
0
0
0
0
0
0
0
0
0
0
0
0
0
0
0
0
0
0
0
0
0
0
0
0
0
0
0
0
0
0
0
0
0
0
0
0
0
0
0
0
0
0
0
0
0
0
0
0
0
0
0
0
0
0
0
0
0
0
0
0
0
0
0
0
0
0
0
0
0
0
0
0
0
0
0
0
0
0
0
0
0
0
0
0
0
0
0
0
0
0
0
0
0
0
0
0
0
0
0
0
0
0
0
0
0
0
0
0
0
0
0
0
0
0
0
0
0
0
0
0
0
0
0
0
0
0
0
0
0
0
0
0
0
0
0
0
0
0
0
0
0
0
0
0
0
0
0
0
0
0
0
0
0
0
0
0
0
0
0
0
0
0
0
0
0
0
0
0
0
0
0
0
0
0
0
0
0
0
0
0
0
0
0
0
0
0
0
0
0
0
0
0
0
0
0
0
0
0
0
0
0
0
0
0
0
0
0
0
0
0
0
0
0
0
0
0
0
0
0
0
0
0
0
0
0
0
0
0
0
0
0
0
0
0
0
0
0
0
0
0
0
0
0
0
0
0
0
0
0
0
0
0
0
0
0
0
0
0
0
0
0
0
0
0
0
0
0
0
0
0
0
0
0
0
0
0
0
0
0
0
0
0
0
0
0
0
0
0
0
0
0
0
0
0
0
0
0
0
0
0
0
0
0
0
0
0
0
0
0
0
0
0
0
0
0
0
0
0
0
0
0
0
0
0
0
0
0
0
0
0
0
0
0
0
0
0
0
0
0
0
0
0
0
0
0
0
0
0
0
0
0
0
0
0
0
0
0
0
0
0
0
0
0
0
0
0
0
0
0
0
0
0
0
0
0
0
0
0
0
0
0
0
0
0
0
0
0
0
0
0
0
0
0
0
0
0
0
0
0
0
0
0
0
0
0
0
0
0
0
0
0
0
0
0
0
0
0
0
0
0
0
0
0
0
0
0
0
0
0
0
0
0
0
0
0
0
0
0
0
0
0
0
0
0
0
0
0
0
0
0
0
0
0
0
0
0
0
0
0
0
0
0
0
0
0
0
0
0
0
0
0
0
0
0
0
0
0
0
0
0
0
0
0
0
0
0
0
0
0
0
0
0
0
0
0
0
0
0
0
0
0
0
0
0
0
0
0
0
0
0
0
0
0
0
0
0
0
0
0
0
0
0
0
0
0
0
0
0
0
0
0
0
0
0
0
0
0
0
0
0
0
0
0
0
0
0
0
0
0
0
0
0
0
0
0
0
0
0
0
0
0
0
0
0
0
0
0
0
0
0
0
0
0
0
0
0
0
0
0
0
0
0
0
0
0
0
0
0
0
0
0
0
0
0
0
0
0
0
0
0
0
0
0
0
0
0
0
0
0
0
0
0
0
0
0
0
0
0
0
0
0
0
0
0
0
0
0
0
0
0
0
0
0
0
0
0
0
0
0
0
0
0
0
0
0
0
0
0
0
0
0
0
0
0
0
0
0
0
0
0
0
0
0
0
0
0
0
0
0
0
0
0
0
0
0
0
0
0
0
0
0
0
0
0
0
0
0
0
0
0
0
0
0
0
0
0
0
0
0
0
0
0
0
0
0
0
0
0
0
0
0
0
0
0
0
0
0
0
0
0
0
0
0
0
0
0
0
0
0
0
0
0
0
0
0
0
0
0
0
0
0
0
0
0
0
0
0
0
0
0
0
0
0
0
0
0
0
0
0
0
0
0
0
0
0
0
0
0
0
0
0
0
0
0
0
0
0
0
0
0
0
0
0
0
0
0
0
0
0
0
0
0
0
0
0
0
0
0
0
0
0
0
0
0
0
0
0
0
0
0
0
0
0
0
0
0
0
0
0
0
0
0
0
0
0
0
0
0
0
0
0
0
0
0
0
0
0
0
0
0
0
0
0
0
0
0
0
0
0
0
0
0
0
0
0
0
0
0
0
0
0
0
0
0
0
0
0
0
0
0
0
0
0
0
0
0
0
0
0
0
0
0
0
0
0
0
0
0
0
0
0
0
0
0
0
0
0
0
0
0
0
0
0
0
0
0
0
0
0
0
0
0
0
0
0
0
0
0
0
0
0
0
0
0
0
0
0
0
0
0
0
0
0
0
0
0
0
0
0
0
0
0
0
0
0
0
0
0
0
0
0
0
0
0
0
0
0
0
0
0
0
0
0
0
0
0
0
0
0
0
0
0
0
0
0
0
0
0
0
0
0
0
0
0
0
0
0
0
0
0
0
0
0
0
0
0
0
0
0
0
0
0
0
0
0
0
0
0
0
0
0
0
0
0
0
0
0
0
0
0
0
0
0
0
0
0
0
0
0
0
0
0
0
0
0
0
0
0
0
0
0
0
0
0
0
0
0
0
0
0
0
0
0
0
0
0
0
0
0
0
0
0
0
0
0
0
0
0
0
0
0
0
0
0
0
0
0
0
0
0
0
0
0
0
0
0
0
0
0
0
0
0
0
0
0
0
0
0
0
0
0
0
0
0
0
0
0
0
0
0
0
0
0
0
0
0
0
0
0
0
0
0
0
0
0
0
0
0
0
0
0
0
0
0
0
0
0
0
0
0
0
0
0
0
0
0
0
0
0
0
0
0
0
0
0
0
0
0
0
0
0
0
0
0
0
0
0
0
0
0
0
0
0
0
0
0
0
0
0
0
0
0
0
0
0
0
0
0
0
0
0
0
0
0
0
0
0
0
0
0
0
0
0
0
0
0
0
0
0
0
0
0
0
0
0
0
0
0
0
0
0
0
0
0
0
0
0
0
0
0
0
0
0
0
0
0
0
0
0
0
0
0
0
0
0
0
0
0
0
0
0
0
0
0
0
0
0
0
0
0
0
0
0
0
0
0
0
0
0
0
0
0
0
0
0
0
0
0
0
0
0
0
0
0
0
0
0
0
0
0
0
0
0
0
0
0
0
0
0
0
0
0
0
0
0
0
0
0
0
0
0
0
0
0
0
0
0
0
0
0
0
0
0
0
0
0
0
0
0
0
0
0
0
0
0
0
0
0
0
0
0
0
0
0
0
0
0
0
0
0
0
0
0
0
0
0
0
0
0
0
0
0
0
0
0
0
0
0
0
0
0
0
0
0
0
0
0
0
0
0
0
0
0
0
0
0
0
0
0
0
0
0
0
0
0
0
0
0
0
0
0
0
0
0
0
0
0
0
0
0
0
0
0
0
0
0
0
0
0
0
0
0
0
0
0
0
0
0
0
0
0
0
0
0
0
0
0
0
0
0
0
0
0
0
0
0
0
0
0
0
0
0
0
0
0
0
0
0
0
0
0
0
0
0
0
0
0
0
0
0
0
0
0
0
0
0
0
0
0
0
0
0
0
0
0
0
0
0
0
0
0
0
0
0
0
0
0
0
0
0
0
0
0
0
0
0
0
0
0
0
0
0
0
0
0
0
0
0
0
0
0
0
0
0
0
0
0
0
0
0
0
0
0
0
0
0
0
0
0
0
0
0
0
0
0
0
0
0
0
0
0
0
0
0
0
0
0
0
0
0
0
0
0
0
0
0
0
0
0
0
0
0
0
0
0
0
0
0
0
0
0
0
0
0
0
0
0
0
0
0
0
0
0
0
0
0
0
0
0
0
0
0
0
0
0
0
0
0
0
0
0
0
0
0
0
0
0
0
0
0
0
0
0
0
0
0
0
0
0
0
0
0
0
0
0
0
0
0
0
0
0
0
0
0
0
0
0
0
0
0
0
0
0
0
0
0
0
0
0
0
0
0
0
0
0
0
0
0
0
0
0
0
0
0
0
0
0
0
0
0
0
0
0
0
0
0
0
0
0
0
0
0
0
0
0
0
0
0
0
0
0
0
0
0
0
0
0
0
0
0
0
0
0
0
0
0
0
0
0
0
0
0
0
0
0
0
0
0
0
0
0
0
0
0
0
0
0
0
0
0
0
0
0
0
0
0
0
0
0
0
0
0
0
0
0
0
0
0
0
0
0
0
0
0
0
0
0
0
0
0
0
0
0
0
0
0
0
0
0
0
0
0
0
0
0
0
0
0
0
0
0
0
0
0
0
0
0
0
0
0
0
0
0
0
0
0
0
0
0
0
0
0
0
0
0
0
0
0
0
0
0
0
0
0
0
0
0
0
0
0
0
0
0
0
0
0
0
0
0
0
0
0
0
0
0
0
0
0
0
0
0
0
0
0
0
0
0
0
0
0
0
0
0
0
0
0
0
0
0
0
0
0
0
0
0
0
0
0
0
0
0
0
0
0
0
0
0
0
0
0
0
0
0
0
0
0
0
0
0
0
0
0
0
0
0
0
0
0
0
0
0
0
0
0
0
0
0
0
0
0
0
0
0
0
0
0
0
0
0
0
0
0
0
0
0
0
0
0
0
0
0
0
0
0
0
0
0
0
0
0
0
0
0
0
0
0
0
0
0
0
0
0
0
0
0
0
0
0
0
0
0
0
0
0
0
0
0
0
0
0
0
0
0
0
0
0
0
0
0
0
0
0
0
0
0
0
0
0
0
0
0
0
0
0
0
0
0
0
0
0
0
0
0
0
0
0
0
0
0
0
0
0
0
0
0
0
0
0
0
0
0
0
0
0
0
0
0
0
0
0
0
0
0
0
0
0
0
0
0
0
0
0
0
0
0
0
0
0
0
0
0
0
0
0
0
0
0
0
0
0
0
0
0
0
0
0
0
0
0
0
0
0
0
0
0
0
0
0
0
0
0
0
0
0
0
0
0
0
0
0
0
0
0
0
0
0
0
0
0
0
0
0
0
0
0
0
0
0
0
0
0
0
0
0
0
0
0
0
0
0
0
0
0
0
0
0
0
0
0
0
0
0
0
0
0
0
0
0
0
0
0
0
0
0
0
0
0
0
0
0
0
0
0
0
0
0
0
0
0
0
0
0
0
0
0
0
0
0
0
0
0
0
0
0
0
0
0
0
0
0
0
0
0
0
0
0
0
0
0
0
0
0
0
0
0
0
0
0
0
0
0
0
0
0
0
0
0
0
0
0
0
0
0
0
0
0
0
0
0
0
0
0
0
0
0
0
0
0
0
0
0
0
0
0
0
0
0
0
0
0
0
0
0
0
0
0
0
0
0
0
0
0
0
0
0
0
0
0
0
0
0
0
0
0
0
0
0
0
0
0
0
0
0
0
0
0
0
0
0
0
0
0
0
0
0
0
0
0
0
0
0
0
0
0
0
0
0
0
0
0
0
0
0
0
0
0
0
0
0
0
0
0
0
0
0
0
0
0
0
0
0
0
0
0
0
0
0
0
0
0
0
0
0
0
0
0
0
0
0
0
0
0
0
0
0
0
0
0
0
0
0
0
0
0
0
0
0
0
0
0
0
0
0
0
0
0
0
0
0
0
0
0
0
0
0
0
0
0
0
0
0
0
0
0
0
0
0
0
0
0
0
0
0
0
0
0
0
0
0
0
0
0
0
0
0
0
0
0
0
0
0
0
0
0
0
0
0
0
0
0
0
0
0
0
0
0
0
0
0
0
0
0
0
0
0
0
0
0
0
0
0
0
0
0
0
0
0
0
0
0
0
0
0
0
0
0
0
0
0
0
0
0
0
0
0
0
0
0
0
0
0
0
0
0
0
0
0
0
0
0
0
0
0
0
0
0
0
0
0
0
0
0
0
0
0
0
0
0
0
0
0
0
0
0
0
0
0
0
0
0
0
0
0
0
0
0
0
0
0
0
0
0
0
0
0
0
0
0
0
0
0
0
0
0
0
0
0
0
0
0
0
0
0
0
0
0
0
0
0
0
0
0
0
0
0
0
0
0
0
0
0
0
0
0
0
0
0
0
0
0
0
0
0
0
0
0
0
0
0
0
0
0
0
0
0
0
0
0
0
0
0
0
0
0
0
0
0
0
0
0
0
0
0
0
0
0
0
0
0
0
0
0
0
0
0
0
0
0
0
0
0
0
0
0
0
0
0
0
0
0
0
0
0
0
0
0
0
0
0
0
0
0
0
0
0
0
0
0
0
0
0
0
0
0
0
0
0
0
0
0
0
0
0
0
0
0
0
0
0
0
0
0
0
0
0
0
0
0
0
0
0
0
0
0
0
0
0
0
0
0
0
0
0
0
0
0
0
0
0
0
0
0
0
0
0
0
0
0
0
0
0
0
0
0
0
0
0
0
0
0
0
0
0
0
0
0
0
0
0
0
0
0
0
0
0
0
0
0
0
0
0
0
0
0
0
0
0
0
0
0
0
0
0
0
0
0
0
0
0
0
0
0
0
0
0
0
0
0
0
0
0
0
0
0
0
0
0
0
0
0
0
0
0
0
0
0
0
0
0
0
0
0
0
0
0
0
0
0
0
0
0
0
0
0
0
0
0
0
0
0
0
0
0
0
0
0
0
0
0
0
0
0
0
0
0
0
0
0
0
0
0
0
0
0
0
0
0
0
0
0
0
0
0
0
0
0
0
0
0
0
0
0
0
0
0
0
0
0
0
0
0
0
0
0
0
0
0
0
0
0
0
0
0
0
0
0
0
0
0
0
0
0
0
0
0
0
0
0
0
0
0
0
0
0
0
0
0
0
0
0
0
0
0
0
0
0
0
0
0
0
0
0
0
0
0
0
0
0
0
0
0
0
0
0
0
0
0
0
0
0
0
0
0
0
0
0
0
0
0
0
0
0
0
0
0
0
0
0
0
0
0
0
0
0
0
0
0
0
0
0
0
0
0
0
0
0
0
0
0
0
0
0
0
0
0
0
0
0
0
0
0
0
0
0
0
0
0
0
0
0
0
0
0
0
0
0
0
0
0
0
0
0
0
0
0
0
0
0
0
0
0
0
0
0
0
0
0
0
0
0
0
0
0
0
0
0
0
0
0
0
0
0
0
0
0
0
0
0
0
0
0
0
0
0
0
0
0
0
0
0
0
0
0
0
0
0
0
0
0
0
0
0
0
0
0
0
0
0
0
0
0
0
0
0
0
0
0
0
0
0
0
0
0
0
0
0
0
0
0
0
0
0
0
0
0
0
0
0
0
0
0
0
0
0
0
0
0
0
0
0
0
0
0
0
0
0
0
0
0
0
0
0
0
0
0
0
0
0
0
0
0
0
0
0
0
0
0
0
0
0
0
0
0
0
0
0
0
0
0
0
0
0
0
0
0
0
0
0
0
0
0
0
0
0
0
0
0
0
0
0
0
0
0
0
0
0
0
0
0
0
0
0
0
0
0
0
0
0
0
0
0
0
0
0
0
0
0
0
0
0
0
0
0
0
0
0
0
0
0
0
0
0
0
0
0
0
0
0
0
0
0
0
0
0
0
0
0
0
0
0
0
0
0
0
0
0
0
0
0
0
0
0
0
0
0
0
0
0
0
0
0
0
0
0
0
0
0
0
0
0
0
0
0
0
0
0
0
0
0
0
0
0
0
0
0
0
0
0
0
0
0
0
0
0
0
0
0
0
0
0
0
0
0
0
0
0
0
0
0
0
0
0
0
0
0
0
0
0
0
0
0
0
0
0
0
0
0
0
0
0
0
0
0
0
0
0
0
0
0
0
0
0
0
0
0
0
0
0
0
0
0
0
0
0
0
0
0
0
0
0
0
0
0
0
0
0
0
0
0
0
0
0
0
0
0
0
0
0
0
0
0
0
0
0
0
0
0
0
0
0
0
0
0
0
0
0
0
0
0
0
0
0
0
0
0
0
0
0
0
0
0
0
0
0
0
0
0
0
0
0
0
0
0
0
0
0
0
0
0
0
0
0
0
0
0
0
0
0
0
0
0
0
0
0
0
0
0
0
0
0
0
0
0
0
0
0
0
0
0
0
0
0
0
0
0
0
0
0
0
0
0
0
0
0
0
0
0
0
0
0
0
0
0
0
0
0
0
0
0
0
0
0
0
0
0
0
0
0
0
0
0
0
0
0
0
0
0
0
0
0
0
0
0
0
0
0
0
0
0
0
0
0
0
0
0
0
0
0
0
0
0
0
0
0
0
0
0
0
0
0
0
0
0
0
0
0
0
0
0
0
0
0
0
0
0
0
0
0
0
0
0
0
0
0
0
0
0
0
0
0
0
0
0
0
0
0
0
0
0
0
0
0
0
0
0
0
0
0
0
0
0
0
0
0
0
0
0
0
0
0
0
0
0
0
0
0
0
0
0
0
0
0
0
0
0
0
0
0
0
0
0
0
0
0
0
0
0
0
0
0
0
0
0
0
0
0
0
0
0
0
0
0
0
0
0
0
0
0
0
0
0
0
0
0
0
0
0
0
0
0
0
0
0
0
0
0
0
0
0
0
0
0
0
0
0
0
0
0
0
0
0
0
0
0
0
0
0
0
0
0
0
0
0
0
0
0
0
0
0
0
0
0
0
0
0
0
0
0
0
0
0
0
0
0
0
0
0
0
0
0
0
0
0
0
0
0
0
0
0
0
0
0
0
0
0
0
0
0
0
0
0
0
0
0
0
0
0
0
0
0
0
0
0
0
0
0
0
0
0
0
0
0
0
0
0
0
0
0
0
0
0
0
0
0
0
0
0
0
0
0
0
0
0
0
0
0
0
0
0
0
0
0
0
0
0
0
0
0
0
0
0
0
0
0
0
0
0
0
0
0
0
0
0
0
0
0
0
0
0
0
0
0
0
0
0
0
0
0
0
0
0
0
0
0
0
0
0
0
0
0
0
0
0
0
0
0
0
0
0
0
0
0
0
0
0
0
0
0
0
0
0
0
0
0
0
0
0
0
0
0
0
0
0
0
0
0
0
0
0
0
0
0
0
0
0
0
0
0
0
0
0
0
0
0
0
0
0
0
0
0
0
0
0
0
0
0
0
0
0
0
0
0
0
0
0
0
0
0
0
0
0
0
0
0
0
0
0
0
0
0
0
0
0
0
0
0
0
0
0
0
0
0
0
0
0
0
0
0
0
0
0
0
0
0
0
0
0
0
0
0
0
0
0
0
0
0
0
0
0
0
0
0
0
0
0
0
0
0
0
0
0
0
0
0
0
0
0
0
0
0
0
0
0
0
0
0
0
0
0
0
0
0
0
0
0
0
0
0
0
0
0
0
0
0
0
0
0
0
0
0
0
0
0
0
0
0
0
0
0
0
0
0
0
0
0
0
0
0
0
0
0
0
0
0
0
0
0
0
0
0
0
0
0
0
0
0
0
0
0
0
0
0
0
0
0
0
0
0
0
0
0
0
0
0
0
0
0
0
0
0
0
0
0
0
0
0
0
0
0
0
0
0
0
0
0
0
0
0
0
0
0
0
0
0
0
0
0
0
0
0
0
0
0
0
0
0
0
0
0
0
0
0
0
0
0
0
0
0
0
0
0
0
0
0
0
0
0
0
0
0
0
0
0
0
0
0
0
0
0
0
0
0
0
0
0
0
0
0
0
0
0
0
0
0
0
0
0
0
0
0
0
0
0
0
0
0
0
0
0
0
0
0
0
0
0
0
0
0
0
0
0
0
0
0
0
0
0
0
0
0
0
0
0
0
0
0
0
0
0
0
0
0
0
0
0
0
0
0
0
0
0
0
0
0
0
0
0
0
0
0
0
0
0
0
0
0
0
0
0
0
0
0
0
0
0
0
0
0
0
0
0
0
0
0
0
0
0
0
0
0
0
0
0
0
0
0
0
0
0
0
0
0
0
0
0
0
0
0
0
0
0
0
0
0
0
0
0
0
0
0
0
0
0
0
0
0
0
0
0
0
0
0
0
0
0
0
0
0
0
0
0
0
0
0
0
0
0
0
0
0
0
0
0
0
0
0
0
0
0
0
0
0
0
0
0
0
0
0
0
0
0
0
0
0
0
0
0
0
0
0
0
0
0
0
0
0
0
0
0
0
0
0
0
0
0
0
0
0
0
0
0
0
0
0
0
0
0
0
0
0
0
0
0
0
0
0
0
0
0
0
0
0
0
0
0
0
0
0
0
0
0
0
0
0
0
0
0
0
0
0
0
0
0
0
0
0
0
0
0
0
0
0
0
0
0
0
0
0
0
0
0
0
0
0
0
0
0
0
0
0
0
0
0
0
0
0
0
0
0
0
0
0
0
0
0
0
0
0
0
0
0
0
0
0
0
0
0
0
0
0
0
0
0
0
0
0
0
0
0
0
0
0
0
0
0
0
0
0
0
0
0
0
0
0
0
0
0
0
0
0
0
0
0
0
0
0
0
0
0
0
0
0
0
0
0
0
0
0
0
0
0
0
0
0
0
0
0
0
0
0
0
0
0
0
0
0
0
0
0
0
0
0
0
0
0
0
0
0
0
0
0
0
0
0
0
0
0
0
0
0
0
0
0
0
0
0
0
0
0
0
0
0
0
0
0
0
0
0
0
0
0
0
0
0
0
0
0
0
0
0
0
0
0
0
0
0
0
0
0
0
0
0
0
0
0
0
0
0
0
0
0
0
0
0
0
0
0
0
0
0
0
0
0
0
0
0
0
0
0
0
0
0
0
0
0
0
0
0
0
0
0
0
0
0
0
0
0
0
0
0
0
0
0
0
0
0
0
0
0
0
0
0
0
0
0
0
0
0
0
0
0
0
0
0
0
0
0
0
0
0
0
0
0
0
0
0
0
0
0
0
0
0
0
0
0
0
0
0
0
0
0
0
0
0
0
0
0
0
0
0
0
0
0
0
0
0
0
0
0
0
0
0
0
0
0
0
0
0
0
0
0
0
0
0
0
0
0
0
0
0
0
0
0
0
0
0
0
0
0
0
0
0
0
0
0
0
0
0
0
0
0
0
0
0
0
0
0
0
0
0
0
0
0
0
0
0
0
0
0
0
0
0
0
0
0
0
0
0
0
0
0
0
0
0
0
0
0
0
0
0
0
0
0
0
0
0
0
0
0
0
0
0
0
0
0
0
0
0
0
0
0
0
0
0
0
0
0
0
0
0
0
0
0
0
0
0
0
0
0
0
0
0
0
0
0
0
0
0
0
0
0
0
0
0
0
0
0
0
0
0
0
0
0
0
0
0
0
0
0
0
0
0
0
0
0
0
0
0
0
0
0
0
0
0
0
0
0
0
0
0
0
0
0
0
0
0
0
0
0
0
0
0
0
0
0
0
0
0
0
0
0
0
0
0
0
0
0
0
0
0
0
0
0
0
0
0
0
0
0
0
0
0
0
0
0
0
0
0
0
0
0
0
0
0
0
0
0
0
0
0
0
0
0
0
0
0
0
0
0
0
0
0
0
0
0
0
0
0
0
0
0
0
0
0
0
0
0
0
0
0
0
0
0
0
0
0
0
0
0
0
0
0
0
0
0
0
0
0
0
0
0
0
0
0
0
0
0
0
0
0
0
0
0
0
0
0
0
0
0
0
0
0
0
0
0
0
0
0
0
0
0
0
0
0
0
0
0
0
0
0
0
0
0
0
0
0
0
0
0
0
0
0
0
0
0
0
0
0
0
0
0
0
0
0
0
0
0
0
0
0
0
0
0
0
0
0
0
0
0
0
0
0
0
0
0
0
0
0
0
0
0
0
0
0
0
0
0
0
0
0
0
0
0
0
0
0
0
0
0
0
0
0
0
0
0
0
0
0
0
0
0
0
0
0
0
0
0
0
0
0
0
0
0
0
0
0
0
0
0
0
0
0
0
0
0
0
0
0
0
0
0
0
0
0
0
0
0
0
0
0
0
0
0
0
0
0
0
0
0
0
0
0
0
0
0
0
0
0
0
0
0
0
0
0
0
0
0
0
0
0
0
0
0
0
0
0
0
0
0
0
0
0
0
0
0
0
0
0
0
0
0
0
0
0
0
0
0
0
0
0
0
0
0
0
0
0
0
0
0
0
0
0
0
0
0
0
0
0
0
0
0
0
0
0
0
0
0
0
0
0
0
0
0
0
0
0
0
0
0
0
0
0
0
0
0
0
0
0
0
0
0
0
0
0
0
0
0
0
0
0
0
0
0
0
0
0
0
0
0
0
0
0
0
0
0
0
0
0
0
0
0
0
0
0
0
0
0
0
0
0
0
0
0
0
0
0
0
0
0
0
0
0
0
0
0
0
0
0
0
0
0
0
0
0
0
0
0
0
0
0
0
0
0
0
0
0
0
0
0
0
0
0
0
0
0
0
0
0
0
0
0
0
0
0
0
0
0
0
0
0
0
0
0
0
0
0
0
0
0
0
0
0
0
0
0
0
0
0
0
0
0
0
0
0
0
0
0
0
0
0
0
0
0
0
0
0
0
0
0
0
0
0
0
0
0
0
0
0
0
0
0
0
0
0
0
0
0
0
0
0
0
0
0
0
0
0
0
0
0
0
0
0
0
0
0
0
0
0
0
0
0
0
0
0
0
0
0
0
0
0
0
0
0
0
0
0
0
0
0
0
0
0
0
0
0
0
0
0
0
0
0
0
0
0
0
0
0
0
0
0
0
0
0
0
0
0
0
0
0
0
0
0
0
0
0
0
0
0
0
0
0
0
0
0
0
0
0
0
0
0
0
0
0
0
0
0
0
0
0
0
0
0
0
0
0
0
0
0
0
0
0
0
0
0
0
0
0
0
0
0
0
0
0
0
0
0
0
0
0
0
0
0
0
0
0
0
0
0
0
0
0
0
0
0
0
0
0
0
0
0
0
0
0
0
0
0
0
0
0
0
0
0
0
0
0
0
0
0
0
0
0
0
0
0
0
0
0
0
0
0
0
0
0
0
0
0
0
0
0
0
0
0
0
0
0
0
0
0
0
0
0
0
0
0
0
0
0
0
0
0
0
0
0
0
0
0
0
0
0
0
0
0
0
0
0
0
0
0
0
0
0
0
0
0
0
0
0
0
0
0
0
0
0
0
0
0
0
0
0
0
0
0
0
0
0
0
0
0
0
0
0
0
0
0
0
0
0
0
0
0
0
0
0
0
0
0
0
0
0
0
0
0
0
0
0
0
0
0
0
0
0
0
0
0
0
0
0
0
0
0
0
0
0
0
0
0
0
0
0
0
0
0
0
0
0
0
0
0
0
0
0
0
0
0
0
0
0
0
0
0
0
0
0
0
0
0
0
0
0
0
0
0
0
0
0
0
0
0
0
0
0
0
0
0
0
0
0
0
0
0
0
0
0
0
0
0
0
0
0
0
0
0
0
0
0
0
0
0
0
0
0
0
0
0
0
0
0
0
0
0
0
0
0
0
0
0
0
0
0
0
0
0
0
0
0
0
0
0
0
0
0
0
0
0
0
0
0
0
0
0
0
0
0
0
0
0
0
0
0
0
0
0
0
0
0
0
0
0
0
0
0
0
0
0
0
0
0
0
0
0
0
0
0
0
0
0
0
0
0
0
0
0
0
0
0
0
0
0
0
0
0
0
0
0
0
0
0
0
0
0
0
0
0
0
0
0
0
0
0
0
0
0
0
0
0
0
0
0
0
0
0
0
0
0
0
0
0
0
0
0
0
0
0
0
0
0
0
0
0
0
0
0
0
0
0
0
0
0
0
0
0
0
0
0
0
0
0
0
0
0
0
0
0
0
0
0
0
0
0
0
0
0
0
0
0
0
0
0
0
0
0
0
0
0
0
0
0
0
0
0
0
0
0
0
0
0
0
0
0
0
0
0
0
0
0
0
0
0
0
0
0
0
0
0
0
0
0
0
0
0
0
0
0
0
0
0
0
0
0
0
0
0
0
0
0
0
0
0
0
0
0
0
0
0
0
0
0
0
0
0
0
0
0
0
0
0
0
0
0
0
0
0
0
0
0
0
0
0
0
0
0
0
0
0
0
0
0
0
0
0
0
0
0
0
0
0
0
0
0
0
0
0
0
0
0
0
0
0
0
0
0
0
0
0
0
0
0
0
0
0
0
0
0
0
0
0
0
0
0
0
0
0
0
0
0
0
0
0
0
0
0
0
0
0
0
0
0
0
0
0
0
0
0
0
0
0
0
0
0
0
0
0
0
0
0
0
0
0
0
0
0
0
0
0
0
0
0
0
0
0
0
0
0
0
0
0
0
0
0
0
0
0
0
0
0
0
0
0
0
0
0
0
0
0
0
0
0
0
0
0
0
0
0
0
0
0
0
0
0
0
0
0
0
0
0
0
0
0
0
0
0
0
0
0
0
0
0
0
0
0
0
0
0
0
0
0
0
0
0
0
0
0
0
0
0
0
0
0
0
0
0
0
0
0
0
0
0
0
0
0
0
0
0
0
0
0
0
0
0
0
0
0
0
0
0
0
0
0
0
0
0
0
0
0
0
0
0
0
0
0
0
0
0
0
0
0
0
0
0
0
0
0
0
0
0
0
0
0
0
0
0
0
0
0
0
0
0
0
0
0
0
0
0
0
0
0
0
0
0
0
0
0
0
0
0
0
0
0
0
0
0
0
0
0
0
0
0
0
0
0
0
0
0
0
0
0
0
0
0
0
0
0
0
0
0
0
0
0
0
0
0
0
0
0
0
0
0
0
0
0
0
0
0
0
0
0
0
0
0
0
0
0
0
0
0
0
0
0
0
0
0
0
0
0
0
0
0
0
0
0
0
0
0
0
0
0
0
0
0
0
0
0
0
0
0
0
0
0
0
0
0
0
0
0
0
0
0
0
0
0
0
0
0
0
0
0
0
0
0
0
0
0
0
0
0
0
0
0
0
0
0
0
0
0
0
0
0
0
0
0
0
0
0
0
0
0
0
0
0
0
0
0
0
0
0
0
0
0
0
0
0
0
0
0
0
0
0
0
0
0
0
0
0
0
0
0
0
0
0
0
0
0
0
0
0
0
0
0
0
0
0
0
0
0
0
0
0
0
0
0
0
0
0
0
0
0
0
0
0
0
0
0
0
0
0
0
0
0
0
0
0
0
0
0
0
0
0
0
0
0
0
0
0
0
0
0
0
0
0
0
0
0
0
0
0
0
0
0
0
0
0
0
0
0
0
0
0
0
0
0
0
0
0
0
0
0
0
0
0
0
0
0
0
0
0
0
0
0
0
0
0
0
0
0
0
0
0
0
0
0
0
0
0
0
0
0
0
0
0
0
0
0
0
0
0
0
0
0
0
0
0
0
0
0
0
0
0
0
0
0
0
0
0
0
0
0
0
0
0
0
0
0
0
0
0
0
0
0
0
0
0
0
0
0
0
0
0
0
0
0
0
0
0
0
0
0
0
0
0
0
0
0
0
0
0
0
0
0
0
0
0
0
0
0
0
0
0
0
0
0
0
0
0
0
0
0
0
0
0
0
0
0
0
0
0
0
0
0
0
0
0
0
0
0
0
0
0
0
0
0
0
0
0
0
0
0
0
0
0
0
0
0
0
0
0
0
0
0
0
0
0
0
0
0
0
0
0
0
0
0
0
0
0
0
0
0
0
0
0
0
0
0
0
0
0
0
0
0
0
0
0
0
0
0
0
0
0
0
0
0
0
0
0
0
0
0
0
0
0
0
0
0
0
0
0
0
0
0
0
0
0
0
0
0
0
0
0
0
0
0
0
0
0
0
0
0
0
0
0
0
0
0
0
0
0
0
0
0
0
0
0
0
0
0
0
0
0
0
0
0
0
0
0
0
0
0
0
0
0
0
0
0
0
0
0
0
0
0
0
0
0
0
0
0
0
0
0
0
0
0
0
0
0
0
0
0
0
0
0
0
0
0
0
0
0
0
0
0
0
0
0
0
0
0
0
0
0
0
0
0
0
0
0
0
0
0
0
0
0
0
0
0
0
0
0
0
0
0
0
0
0
0
0
0
0
0
0
0
0
0
0
0
0
0
0
0
0
0
0
0
0
0
0
0
0
0
0
0
0
0
0
0
0
0
0
0
0
0
0
0
0
0
0
0
0
0
0
0
0
0
0
0
0
0
0
0
0
0
0
0
0
0
0
0
0
0
0
0
0
0
0
0
0
0
0
0
0
0
0
0
0
0
0
0
0
0
0
0
0
0
0
0
0
0
0
0
0
0
0
0
0
0
0
0
0
0
0
0
0
0
0
0
0
0
0
0
0
0
0
0
0
0
0
0
0
0
0
0
0
0
0
0
0
0
0
0
0
0
0
0
0
0
0
0
0
0
0
0
0
0
0
0
0
0
0
0
0
0
0
0
0
0
0
0
0
0
0
0
0
0
0
0
0
0
0
0
0
0
0
0
0
0
0
0
0
0
0
0
0
0
0
0
0
0
0
0
0
0
0
0
0
0
0
0
0
0
0
0
0
0
0
0
0
0
0
0
0
0
0
0
0
0
0
0
0
0
0
0
0
0
0
0
0
0
0
0
0
0
0
0
0
0
0
0
0
0
0
0
0
0
0
0
0
0
0
0
0
0
0
0
0
0
0
0
0
0
0
0
0
0
0
0
0
0
0
0
0
0
0
0
0
0
0
0
0
0
0
0
0
0
0
0
0
0
0
0
0
0
0
0
0
0
0
0
0
0
0
0
0
0
0
0
0
0
0
0
0
0
0
0
0
0
0
0
0
0
0
0
0
0
0
0
0
0
0
0
0
0
0
0
0
0
0
0
0
0
0
0
0
0
0
0
0
0
0
0
0
0
0
0
0
0
0
0
0
0
0
0
0
0
0
0
0
0
0
0
0
0
0
0
0
0
0
0
0
0
0
0
0
0
0
0
0
0
0
0
0
0
0
0
0
0
0
0
0
0
0
0
0
0
0
0
0
0
0
0
0
0
0
0
0
0
0
0
0
0
0
0
0
0
0
0
0
0
0
0
0
0
0
0
0
0
0
0
0
0
0
0
0
0
0
0
0
0
0
0
0
0
0
0
0
0
0
0
0
0
0
0
0
0
0
0
0
0
0
0
0
0
0
0
0
0
0
0
0
0
0
0
0
0
0
0
0
0
0
0
0
0
0
0
0
0
0
0
0
0
0
0
0
0
0
0
0
0
0
0
0
0
0
0
0
0
0
0
0
0
0
0
0
0
0
0
0
0
0
0
0
0
0
0
0
0
0
0
0
0
0
0
0
0
0
0
0
0
0
0
0
0
0
0
0
0
0
0
0
0
0
0
0
0
0
0
0
0
0
0
0
0
0
0
0
0
0
0
0
0
0
0
0
0
0
0
0
0
0
0
0
0
0
0
0
0
0
0
0
0
0
0
0
0
0
0
0
0
0
0
0
0
0
0
0
0
0
0
0
0
0
0
0
0
0
0
0
0
0
0
0
0
0
0
0
0
0
0
0
0
0
0
0
0
0
0
0
0
0
0
0
0
0
0
0
0
0
0
0
0
0
0
0
0
0
0
0
0
0
0
0
0
0
0
0
0
0
0
0
0
0
0
0
0
0
0
0
0
0
0
0
0
0
0
0
0
0
0
0
0
0
0
0
0
0
0
0
0
0
0
0
0
0
0
0
0
0
0
0
0
0
0
0
0
0
0
0
0
0
0
0
0
0
0
0
0
0
0
0
0
0
0
0
0
0
0
0
0
0
0
0
0
0
0
0
0
0
0
0
0
0
0
0
0
0
0
0
0
0
0
0
0
0
0
0
0
0
0
0
0
0
0
0
0
0
0
0
0
0
0
0
0
0
0
0
0
0
0
0
0
0
0
0
0
0
0
0
0
0
0
0
0
0
0
0
0
0
0
0
0
0
0
0
0
0
0
0
0
0
0
0
0
0
0
0
0
0
0
0
0
0
0
0
0
0
0
0
0
0
0
0
0
0
0
0
0
0
0
0
0
0
0
0
0
0
0
0
0
0
0
0
0
0
0
0
0
0
0
0
0
0
0
0
0
0
0
0
0
0
0
0
0
0
0
0
0
0
0
0
0
0
0
0
0
0
0
0
0
0
0
0
0
0
0
0
0
0
0
0
0
0
0
0
0
0
0
0
0
0
0
0
0
0
0
0
0
0
0
0
0
0
0
0
0
0
0
0
0
0
0
0
0
0
0
0
0
0
0
0
0
0
0
0
0
0
0
0
0
0
0
0
0
0
0
0
0
0
0
0
0
0
0
0
0
0
0
0
0
0
0
0
0
0
0
0
0
0
0
0
0
0
0
0
0
0
0
0
0
0
0
0
0
0
0
0
0
0
0
0
0
0
0
0
0
0
0
0
0
0
0
0
0
0
0
0
0
0
0
0
0
0
0
0
0
0
0
0
0
0
0
0
0
0
0
0
0
0
0
0
0
0
0
0
0
0
0
0
0
0
0
0
0
0
0
0
0
0
0
0
0
0
0
0
0
0
0
0
0
0
0
0
0
0
0
0
0
0
0
0
0
0
0
0
0
0
0
0
0
0
0
0
0
0
0
0
0
0
0
0
0
0
0
0
0
0
0
0
0
0
0
0
0
0
0
0
0
0
0
0
0
0
0
0
0
0
0
0
0
0
0
0
0
0
0
0
0
0
0
0
0
0
0
0
0
0
0
0
0
0
0
0
0
0
0
0
0
0
0
0
0
0
0
0
0
0
0
0
0
0
0
0
0
0
0
0
0
0
0
0
0
0
0
0
0
0
0
0
0
0
0
0
0
0
0
0
0
0
0
0
0
0
0
0
0
0
0
0
0
0
0
0
0
0
0
0
0
0
0
0
0
0
0
0
0
0
0
0
0
0
0
0
0
0
0
0
0
0
0
0
0
0
0
0
0
0
0
0
0
0
0
0
0
0
0
0
0
0
0
0
0
0
0
0
0
0
0
0
0
0
0
0
0
0
0
0
0
0
0
0
0
0
0
0
0
0
0
0
0
0
0
0
0
0
0
0
0
0
0
0
0
0
0
0
0
0
0
0
0
0
0
0
0
0
0
0
0
0
0
0
0
0
0
0
0
0
0
0
0
0
0
0
0
0
0
0
0
0
0
0
0
0
0
0
0
0
0
0
0
0
0
0
0
0
0
0
0
0
0
0
0
0
0
0
0
0
0
0
0
0
0
0
0
0
0
0
0
0
0
0
0
0
0
0
0
0
0
0
0
0
0
0
0
0
0
0
0
0
0
0
0
0
0
0
0
0
0
0
0
0
0
0
0
0
0
0
0
0
0
0
0
0
0
0
0
0
0
0
0
0
0
0
0
0
0
0
0
0
0
0
0
0
0
0
0
0
0
0
0
0
0
0
0
0
0
0
0
0
0
0
0
0
0
0
0
0
0
0
0
0
0
0
0
0
0
0
0
0
0
0
0
0
0
0
0
0
0
0
0
0
0
0
0
0
0
0
0
0
0
0
0
0
0
0
0
0
0
0
0
0
0
0
0
0
0
0
0
0
0
0
0
0
0
0
0
0
0
0
0
0
0
0
0
0
0
0
0
0
0
0
0
0
0
0
0
0
0
0
0
0
0
0
0
0
0
0
0
0
0
0
0
0
0
0
0
0
0
0
0
0
0
0
0
0
0
0
0
0
0
0
0
0
0
0
0
0
0
0
0
0
0
0
0
0
0
0
0
0
0
0
0
0
0
0
0
0
0
0
0
0
0
0
0
0
0
0
0
0
0
0
0
0
0
0
0
0
0
0
0
0
0
0
0
0
0
0
0
0
0
0
0
0
0
0
0
0
0
0
0
0
0
0
0
0
0
0
0
0
0
0
0
0
0
0
0
0
0
0
0
0
0
0
0
0
0
0
0
0
0
0
0
0
0
0
0
0
0
0
0
0
0
0
0
0
0
0
0
0
0
0
0
0
0
0
0
0
0
0
0
0
0
0
0
0
0
0
0
0
0
0
0
0
0
0
0
0
0
0
0
0
0
0
0
0
0
0
0
0
0
0
0
0
0
0
0
0
0
0
0
0
0
0
0
0
0
0
0
0
0
0
0
0
0
0
0
0
0
0
0
0
0
0
0
0
0
0
0
0
0
0
0
0
0
0
0
0
0
0
0
0
0
0
0
0
0
0
0
0
0
0
0
0
0
0
0
0
0
0
0
0
0
0
0
0
0
0
0
0
0
0
0
0
0
0
0
0
0
0
0
0
0
0
0
0
0
0
0
0
0
0
0
0
0
0
0
0
0
0
0
0
0
0
0
0
0
0
0
0
0
0
0
0
0
0
0
0
0
0
0
0
0
0
0
0
0
0
0
0
0
0
0
0
0
0
0
0
0
0
0
0
0
0
0
0
0
0
0
0
0
0
0
0
0
0
0
0
0
0
0
0
0
0
0
0
0
0
0
0
0
0
0
0
0
0
0
0
0
0
0
0
0
0
0
0
0
0
0
0
0
0
0
0
0
0
0
0
0
0
0
0
0
0
0
0
0
0
0
0
0
0
0
0
0
0
0
0
0
0
0
0
0
0
0
0
0
0
0
0
0
0
0
0
0
0
0
0
0
0
0
0
0
0
0
0
0
0
0
0
0
0
0
0
0
0
0
0
0
0
0
0
0
0
0
0
0
0
0
0
0
0
0
0
0
0
0
0
0
0
0
0
0
0
0
0
0
0
0
0
0
0
0
0
0
0
0
0
0
0
0
0
0
0
0
0
0
0
0
0
0
0
0
0
0
0
0
0
0
0
0
0
0
0
0
0
0
0
0
0
0
0
0
0
0
0
0
0
0
0
0
0
0
0
0
0
0
0
0
0
0
0
0
0
0
0
0
0
0
0
0
0
0
0
0
0
0
0
0
0
0
0
0
0
0
0
0
0
0
0
0
0
0
0
0
0
0
0
0
0
0
0
0
0
0
0
0
0
0
0
0
0
0
0
0
0
0
0
0
0
0
0
0
0
0
0
0
0
0
0
0
0
0
0
0
0
0
0
0
0
0
0
0
0
0
0
0
0
0
0
0
0
0
0
0
0
0
0
0
0
0
0
0
0
0
0
0
0
0
0
0
0
0
0
0
0
0
0
0
0
0
0
0
0
0
0
0
0
0
0
0
0
0
0
0
0
0
0
0
0
0
0
0
0
0
0
0
0
0
0
0
0
0
0
0
0
0
0
0
0
0
0
0
0
0
0
0
0
0
0
0
0
0
0
0
0
0
0
0
0
0
0
0
0
0
0
0
0
0
0
0
0
0
0
0
0
0
0
0
0
0
0
0
0
0
0
0
0
0
0
0
0
0
0
0
0
0
0
0
0
0
0
0
0
0
0
0
0
0
0
0
0
0
0
0
0
0
0
0
0
0
0
0
0
0
0
0
0
0
0
0
0
0
0
0
0
0
0
0
0
0
0
0
0
0
0
0
0
0
0
0
0
0
0
0
0
0
0
0
0
0
0
0
0
0
0
0
0
0
0
0
0
0
0
0
0
0
0
0
0
0
0
0
0
0
0
0
0
0
0
0
0
0
0
0
0
0
0
0
0
0
0
0
0
0
0
0
0
0
0
0
0
0
0
0
0
0
0
0
0
0
0
0
0
0
0
0
0
0
0
0
0
0
0
0
0
0
0
0
0
0
0
0
0
0
0
0
0
0
0
0
0
0
0
0
0
0
0
0
0
0
0
0
0
0
0
0
0
0
0
0
0
0
0
0
0
0
0
0
0
0
0
0
0
0
0
0
0
0
0
0
0
0
0
0
0
0
0
0
0
0
0
0
0
0
0
0
0
0
0
0
0
0
0
0
0
0
0
0
0
0
0
0
0
0
0
0
0
0
0
0
0
0
0
0
0
0
0
0
0
0
0
0
0
0
0
0
0
0
0
0
0
0
0
0
0
0
0
0
0
0
0
0
0
0
0
0
0
0
0
0
0
0
0
0
0
0
0
0
0
0
0
0
0
0
0
0
0
0
0
0
0
0
0
0
0
0
0
0
0
0
0
0
0
0
0
0
0
0
0
0
0
0
0
0
0
0
0
0
0
0
0
0
0
0
0
0
0
0
0
0
0
0
0
0
0
0
0
0
0
0
0
0
0
0
0
0
0
0
0
0
0
0
0
0
0
0
0
0
0
0
0
0
0
0
0
0
0
0
0
0
0
0
0
0
0
0
0
0
0
0
0
0
0
0
0
0
0
0
0
0
0
0
0
0
0
0
0
0
0
0
0
0
0
0
0
0
0
0
0
0
0
0
0
0
0
0
0
0
0
0
0
0
0
0
0
0
0
0
0
0
0
0
0
0
0
0
0
0
0
0
0
0
0
0
0
0
0
0
0
0
0
0
0
0
0
0
0
0
0
0
0
0
0
0
0
0
0
0
0
0
0
0
0
0
0
0
0
0
0
0
0
0
0
0
0
0
0
0
0
0
0
0
0
0
0
0
0
0
0
0
0
0
0
0
0
0
0
0
0
0
0
0
0
0
0
0
0
0
0
0
0
0
0
0
0
0
0
0
0
0
0
0
0
0
0
0
0
0
0
0
0
0
0
0
0
0
0
0
0
0
0
0
0
0
0
0
0
0
0
0
0
0
0
0
0
0
0
0
0
0
0
0
0
0
0
0
0
0
0
0
0
0
0
0
0
0
0
0
0
0
0
0
0
0
0
0
0
0
0
0
0
0
0
0
0
0
0
0
0
0
0
0
0
0
0
0
0
0
0
0
0
0
0
0
0
0
0
0
0
0
0
0
0
0
0
0
0
0
0
0
0
0
0
0
0
0
0
0
0
0
0
0
0
0
0
0
0
0
0
0
0
0
0
0
0
0
0
0
0
0
0
0
0
0
0
0
0
0
0
0
0
0
0
0
0
0
0
0
0
0
0
0
0
0
0
0
0
0
0
0
0
0
0
0
0
0
0
0
0
0
0
0
0
0
0
0
0
0
0
0
0
0
0
0
0
0
0
0
0
0
0
0
0
0
0
0
0
0
0
0
0
0
0
0
0
0
0
0
0
0
0
0
0
0
0
0
0
0
0
0
0
0
0
0
0
0
0
0
0
0
0
0
0
0
0
0
0
0
0
0
0
0
0
0
0
0
0
0
0
0
0
0
0
0
0
0
0
0
0
0
0
0
0
0
0
0
0
0
0
0
0
0
0
0
0
0
0
0
0
0
0
0
0
0
0
0
0
0
0
0
0
0
0
0
0
0
0
0
0
0
0
0
0
0
0
0
0
0
0
0
0
0
0
0
0
0
0
0
0
0
0
0
0
0
0
0
0
0
0
0
0
0
0
0
0
0
0
0
0
0
0
0
0
0
0
0
0
0
0
0
0
0
0
0
0
0
0
0
0
0
0
0
0
0
0
0
0
0
0
0
0
0
0
0
0
0
0
0
0
0
0
0
0
0
0
0
0
0
0
0
0
0
0
0
0
0
0
0
0
0
0
0
0
0
0
0
0
0
0
0
0
0
0
0
0
0
0
0
0
0
0
0
0
0
0
0
0
0
0
0
0
0
0
0
0
0
0
0
0
0
0
0
0
0
0
0
0
0
0
0
0
0
0
0
0
0
0
0
0
0
0
0
0
0
0
0
0
0
0
0
0
0
0
0
0
0
0
0
0
0
0
0
0
0
0
0
0
0
0
0
0
0
0
0
0
0
0
0
0
0
0
0
0
0
0
0
0
0
0
0
0
0
0
0
0
0
0
0
0
0
0
0
0
0
0
0
0
0
0
0
0
0
0
0
0
0
0
0
0
0
0
0
0
0
0
0
0
0
0
0
0
0
0
0
0
0
0
0
0
0
0
0
0
0
0
0
0
0
0
0
0
0
0
0
0
0
0
0
0
0
0
0
0
0
0
0
0
0
0
0
0
0
0
0
0
0
0
0
0
0
0
0
0
0
0
0
0
0
0
0
0
0
0
0
0
0
0
0
0
0
0
0
0
0
0
0
0
0
0
0
0
0
0
0
0
0
0
0
0
0
0
0
0
0
0
0
0
0
0
0
0
0
0
0
0
0
0
0
0
0
0
0
0
0
0
0
0
0
0
0
0
0
0
0
0
0
0
0
0
0
0
0
0
0
0
0
0
0
0
0
0
0
0
0
0
0
0
0
0
0
0
0
0
0
0
0
0
0
0
0
0
0
0
0
0
0
0
0
0
0
0
0
0
0
0
0
0
0
0
0
0
0
0
0
0
0
0
0
0
0
0
0
0
0
0
0
0
0
0
0
0
0
0
0
0
0
0
0
0
0
0
0
0
0
0
0
0
0
0
0
0
0
0
0
0
0
0
0
0
0
0
0
0
0
0
0
0
0
0
0
0
0
0
0
0
0
0
0
0
0
0
0
0
0
0
0
0
0
0
0
0
0
0
0
0
0
0
0
0
0
0
0
0
0
0
0
0
0
0
0
0
0
0
0
0
0
0
0
0
0
0
0
0
0
0
0
0
0
0
0
0
0
0
0
0
0
0
0
0
0
0
0
0
0
0
0
0
0
0
0
0
0
0
0
0
0
0
0
0
0
0
0
0
0
0
0
0
0
0
0
0
0
0
0
0
0
0
0
0
0
0
0
0
0
0
0
0
0
0
0
0
0
0
0
0
0
0
0
0
0
0
0
0
0
0
0
0
0
0
0
0
0
0
0
0
0
0
0
0
0
0
0
0
0
0
0
0
0
0
0
0
0
0
0
0
0
0
0
0
0
0
0
0
0
0
0
0
0
0
0
0
0
0
0
0
0
0
0
0
0
0
0
0
0
0
0
0
0
0
0
0
0
0
0
0
0
0
0
0
0
0
0
0
0
0
0
0
0
0
0
0
0
0
0
0
0
0
0
0
0
0
0
0
0
0
0
0
0
0
0
0
0
0
0
0
0
0
0
0
0
0
0
0
0
0
0
0
0
0
0
0
0
0
0
0
0
0
0
0
0
0
0
0
0
0
0
0
0
0
0
0
0
0
0
0
0
0
0
0
0
0
0
0
0
0
0
0
0
0
0
0
0
0
0
0
0
0
0
0
0
0
0
0
0
0
0
0
0
0
0
0
0
0
0
0
0
0
0
0
0
0
0
0
0
0
0
0
0
0
0
0
0
0
0
0
0
0
0
0
0
0
0
0
0
0
0
0
0
0
0
0
0
0
0
0
0
0
0
0
0
0
0
0
0
0
0
0
0
0
0
0
0
0
0
0
0
0
0
0
0
0
0
0
0
0
0
0
0
0
0
0
0
0
0
0
0
0
0
0
0
0
0
0
0
0
0
0
0
0
0
0
0
0
0
0
0
0
0
0
0
0
0
0
0
0
0
0
0
0
0
0
0
0
0
0
0
0
0
0
0
0
0
0
0
0
0
0
0
0
0
0
0
0
0
0
0
0
0
0
0
0
0
0
0
0
0
0
0
0
0
0
0
0
0
0
0
0
0
0
0
0
0
0
0
0
0
0
0
0
0
0
0
0
0
0
0
0
0
0
0
0
0
0
0
0
0
0
0
0
0
0
0
0
0
0
0
0
0
0
0
0
0
0
0
0
0
0
0
0
0
0
0
0
0
0
0
0
0
0
0
0
0
0
0
0
0
0
0
0
0
0
0
0
0
0
0
0
0
0
0
0
0
0
0
0
0
0
0
0
0
0
0
0
0
0
0
0
0
0
0
0
0
0
0
0
0
0
0
0
0
0
0
0
0
0
0
0
0
0
0
0
0
0
0
0
0
0
0
0
0
0
0
0
0
0
0
0
0
0
0
0
0
0
0
0
0
0
0
0
0
0
0
0
0
0
0
0
0
0
0
0
0
0
0
0
0
0
0
0
0
0
0
0
0
0
0
0
0
0
0
0
0
0
0
0
0
0
0
0
0
0
0
0
0
0
0
0
0
0
0
0
0
0
0
0
0
0
0
0
0
0
0
0
0
0
0
0
0
0
0
0
0
0
0
0
0
0
0
0
0
0
0
0
0
0
0
0
0
0
0
0
0
0
0
0
0
0
0
0
0
0
0
0
0
0
0
0
0
0
0
0
0
0
0
0
0
0
0
0
0
0
0
0
0
0
0
0
0
0
0
0
0
0
0
0
0
0
0
0
0
0
0
0
0
0
0
0
0
0
0
0
0
0
0
0
0
0
0
0
0
0
0
0
0
0
0
0
0
0
0
0
0
0
0
0
0
0
0
0
0
0
0
0
0
0
0
0
0
0
0
0
0
0
0
0
0
0
0
0
0
0
0
0
0
0
0
0
0
0
0
0
0
0
0
0
0
0
0
0
0
0
0
0
0
0
0
0
0
0
0
0
0
0
0
0
0
0
0
0
0
0
0
0
0
0
0
0
0
0
0
0
0
0
0
0
0
0
0
0
0
0
0
0
0
0
0
0
0
0
0
0
0
0
0
0
0
0
0
0
0
0
0
0
0
0
0
0
0
0
0
0
0
0
0
0
0
0
0
0
0
0
0
0
0
0
0
0
0
0
0
0
0
0
0
0
0
0
0
0
0
0
0
0
0
0
0
0
0
0
0
0
0
0
0
0
0
0
0
0
0
0
0
0
0
0
0
0
0
0
0
0
0
0
0
0
0
0
0
0
0
0
0
0
0
0
0
0
0
0
0
0
0
0
0
0
0
0
0
0
0
0
0
0
0
0
0
0
0
0
0
0
0
0
0
0
0
0
0
0
0
0
0
0
0
0
0
0
0
0
0
0
0
0
0
0
0
0
0
0
0
0
0
0
0
0
0
0
0
0
0
0
0
0
0
0
0
0
0
0
0
0
0
0
0
0
0
0
0
0
0
0
0
0
0
0
0
0
0
0
0
0
0
0
0
0
0
0
0
0
0
0
0
0
0
0
0
0
0
0
0
0
0
0
0
0
0
0
0
0
0
0
0
0
0
0
0
0
0
0
0
0
0
0
0
0
0
0
0
0
0
0
0
0
0
0
0
0
0
0
0
0
0
0
0
0
0
0
0
0
0
0
0
0
0
0
0
0
0
0
0
0
0
0
0
0
0
0
0
0
0
0
0
0
0
0
0
0
0
0
0
0
0
0
0
0
0
0
0
0
0
0
0
0
0
0
0
0
0
0
0
0
0
0
0
0
0
0
0
0
0
0
0
0
0
0
0
0
0
0
0
0
0
0
0
0
0
0
0
0
0
0
0
0
0
0
0
0
0
0
0
0
0
0
0
0
0
0
0
0
0
0
0
0
0
0
0
0
0
0
0
0
0
0
0
0
0
0
0
0
0
0
0
0
0
0
0
0
0
0
0
0
0
0
0
0
0
0
0
0
0
0
0
0
0
0
0
0
0
0
0
0
0
0
0
0
0
0
0
0
0
0
0
0
0
0
0
0
0
0
0
0
0
0
0
0
0
0
0
0
0
0
0
0
0
0
0
0
0
0
0
0
0
0
0
0
0
0
0
0
0
0
0
0
0
0
0
0
0
0
0
0
0
0
0
0
0
0
0
0
0
0
0
0
0
0
0
0
0
0
0
0
0
0
0
0
0
0
0
0
0
0
0
0
0
0
0
0
0
0
0
0
0
0
0
0
0
0
0
0
0
0
0
0
0
0
0
0
0
0
0
0
0
0
0
0
0
0
0
0
0
0
0
0
0
0
0
0
0
0
0
0
0
0
0
0
0
0
0
0
0
0
0
0
0
0
0
0
0
0
0
0
0
0
0
0
0
0
0
0
0
0
0
0
0
0
0
0
0
0
0
0
0
0
0
0
0
0
0
0
0
0
0
0
0
0
0
0
0
0
0
0
0
0
0
0
0
0
0
0
0
0
0
0
0
0
0
0
0
0
0
0
0
0
0
0
0
0
0
0
0
0
0
0
0
0
0
0
0
0
0
0
0
0
0
0
0
0
0
0
0
0
0
0
0
0
0
0
0
0
0
0
0
0
0
0
0
0
0
0
0
0
0
0
0
0
0
0
0
0
0
0
0
0
0
0
0
0
0
0
0
0
0
0
0
0
0
0
0
0
0
0
0
0
0
0
0
0
0
0
0
0
0
0
0
0
0
0
0
0
0
0
0
0
0
0
0
0
0
0
0
0
0
0
0
0
0
0
0
0
0
0
0
0
0
0
0
0
0
0
0
0
0
0
0
0
0
0
0
0
0
0
0
0
0
0
0
0
0
0
0
0
0
0
0
0
0
0
0
0
0
0
0
0
0
0
0
0
0
0
0
0
0
0
0
0
0
0
0
0
0
0
0
0
0
0
0
0
0
0
0
0
0
0
0
0
0
0
0
0
0
0
0
0
0
0
0
0
0
0
0
0
0
0
0
0
0
0
0
0
0
0
0
0
0
0
0
0
0
0
0
0
0
0
0
0
0
0
0
0
0
0
0
0
0
0
0
0
0
0
0
0
0
0
0
0
0
0
0
0
0
0
0
0
0
0
0
0
0
0
0
0
0
0
0
0
0
0
0
0
0
0
0
0
0
0
0
0
0
0
0
0
0
0
0
0
0
0
0
0
0
0
0
0
0
0
0
0
0
0
0
0
0
0
0
0
0
0
0
0
0
0
0
0
0
0
0
0
0
0
0
0
0
0
0
0
0
0
0
0
0
0
0
0
0
0
0
0
0
0
0
0
0
0
0
0
0
0
0
0
0
0
0
0
0
0
0
0
0
0
0
0
0
0
0
0
0
0
0
0
0
0
0
0
0
0
0
0
0
0
0
0
0
0
0
0
0
0
0
0
0
0
0
0
0
0
0
0
0
0
0
0
0
0
0
0
0
0
0
0
0
0
0
0
0
0
0
0
0
0
0
0
0
0
0
0
0
0
0
0
0
0
0
0
0
0
0
0
0
0
0
0
0
0
0
0
0
0
0
0
0
0
0
0
0
0
0
0
0
0
0
0
0
0
0
0
0
0
0
0
0
0
0
0
0
0
0
0
0
0
0
0
0
0
0
0
0
0
0
0
0
0
0
0
0
0
0
0
0
0
0
0
0
0
0
0
0
0
0
0
0
0
0
0
0
0
0
0
0
0
0
0
0
0
0
0
0
0
0
0
0
0
0
0
0
0
0
0
0
0
0
0
0
0
0
0
0
0
0
0
0
0
0
0
0
0
0
0
0
0
0
0
0
0
0
0
0
0
0
0
0
0
0
0
0
0
0
0
0
0
0
0
0
0
0
0
0
0
0
0
0
0
0
0
0
0
0
0
0
0
0
0
0
0
0
0
0
0
0
0
0
0
0
0
0
0
0
0
0
0
0
0
0
0
0
0
0
0
0
0
0
0
0
0
0
0
0
0
0
0
0
0
0
0
0
0
0
0
0
0
0
0
0
0
0
0
0
0
0
0
0
0
0
0
0
0
0
0
0
0
0
0
0
0
0
0
0
0
0
0
0
0
0
0
0
0
0
0
0
0
0
0
0
0
0
0
0
0
0
0
0
0
0
0
0
0
0
0
0
0
0
0
0
0
0
0
0
0
0
0
0
0
0
0
0
0
0
0
0
0
0
0
0
0
0
0
0
0
0
0
0
0
0
0
0
0
0
0
0
0
0
0
0
0
0
0
0
0
0
0
0
0
0
0
0
0
0
0
0
0
0
0
0
0
0
0
0
0
0
0
0
0
0
0
0
0
0
0
0
0
0
0
0
0
0
0
0
0
0
0
0
0
0
0
0
0
0
0
0
0
0
0
0
0
0
0
0
0
0
0
0
0
0
0
0
0
0
0
0
0
0
0
0
0
0
0
0
0
0
0
0
0
0
0
0
0
0
0
0
0
0
0
0
0
0
0
0
0
0
0
0
0
0
0
0
0
0
0
0
0
0
0
0
0
0
0
0
0
0
0
0
0
0
0
0
0
0
0
0
0
0
0
0
0
0
0
0
0
0
0
0
0
0
0
0
0
0
0
0
0
0
0
0
0
0
0
0
0
0
0
0
0
0
0
0
0
0
0
0
0
0
0
0
0
0
0
0
0
0
0
0
0
0
0
0
0
0
0
0
0
0
0
0
0
0
0
0
0
0
0
0
0
0
0
0
0
0
0
0
0
0
0
0
0
0
0
0
0
0
0
0
0
0
0
0
0
0
0
0
0
0
0
0
0
0
0
0
0
0
0
0
0
0
0
0
0
0
0
0
0
0
0
0
0
0
0
0
0
0
0
0
0
0
0
0
0
0
0
0
0
0
0
0
0
0
0
0
0
0
0
0
0
0
0
0
0
0
0
0
0
0
0
0
0
0
0
0
0
0
0
0
0
0
0
0
0
0
0
0
0
0
0
0
0
0
0
0
0
0
0
0
0
0
0
0
0
0
0
0
0
0
0
0
0
0
0
0
0
0
0
0
0
0
0
0
0
0
0
0
0
0
0
0
0
0
0
0
0
0
0
0
0
0
0
0
0
0
0
0
0
0
0
0
0
0
0
0
0
0
0
0
0
0
0
0
0
0
0
0
0
0
0
0
0
0
0
0
0
0
0
0
0
0
0
0
0
0
0
0
0
0
0
0
0
0
0
0
0
0
0
0
0
0
0
0
0
0
0
0
0
0
0
0
0
0
0
0
0
0
0
0
0
0
0
0
0
0
0
0
0
0
0
0
0
0
0
0
0
0
0
0
0
0
0
0
0
0
0
0
0
0
0
0
0
0
0
0
0
0
0
0
0
0
0
0
0
0
0
0
0
0
0
0
0
0
0
0
0
0
0
0
0
0
0
0
0
0
0
0
0
0
0
0
0
0
0
0
0
0
0
0
0
0
0
0
0
0
0
0
0
0
0
0
0
0
0
0
0
0
0
0
0
0
0
0
0
0
0
0
0
0
0
0
0
0
0
0
0
0
0
0
0
0
0
0
0
0
0
0
0
0
0
0
0
0
0
0
0
0
0
0
0
0
0
0
0
0
0
0
0
0
0
0
0
0
0
0
0
0
0
0
0
0
0
0
0
0
0
0
0
0
0
0
0
0
0
0
0
0
0
0
0
0
0
0
0
0
0
0
0
0
0
0
0
0
0
0
0
0
0
0
0
0
0
0
0
0
0
0
0
0
0
0
0
0
0
0
0
0
0
0
0
0
0
0
0
0
0
0
0
0
0
0
0
0
0
0
0
0
0
0
0
0
0
0
0
0
0
0
0
0
0
0
0
0
0
0
0
0
0
0
0
0
0
0
0
0
0
0
0
0
0
0
0
0
0
0
0
0
0
0
0
0
0
0
0
0
0
0
0
0
0
0
0
0
0
0
0
0
0
0
0
0
0
0
0
0
0
0
0
0
0
0
0
0
0
0
0
0
0
0
0
0
0
0
0
0
0
0
0
0
0
0
0
0
0
0
0
0
0
0
0
0
0
0
0
0
0
0
0
0
0
0
0
0
0
0
0
0
0
0
0
0
0
0
0
0
0
0
0
0
0
0
0
0
0
0
0
0
0
0
0
0
0
0
0
0
0
0
0
0
0
0
0
0
0
0
0
0
0
0
0
0
0
0
0
0
0
0
0
0
0
0
0
0
0
0
0
0
0
0
0
0
0
0
0
0
0
0
0
0
0
0
0
0
0
0
0
0
0
0
0
0
0
0
0
0
0
0
0
0
0
0
0
0
0
0
0
0
0
0
0
0
0
0
0
0
0
0
0
0
0
0
0
0
0
0
0
0
0
0
0
0
0
0
0
0
0
0
0
0
0
0
0
0
0
0
0
0
0
0
0
0
0
0
0
0
0
0
0
0
0
0
0
0
0
0
0
0
0
0
0
0
0
0
0
0
0
0
0
0
0
0
0
0
0
0
0
0
0
0
0
0
0
0
0
0
0
0
0
0
0
0
0
0
0
0
0
0
0
0
0
0
0
0
0
0
0
0
0
0
0
0
0
0
0
0
0
0
0
0
0
0
0
0
0
0
0
0
0
0
0
0
0
0
0
0
0
0
0
0
0
0
0
0
0
0
0
0
0
0
0
0
0
0
0
0
0
0
0
0
0
0
0
0
0
0
0
0
0
0
0
0
0
0
0
0
0
0
0
0
0
0
0
0
0
0
0
0
0
0
0
0
0
0
0
0
0
0
0
0
0
0
0
0
0
0
0
0
0
0
0
0
0
0
0
0
0
0
0
0
0
0
0
0
0
0
0
0
0
0
0
0
0
0
0
0
0
0
0
0
0
0
0
0
0
0
0
0
0
0
0
0
0
0
0
0
0
0
0
0
0
0
0
0
0
0
0
0
0
0
0
0
0
0
0
0
0
0
0
0
0
0
0
0
0
0
0
0
0
0
0
0
0
0
0
0
0
0
0
0
0
0
0
0
0
0
0
0
0
0
0
0
0
0
0
0
0
0
0
0
0
0
0
0
0
0
0
0
0
0
0
0
0
0
0
0
0
0
0
0
0
0
0
0
0
0
0
0
0
0
0
0
0
0
0
0
0
0
0
0
0
0
0
0
0
0
0
0
0
0
0
0
0
0
0
0
0
0
0
0
0
0
0
0
0
0
0
0
0
0
0
0
0
0
0
0
0
0
0
0
0
0
0
0
0
0
0
0
0
0
0
0
0
0
0
0
0
0
0
0
0
0
0
0
0
0
0
0
0
0
0
0
0
0
0
0
0
0
0
0
0
0
0
0
0
0
0
0
0
0
0
0
0
0
0
0
0
0
0
0
0
0
0
0
0
0
0
0
0
0
0
0
0
0
0
0
0
0
0
0
0
0
0
0
0
0
0
0
0
0
0
0
0
0
0
0
0
0
0
0
0
0
0
0
0
0
0
0
0
0
0
0
0
0
0
0
0
0
0
0
0
0
0
0
0
0
0
0
0
0
0
0
0
0
0
0
0
0
0
0
0
0
0
0
0
0
0
0
0
0
0
0
0
0
0
0
0
0
0
0
0
0
0
0
0
0
0
0
0
0
0
0
0
0
0
0
0
0
0
0
0
0
0
0
0
0
0
0
0
0
0
0
0
0
0
0
0
0
0
0
0
0
0
0
0
0
0
0
0
0
0
0
0
0
0
0
0
0
0
0
0
0
0
0
0
0
0
0
0
0
0
0
0
0
0
0
0
0
0
0
0
0
0
0
0
0
0
0
0
0
0
0
0
0
0
0
0
0
0
0
0
0
0
0
0
0
0
0
0
0
0
0
0
0
0
0
0
0
0
0
0
0
0
0
0
0
0
0
0
0
0
0
0
0
0
0
0
0
0
0
0
0
0
0
0
0
0
0
0
0
0
0
0
0
0
0
0
0
0
0
0
0
0
0
0
0
0
0
0
0
0
0
0
0
0
0
0
0
0
0
0
0
0
0
0
0
0
0
0
0
0
0
0
0
0
0
0
0
0
0
0
0
0
0
0
0
0
0
0
0
0
0
0
0
0
0
0
0
0
0
0
0
0
0
0
0
0
0
0
0
0
0
0
0
0
0
0
0
0
0
0
0
0
0
0
0
0
0
0
0
0
0
0
0
0
0
0
0
0
0
0
0
0
0
0
0
0
0
0
0
0
0
0
0
0
0
0
0
0
0
0
0
0
0
0
0
0
0
0
0
0
0
0
0
0
0
0
0
0
0
0
0
0
0
0
0
0
0
0
0
0
0
0
0
0
0
0
0
0
0
0
0
0
0
0
0
0
0
0
0
0
0
0
0
0
0
0
0
0
0
0
0
0
0
0
0
0
0
0
0
0
0
0
0
0
0
0
0
0
0
0
0
0
0
0
0
0
0
0
0
0
0
0
0
0
0
0
0
0
0
0
0
0
0
0
0
0
0
0
0
0
0
0
0
0
0
0
0
0
0
0
0
0
0
0
0
0
0
0
0
0
0
0
0
0
0
0
0
0
0
0
0
0
0
0
0
0
0
0
0
0
0
0
0
0
0
0
0
0
0
0
0
0
0
0
0
0
0
0
0
0
0
0
0
0
0
0
0
0
0
0
0
0
0
0
0
0
0
0
0
0
0
0
0
0
0
0
0
0
0
0
0
0
0
0
0
0
0
0
0
0
0
0
0
0
0
0
0
0
0
0
0
0
0
0
0
0
0
0
0
0
0
0
0
0
0
0
0
0
0
0
0
0
0
0
0
0
0
0
0
0
0
0
0
0
0
0
0
0
0
0
0
0
0
0
0
0
0
0
0
0
0
0
0
0
0
0
0
0
0
0
0
0
0
0
0
0
0
0
0
0
0
0
0
0
0
0
0
0
0
0
0
0
0
0
0
0
0
0
0
0
0
0
0
0
0
0
0
0
0
0
0
0
0
0
0
0
0
0
0
0
0
0
0
0
0
0
0
0
0
0
0
0
0
0
0
0
0
0
0
0
0
0
0
0
0
0
0
0
0
0
0
0
0
0
0
0
0
0
0
0
0
0
0
0
0
0
0
0
0
0
0
0
0
0
0
0
0
0
0
0
0
0
0
0
0
0
0
0
0
0
0
0
0
0
0
0
0
0
0
0
0
0
0
0
0
0
0
0
0
0
0
0
0
0
0
0
0
0
0
0
0
0
0
0
0
0
0
0
0
0
0
0
0
0
0
0
0
0
0
0
0
0
0
0
0
0
0
0
0
0
0
0
0
0
0
0
0
0
0
0
0
0
0
0
0
0
0
0
0
0
0
0
0
0
0
0
0
0
0
0
0
0
0
0
0
0
0
0
0
0
0
0
0
0
0
0
0
0
0
0
0
0
0
0
0
0
0
0
0
0
0
0
0
0
0
0
0
0
0
0
0
0
0
0
0
0
0
0
0
0
0
0
0
0
0
0
0
0
0
0
0
0
0
0
0
0
0
0
0
0
0
0
0
0
0
0
0
0
0
0
0
0
0
0
0
0
0
0
0
0
0
0
0
0
0
0
0
0
0
0
0
0
0
0
0
0
0
0
0
0
0
0
0
0
0
0
0
0
0
0
0
0
0
0
0
0
0
0
0
0
0
0
0
0
0
0
0
0
0
0
0
0
0
0
0
0
0
0
0
0
0
0
0
0
0
0
0
0
0
0
0
0
0
0
0
0
0
0
0
0
0
0
0
0
0
0
0
0
0
0
0
0
0
0
0
0
0
0
0
0
0
0
0
0
0
0
0
0
0
0
0
0
0
0
0
0
0
0
0
0
0
0
0
0
0
0
0
0
0
0
0
0
0
0
0
0
0
0
0
0
0
0
0
0
0
0
0
0
0
0
0
0
0
0
0
0
0
0
0
0
0
0
0
0
0
0
0
0
0
0
0
0
0
0
0
0
0
0
0
0
0
0
0
0
0
0
0
0
0
0
0
0
0
0
0
0
0
0
0
0
0
0
0
0
0
0
0
0
0
0
0
0
0
0
0
0
0
0
0
0
0
0
0
0
0
0
0
0
0
0
0
0
0
0
0
0
0
0
0
0
0
0
0
0
0
0
0
0
0
0
0
0
0
0
0
0
0
0
0
0
0
0
0
0
0
0
0
0
0
0
0
0
0
0
0
0
0
0
0
0
0
0
0
0
0
0
0
0
0
0
0
0
0
0
0
0
0
0
0
0
0
0
0
0
0
0
0
0
0
0
0
0
0
0
0
0
0
0
0
0
0
0
0
0
0
0
0
0
0
0
0
0
0
0
0
0
0
0
0
0
0
0
0
0
0
0
0
0
0
0
0
0
0
0
0
0
0
0
0
0
0
0
0
0
0
0
0
0
0
0
0
0
0
0
0
0
0
0
0
0
0
0
0
0
0
0
0
0
0
0
0
0
0
0
0
0
0
0
0
0
0
0
0
0
0
0
0
0
0
0
0
0
0
0
0
0
0
0
0
0
0
0
0
0
0
0
0
0
0
0
0
0
0
0
0
0
0
0
0
0
0
0
0
0
0
0
0
0
0
0
0
0
0
0
0
0
0
0
0
0
0
0
0
0
0
0
0
0
0
0
0
0
0
0
0
0
0
0
0
0
0
0
0
0
0
0
0
0
0
0
0
0
0
0
0
0
0
0
0
0
0
0
0
0
0
0
0
0
0
0
0
0
0
0
0
0
0
0
0
0
0
0
0
0
0
0
0
0
0
0
0
0
0
0
0
0
0
0
0
0
0
0
0
0
0
0
0
0
0
0
0
0
0
0
0
0
0
0
0
0
0
0
0
0
0
0
0
0
0
0
0
0
0
0
0
0
0
0
0
0
0
0
0
0
0
0
0
0
0
0
0
0
0
0
0
0
0
0
0
0
0
0
0
0
0
0
0
0
0
0
0
0
0
0
0
0
0
0
0
0
0
0
0
0
0
0
0
0
0
0
0
0
0
0
0
0
0
0
0
0
0
0
0
0
0
0
0
0
0
0
0
0
0
0
0
0
0
0
0
0
0
0
0
0
0
0
0
0
0
0
0
0
0
0
0
0
0
0
0
0
0
0
0
0
0
0
0
0
0
0
0
0
0
0
0
0
0
0
0
0
0
0
0
0
0
0
0
0
0
0
0
0
0
0
0
0
0
0
0
0
0
0
0
0
0
0
0
0
0
0
0
0
0
0
0
0
0
0
0
0
0
0
0
0
0
0
0
0
0
0
0
0
0
0
0
0
0
0
0
0
0
0
0
0
0
0
0
0
0
0
0
0
0
0
0
0
0
0
0
0
0
0
0
0
0
0
0
0
0
0
0
0
0
0
0
0
0
0
0
0
0
0
0
0
0
0
0
0
0
0
0
0
0
0
0
0
0
0
0
0
0
0
0
0
0
0
0
0
0
0
0
0
0
0
0
0
0
0
0
0
0
0
0
0
0
0
0
0
0
0
0
0
0
0
0
0
0
0
0
0
0
0
0
0
0
0
0
0
0
0
0
0
0
0
0
0
0
0
0
0
0
0
0
0
0
0
0
0
0
0
0
0
0
0
0
0
0
0
0
0
0
0
0
0
0
0
0
0
0
0
0
0
0
0
0
0
0
0
0
0
0
0
0
0
0
0
0
0
0
0
0
0
0
0
0
0
0
0
0
0
0
0
0
0
0
0
0
0
0
0
0
0
0
0
0
0
0
0
0
0
0
0
0
0
0
0
0
0
0
0
0
0
0
0
0
0
0
0
0
0
0
0
0
0
0
0
0
0
0
0
0
0
0
0
0
0
0
0
0
0
0
0
0
0
0
0
0
0
0
0
0
0
0
0
0
0
0
0
0
0
0
0
0
0
0
0
0
0
0
0
0
0
0
0
0
0
0
0
0
0
0
0
0
0
0
0
0
0
0
0
0
0
0
0
0
0
0
0
0
0
0
0
0
0
0
0
0
0
0
0
0
0
0
0
0
0
0
0
0
0
0
0
0
0
0
0
0
0
0
0
0
0
0
0
0
0
0
0
0
0
0
0
0
0
0
0
0
0
0
0
0
0
0
0
0
0
0
0
0
0
0
0
0
0
0
0
0
0
0
0
0
0
0
0
0
0
0
0
0
0
0
0
0
0
0
0
0
0
0
0
0
0
0
0
0
0
0
0
0
0
0
0
0
0
0
0
0
0
0
0
0
0
0
0
0
0
0
0
0
0
0
0
0
0
0
0
0
0
0
0
0
0
0
0
0
0
0
0
0
0
0
0
0
0
0
0
0
0
0
0
0
0
0
0
0
0
0
0
0
0
0
0
0
0
0
0
0
0
0
0
0
0
0
0
0
0
0
0
0
0
0
0
0
0
0
0
0
0
0
0
0
0
0
0
0
0
0
0
0
0
0
0
0
0
0
0
0
0
0
0
0
0
0
0
0
0
0
0
0
0
0
0
0
0
0
0
0
0
0
0
0
0
0
0
0
0
0
0
0
0
0
0
0
0
0
0
0
0
0
0
0
0
0
0
0
0
0
0
0
0
0
0
0
0
0
0
0
0
0
0
0
0
0
0
0
0
0
0
0
0
0
0
0
0
0
0
0
0
0
0
0
0
0
0
0
0
0
0
0
0
0
0
0
0
0
0
0
0
0
0
0
0
0
0
0
0
0
0
0
0
0
0
0
0
0
0
0
0
0
0
0
0
0
0
0
0
0
0
0
0
0
0
0
0
0
0
0
0
0
0
0
0
0
0
0
0
0
0
0
0
0
0
0
0
0
0
0
0
0
0
0
0
0
0
0
0
0
0
0
0
0
0
0
0
0
0
0
0
0
0
0
0
0
0
0
0
0
0
0
0
0
0
0
0
0
0
0
0
0
0
0
0
0
0
0
0
0
0
0
0
0
0
0
0
0
0
0
0
0
0
0
0
0
0
0
0
0
0
0
0
0
0
0
0
0
0
0
0
0
0
0
0
0
0
0
0
0
0
0
0
0
0
0
0
0
0
0
0
0
0
0
0
0
0
0
0
0
0
0
0
0
0
0
0
0
0
0
0
0
0
0
0
0
0
0
0
0
0
0
0
0
0
0
0
0
0
0
0
0
0
0
0
0
0
0
0
0
0
0
0
0
0
0
0
0
0
0
0
0
0
0
0
0
0
0
0
0
0
0
0
0
0
0
0
0
0
0
0
0
0
0
0
0
0
0
0
0
0
0
0
0
0
0
0
0
0
0
0
0
0
0
0
0
0
0
0
0
0
0
0
0
0
0
0
0
0
0
0
0
0
0
0
0
0
0
0
0
0
0
0
0
0
0
0
0
0
0
0
0
0
0
0
0
0
0
0
0
0
0
0
0
0
0
0
0
0
0
0
0
0
0
0
0
0
0
0
0
0
0
0
0
0
0
0
0
0
0
0
0
0
0
0
0
0
0
0
0
0
0
0
0
0
0
0
0
0
0
0
0
0
0
0
0
0
0
0
0
0
0
0
0
0
0
0
0
0
0
0
0
0
0
0
0
0
0
0
0
0
0
0
0
0
0
0
0
0
0
0
0
0
0
0
0
0
0
0
0
0
0
0
0
0
0
0
0
0
0
0
0
0
0
0
0
0
0
0
0
0
0
0
0
0
0
0
0
0
0
0
0
0
0
0
0
0
0
0
0
0
0
0
0
0
0
0
0
0
0
0
0
0
0
0
0
0
0
0
0
0
0
0
0
0
0
0
0
0
0
0
0
0
0
0
0
0
0
0
0
0
0
0
0
0
0
0
0
0
0
0
0
0
0
0
0
0
0
0
0
0
0
0
0
0
0
0
0
0
0
0
0
0
0
0
0
0
0
0
0
0
0
0
0
0
0
0
0
0
0
0
0
0
0
0
0
0
0
0
0
0
0
0
0
0
0
0
0
0
0
0
0
0
0
0
0
0
0
0
0
0
0
0
0
0
0
0
0
0
0
0
0
0
0
0
0
0
0
0
0
0
0
0
0
0
0
0
0
0
0
0
0
0
0
0
0
0
0
0
0
0
0
0
0
0
0
0
0
0
0
0
0
0
0
0
0
0
0
0
0
0
0
0
0
0
0
0
0
0
0
0
0
0
0
0
0
0
0
0
0
0
0
0
0
0
0
0
0
0
0
0
0
0
0
0
0
0
0
0
0
0
0
0
0
0
0
0
0
0
0
0
0
0
0
0
0
0
0
0
0
0
0
0
0
0
0
0
0
0
0
0
0
0
0
0
0
0
0
0
0
0
0
0
0
0
0
0
0
0
0
0
0
0
0
0
0
0
0
0
0
0
0
0
0
0
0
0
0
0
0
0
0
0
0
0
0
0
0
0
0
0
0
0
0
0
0
0
0
0
0
0
0
0
0
0
0
0
0
0
0
0
0
0
0
0
0
0
0
0
0
0
0
0
0
0
0
0
0
0
0
0
0
0
0
0
0
0
0
0
0
0
0
0
0
0
0
0
0
0
0
0
0
0
0
0
0
0
0
0
0
0
0
0
0
0
0
0
0
0
0
0
0
0
0
0
0
0
0
0
0
0
0
0
0
0
0
0
0
0
0
0
0
0
0
0
0
0
0
0
0
0
0
0
0
0
0
0
0
0
0
0
0
0
0
0
0
0
0
0
0
0
0
0
0
0
0
0
0
0
0
0
0
0
0
0
0
0
0
0
0
0
0
0
0
0
0
0
0
0
0
0
0
0
0
0
0
0
0
0
0
0
0
0
0
0
0
0
0
0
0
0
0
0
0
0
0
0
0
0
0
0
0
0
0
0
0
0
0
0
0
0
0
0
0
0
0
0
0
0
0
0
0
0
0
0
0
0
0
0
0
0
0
0
0
0
0
0
0
0
0
0
0
0
0
0
0
0
0
0
0
0
0
0
0
0
0
0
0
0
0
0
0
0
0
0
0
0
0
0
0
0
0
0
0
0
0
0
0
0
0
0
0
0
0
0
0
0
0
0
0
0
0
0
0
0
0
0
0
0
0
0
0
0
0
0
0
0
0
0
0
0
0
0
0
0
0
0
0
0
0
0
0
0
0
0
0
0
0
0
0
0
0
0
0
0
0
0
0
0
0
0
0
0
0
0
0
0
0
0
0
0
0
0
0
0
0
0
0
0
0
0
0
0
0
0
0
0
0
0
0
0
0
0
0
0
0
0
0
0
0
0
0
0
0
0
0
0
0
0
0
0
0
0
0
0
0
0
0
0
0
0
0
0
0
0
0
0
0
0
0
0
0
0
0
0
0
0
0
0
0
0
0
0
0
0
0
0
0
0
0
0
0
0
0
0
0
0
0
0
0
0
0
0
0
0
0
0
0
0
0
0
0
0
0
0
0
0
0
0
0
0
0
0
0
0
0
0
0
0
0
0
0
0
0
0
0
0
0
0
0
0
0
0
0
0
0
0
0
0
0
0
0
0
0
0
0
0
0
0
0
0
0
0
0
0
0
0
0
0
0
0
0
0
0
0
0
0
0
0
0
0
0
0
0
0
0
0
0
0
0
0
0
0
0
0
0
0
0
0
0
0
0
0
0
0
0
0
0
0
0
0
0
0
0
0
0
0
0
0
0
0
0
0
0
0
0
0
0
0
0
0
0
0
0
0
0
0
0
0
0
0
0
0
0
0
0
0
0
0
0
0
0
0
0
0
0
0
0
0
0
0
0
0
0
0
0
0
0
0
0
0
0
0
0
0
0
0
0
0
0
0
0
0
0
0
0
0
0
0
0
0
0
0
0
0
0
0
0
0
0
0
0
0
0
0
0
0
0
0
0
0
0
0
0
0
0
0
0
0
0
0
0
0
0
0
0
0
0
0
0
0
0
0
0
0
0
0
0
0
0
0
0
0
0
0
0
0
0
0
0
0
0
0
0
0
0
0
0
0
0
0
0
0
0
0
0
0
0
0
0
0
0
0
0
0
0
0
0
0
0
0
0
0
0
0
0
0
0
0
0
0
0
0
0
0
0
0
0
0
0
0
0
0
0
0
0
0
0
0
0
0
0
0
0
0
0
0
0
0
0
0
0
0
0
0
0
0
0
0
0
0
0
0
0
0
0
0
0
0
0
0
0
0
0
0
0
0
0
0
0
0
0
0
0
0
0
0
0
0
0
0
0
0
0
0
0
0
0
0
0
0
0
0
0
0
0
0
0
0
0
0
0
0
0
0
0
0
0
0
0
0
0
0
0
0
0
0
0
0
0
0
0
0
0
0
0
0
0
0
0
0
0
0
0
0
0
0
0
0
0
0
0
0
0
0
0
0
0
0
0
0
0
0
0
0
0
0
0
0
0
0
0
0
0
0
0
0
0
0
0
0
0
0
0
0
0
0
0
0
0
0
0
0
0
0
0
0
0
0
0
0
0
0
0
0
0
0
0
0
0
0
0
0
0
0
0
0
0
0
0
0
0
0
0
0
0
0
0
0
0
0
0
0
0
0
0
0
0
0
0
0
0
0
0
0
0
0
0
0
0
0
0
0
0
0
0
0
0
0
0
0
0
0
0
0
0
0
0
0
0
0
0
0
0
0
0
0
0
0
0
0
0
0
0
0
0
0
0
0
0
0
0
0
0
0
0
0
0
0
0
0
0
0
0
0
0
0
0
0
0
0
0
0
0
0
0
0
0
0
0
0
0
0
0
0
0
0
0
0
0
0
0
0
0
0
0
0
0
0
0
0
0
0
0
0
0
0
0
0
0
0
0
0
0
0
0
0
0
0
0
0
0
0
0
0
0
0
0
0
0
0
0
0
0
0
0
0
0
0
0
0
0
0
0
0
0
0
0
0
0
0
0
0
0
0
0
0
0
0
0
0
0
0
0
0
0
0
0
0
0
0
0
0
0
0
0
0
0
0
0
0
0
0
0
0
0
0
0
0
0
0
0
0
0
0
0
0
0
0
0
0
0
0
0
0
0
0
0
0
0
0
0
0
0
0
0
0
0
0
0
0
0
0
0
0
0
0
0
0
0
0
0
0
0
0
0
0
0
0
0
0
0
0
0
0
0
0
0
0
0
0
0
0
0
0
0
0
0
0
0
0
0
0
0
0
0
0
0
0
0
0
0
0
0
0
0
0
0
0
0
0
0
0
0
0
0
0
0
0
0
0
0
0
0
0
0
0
0
0
0
0
0
0
0
0
0
0
0
0
0
0
0
0
0
0
0
0
0
0
0
0
0
0
0
0
0
0
0
0
0
0
0
0
0
0
0
0
0
0
0
0
0
0
0
0
0
0
0
0
0
0
0
0
0
0
0
0
0
0
0
0
0
0
0
0
0
0
0
0
0
0
0
0
0
0
0
0
0
0
0
0
0
0
0
0
0
0
0
0
0
0
0
0
0
0
0
0
0
0
0
0
0
0
0
0
0
0
0
0
0
0
0
0
0
0
0
0
0
0
0
0
0
0
0
0
0
0
0
0
0
0
0
0
0
0
0
0
0
0
0
0
0
0
0
0
0
0
0
0
0
0
0
0
0
0
0
0
0
0
0
0
0
0
0
0
0
0
0
0
0
0
0
0
0
0
0
0
0
0
0
0
0
0
0
0
0
0
0
0
0
0
0
0
0
0
0
0
0
0
0
0
0
0
0
0
0
0
0
0
0
0
0
0
0
0
0
0
0
0
0
0
0
0
0
0
0
0
0
0
0
0
0
0
0
0
0
0
0
0
0
0
0
0
0
0
0
0
0
0
0
0
0
0
0
0
0
0
0
0
0
0
0
0
0
0
0
0
0
0
0
0
0
0
0
0
0
0
0
0
0
0
0
0
0
0
0
0
0
0
0
0
0
0
0
0
0
0
0
0
0
0
0
0
0
0
0
0
0
0
0
0
0
0
0
0
0
0
0
0
0
0
0
0
0
0
0
0
0
0
0
0
0
0
0
0
0
0
0
0
0
0
0
0
0
0
0
0
0
0
0
0
0
0
0
0
0
0
0
0
0
0
0
0
0
0
0
0
0
0
0
0
0
0
0
0
0
0
0
0
0
0
0
0
0
0
0
0
0
0
0
0
0
0
0
0
0
0
0
0
0
0
0
0
0
0
0
0
0
0
0
0
0
0
0
0
0
0
0
0
0
0
0
0
0
0
0
0
0
0
0
0
0
0
0
0
0
0
0
0
0
0
0
0
0
0
0
0
0
0
0
0
0
0
0
0
0
0
0
0
0
0
0
0
0
0
0
0
0
0
0
0
0
0
0
0
0
0
0
0
0
0
0
0
0
0
0
0
0
0
0
0
0
0
0
0
0
0
0
0
0
0
0
0
0
0
0
0
0
0
0
0
0
0
0
0
0
0
0
0
0
0
0
0
0
0
0
0
0
0
0
0
0
0
0
0
0
0
0
0
0
0
0
0
0
0
0
0
0
0
0
0
0
0
0
0
0
0
0
0
0
0
0
0
0
0
0
0
0
0
0
0
0
0
0
0
0
0
0
0
0
0
0
0
0
0
0
0
0
0
0
0
0
0
0
0
0
0
0
0
0
0
0
0
0
0
0
0
0
0
0
0
0
0
0
0
0
0
0
0
0
0
0
0
0
0
0
0
0
0
0
0
0
0
0
0
0
0
0
0
0
0
0
0
0
0
0
0
0
0
0
0
0
0
0
0
0
0
0
0
0
0
0
0
0
0
0
0
0
0
0
0
0
0
0
0
0
0
0
0
0
0
0
0
0
0
0
0
0
0
0
0
0
0
0
0
0
0
0
0
0
0
0
0
0
0
0
0
0
0
0
0
0
0
0
0
0
0
0
0
0
0
0
0
0
0
0
0
0
0
0
0
0
0
0
0
0
0
0
0
0
0
0
0
0
0
0
0
0
0
0
0
0
0
0
0
0
0
0
0
0
0
0
0
0
0
0
0
0
0
0
0
0
0
0
0
0
0
0
0
0
0
0
0
0
0
0
0
0
0
0
0
0
0
0
0
0
0
0
0
0
0
0
0
0
0
0
0
0
0
0
0
0
0
0
0
0
0
0
0
0
0
0
0
0
0
0
0
0
0
0
0
0
0
0
0
0
0
0
0
0
0
0
0
0
0
0
0
0
0
0
0
0
0
0
0
0
0
0
0
0
0
0
0
0
0
0
0
0
0
0
0
0
0
0
0
0
0
0
0
0
0
0
0
0
0
0
0
0
0
0
0
0
0
0
0
0
0
0
0
0
0
0
0
0
0
0
0
0
0
0
0
0
0
0
0
0
0
0
0
0
0
0
0
0
0
0
0
0
0
0
0
0
0
0
0
0
0
0
0
0
0
0
0
0
0
0
0
0
0
0
0
0
0
0
0
0
0
0
0
0
0
0
0
0
0
0
0
0
0
0
0
0
0
0
0
0
0
0
0
0
0
0
0
0
0
0
0
0
0
0
0
0
0
0
0
0
0
0
0
0
0
0
0
0
0
0
0
0
0
0
0
0
0
0
0
0
0
0
0
0
0
0
0
0
0
0
0
0
0
0
0
0
0
0
0
0
0
0
0
0
0
0
0
0
0
0
0
0
0
0
0
0
0
0
0
0
0
0
0
0
0
0
0
0
0
0
0
0
0
0
0
0
0
0
0
0
0
0
0
0
0
0
0
0
0
0
0
0
0
0
0
0
0
0
0
0
0
0
0
0
0
0
0
0
0
0
0
0
0
0
0
0
0
0
0
0
0
0
0
0
0
0
0
0
0
0
0
0
0
0
0
0
0
0
0
0
0
0
0
0
0
0
0
0
0
0
0
0
0
0
0
0
0
0
0
0
0
0
0
0
0
0
0
0
0
0
0
0
0
0
0
0
0
0
0
0
0
0
0
0
0
0
0
0
0
0
0
0
0
0
0
0
0
0
0
0
0
0
0
0
0
0
0
0
0
0
0
0
0
0
0
0
0
0
0
0
0
0
0
0
0
0
0
0
0
0
0
0
0
0
0
0
0
0
0
0
0
0
0
0
0
0
0
0
0
0
0
0
0
0
0
0
0
0
0
0
0
0
0
0
0
0
0
0
0
0
0
0
0
0
0
0
0
0
0
0
0
0
0
0
0
0
0
0
0
0
0
0
0
0
0
0
0
0
0
0
0
0
0
0
0
0
0
0
0
0
0
0
0
0
0
0
0
0
0
0
0
0
0
0
0
0
0
0
0
0
0
0
0
0
0
0
0
0
0
0
0
0
0
0
0
0
0
0
0
0
0
0
0
0
0
0
0
0
0
0
0
0
0
0
0
0
0
0
0
0
0
0
0
0
0
0
0
0
0
0
0
0
0
0
0
0
0
0
0
0
0
0
0
0
0
0
0
0
0
0
0
0
0
0
0
0
0
0
0
0
0
0
0
0
0
0
0
0
0
0
0
0
0
0
0
0
0
0
0
0
0
0
0
0
0
0
0
0
0
0
0
0
0
0
0
0
0
0
0
0
0
0
0
0
0
0
0
0
0
0
0
0
0
0
0
0
0
0
0
0
0
0
0
0
0
0
0
0
0
0
0
0
0
0
0
0
0
0
0
0
0
0
0
0
0
0
0
0
0
0
0
0
0
0
0
0
0
0
0
0
0
0
0
0
0
0
0
0
0
0
0
0
0
0
0
0
0
0
0
0
0
0
0
0
0
0
0
0
0
0
0
0
0
0
0
0
0
0
0
0
0
0
0
0
0
0
0
0
0
0
0
0
0
0
0
0
0
0
0
0
0
0
0
0
0
0
0
0
0
0
0
0
0
0
0
0
0
0
0
0
0
0
0
0
0
0
0
0
0
0
0
0
0
0
0
0
0
0
0
0
0
0
0
0
0
0
0
0
0
0
0
0
0
0
0
0
0
0
0
0
0
0
0
0
0
0
0
0
0
0
0
0
0
0
0
0
0
0
0
0
0
0
0
0
0
0
0
0
0
0
0
0
0
0
0
0
0
0
0
0
0
0
0
0
0
0
0
0
0
0
0
0
0
0
0
0
0
0
0
0
0
0
0
0
0
0
0
0
0
0
0
0
0
0
0
0
0
0
0
0
0
0
0
0
0
0
0
0
0
0
0
0
0
0
0
0
0
0
0
0
0
0
0
0
0
0
0
0
0
0
0
0
0
0
0
0
0
0
0
0
0
0
0
0
0
0
0
0
0
0
0
0
0
0
0
0
0
0
0
0
0
0
0
0
0
0
0
0
0
0
0
0
0
0
0
0
0
0
0
0
0
0
0
0
0
0
0
0
0
0
0
0
0
0
0
0
0
0
0
0
0
0
0
0
0
0
0
0
0
0
0
0
0
0
0
0
0
0
0
0
0
0
0
0
0
0
0
0
0
0
0
0
0
0
0
0
0
0
0
0
0
0
0
0
0
0
0
0
0
0
0
0
0
0
0
0
0
0
0
0
0
0
0
0
0
0
0
0
0
0
0
0
0
0
0
0
0
0
0
0
0
0
0
0
0
0
0
0
0
0
0
0
0
0
0
0
0
0
0
0
0
0
0
0
0
0
0
0
0
0
0
0
0
0
0
0
0
0
0
0
0
0
0
0
0
0
0
0
0
0
0
0
0
0
0
0
0
0
0
0
0
0
0
0
0
0
0
0
0
0
0
0
0
0
0
0
0
0
0
0
0
0
0
0
0
0
0
0
0
0
0
0
0
0
0
0
0
0
0
0
0
0
0
0
0
0
0
0
0
0
0
0
0
0
0
0
0
0
0
0
0
0
0
0
0
0
0
0
0
0
0
0
0
0
0
0
0
0
0
0
0
0
0
0
0
0
0
0
0
0
0
0
0
0
0
0
0
0
0
0
0
0
0
0
0
0
0
0
0
0
0
0
0
0
0
0
0
0
0
0
0
0
0
0
0
0
0
0
0
0
0
0
0
0
0
0
0
0
0
0
0
0
0
0
0
0
0
0
0
0
0
0
0
0
0
0
0
0
0
0
0
0
0
0
0
0
0
0
0
0
0
0
0
0
0
0
0
0
0
0
0
0
0
0
0
0
0
0
0
0
0
0
0
0
0
0
0
0
0
0
0
0
0
0
0
0
0
0
0
0
0
0
0
0
0
0
0
0
0
0
0
0
0
0
0
0
0
0
0
0
0
0
0
0
0
0
0
0
0
0
0
0
0
0
0
0
0
0
0
0
0
0
0
0
0
0
0
0
0
0
0
0
0
0
0
0
0
0
0
0
0
0
0
0
0
0
0
0
0
0
0
0
0
0
0
0
0
0
0
0
0
0
0
0
0
0
0
0
0
0
0
0
0
0
0
0
0
0
0
0
0
0
0
0
0
0
0
0
0
0
0
0
0
0
0
0
0
0
0
0
0
0
0
0
0
0
0
0
0
0
0
0
0
0
0
0
0
0
0
0
0
0
0
0
0
0
0
0
0
0
0
0
0
0
0
0
0
0
0
0
0
0
0
0
0
0
0
0
0
0
0
0
0
0
0
0
0
0
0
0
0
0
0
0
0
0
0
0
0
0
0
0
0
0
0
0
0
0
0
0
0
0
0
0
0
0
0
0
0
0
0
0
0
0
0
0
0
0
0
0
0
0
0
0
0
0
0
0
0
0
0
0
0
0
0
0
0
0
0
0
0
0
0
0
0
0
0
0
0
0
0
0
0
0
0
0
0
0
0
0
0
0
0
0
0
0
0
0
0
0
0
0
0
0
0
0
0
0
0
0
0
0
0
0
0
0
0
0
0
0
0
0
0
0
0
0
0
0
0
0
0
0
0
0
0
0
0
0
0
0
0
0
0
0
0
0
0
0
0
0
0
0
0
0
0
0
0
0
0
0
0
0
0
0
0
0
0
0
0
0
0
0
0
0
0
0
0
0
0
0
0
0
0
0
0
0
0
0
0
0
0
0
0
0
0
0
0
0
0
0
0
0
0
0
0
0
0
0
0
0
0
0
0
0
0
0
0
0
0
0
0
0
0
0
0
0
0
0
0
0
0
0
0
0
0
0
0
0
0
0
0
0
0
0
0
0
0
0
0
0
0
0
0
0
0
0
0
0
0
0
0
0
0
0
0
0
0
0
0
0
0
0
0
0
0
0
0
0
0
0
0
0
0
0
0
0
0
0
0
0
0
0
0
0
0
0
0
0
0
0
0
0
0
0
0
0
0
0
0
0
0
0
0
0
0
0
0
0
0
0
0
0
0
0
0
0
0
0
0
0
0
0
0
0
0
0
0
0
0
0
0
0
0
0
0
0
0
0
0
0
0
0
0
0
0
0
0
0
0
0
0
0
0
0
0
0
0
0
0
0
0
0
0
0
0
0
0
0
0
0
0
0
0
0
0
0
0
0
0
0
0
0
0
0
0
0
0
0
0
0
0
0
0
0
0
0
0
0
0
0
0
0
0
0
0
0
0
0
0
0
0
0
0
0
0
0
0
0
0
0
0
0
0
0
0
0
0
0
0
0
0
0
0
0
0
0
0
0
0
0
0
0
0
0
0
0
0
0
0
0
0
0
0
0
0
0
0
0
0
0
0
0
0
0
0
0
0
0
0
0
0
0
0
0
0
0
0
0
0
0
0
0
0
0
0
0
0
0
0
0
0
0
0
0
0
0
0
0
0
0
0
0
0
0
0
0
0
0
0
0
0
0
0
0
0
0
0
0
0
0
0
0
0
0
0
0
0
0
0
0
0
0
0
0
0
0
0
0
0
0
0
0
0
0
0
0
0
0
0
0
0
0
0
0
0
0
0
0
0
0
0
0
0
0
0
0
0
0
0
0
0
0
0
0
0
0
0
0
0
0
0
0
0
0
0
0
0
0
0
0
0
0
0
0
0
0
0
0
0
0
0
0
0
0
0
0
0
0
0
0
0
0
0
0
0
0
0
0
0
0
0
0
0
0
0
0
0
0
0
0
0
0
0
0
0
0
0
0
0
0
0
0
0
0
0
0
0
0
0
0
0
0
0
0
0
0
0
0
0
0
0
0
0
0
0
0
0
0
0
0
0
0
0
0
0
0
0
0
0
0
0
0
0
0
0
0
0
0
0
0
0
0
0
0
0
0
0
0
0
0
0
0
0
0
0
0
0
0
0
0
0
0
0
0
0
0
0
0
0
0
0
0
0
0
0
0
0
0
0
0
0
0
0
0
0
0
0
0
0
0
0
0
0
0
0
0
0
0
0
0
0
0
0
0
0
0
0
0
0
0
0
0
0
0
0
0
0
0
0
0
0
0
0
0
0
0
0
0
0
0
0
0
0
0
0
0
0
0
0
0
0
0
0
0
0
0
0
0
0
0
0
0
0
0
0
0
0
0
0
0
0
0
0
0
0
0
0
0
0
0
0
0
0
0
0
0
0
0
0
0
0
0
0
0
0
0
0
0
0
0
0
0
0
0
0
0
0
0
0
0
0
0
0
0
0
0
0
0
0
0
0
0
0
0
0
0
0
0
0
0
0
0
0
0
0
0
0
0
0
0
0
0
0
0
0
0
0
0
0
0
0
0
0
0
0
0
0
0
0
0
0
0
0
0
0
0
0
0
0
0
0
0
0
0
0
0
0
0
0
0
0
0
0
0
0
0
0
0
0
0
0
0
0
0
0
0
0
0
0
0
0
0
0
0
0
0
0
0
0
0
0
0
0
0
0
0
0
0
0
0
0
0
0
0
0
0
0
0
0
0
0
0
0
0
0
0
0
0
0
0
0
0
0
0
0
0
0
0
0
0
0
0
0
0
0
0
0
0
0
0
0
0
0
0
0
0
0
0
0
0
0
0
0
0
0
0
0
0
0
0
0
0
0
0
0
0
0
0
0
0
0
0
0
0
0
0
0
0
0
0
0
0
0
0
0
0
0
0
0
0
0
0
0
0
0
0
0
0
0
0
0
0
0
0
0
0
0
0
0
0
0
0
0
0
0
0
0
0
0
0
0
0
0
0
0
0
0
0
0
0
0
0
0
0
0
0
0
0
0
0
0
0
0
0
0
0
0
0
0
0
0
0
0
0
0
0
0
0
0
0
0
0
0
0
0
0
0
0
0
0
0
0
0
0
0
0
0
0
0
0
0
0
0
0
0
0
0
0
0
0
0
0
0
0
0
0
0
0
0
0
0
0
0
0
0
0
0
0
0
0
0
0
0
0
0
0
0
0
0
0
0
0
0
0
0
0
0
0
0
0
0
0
0
0
0
0
0
0
0
0
0
0
0
0
0
0
0
0
0
0
0
0
0
0
0
0
0
0
0
0
0
0
0
0
0
0
0
0
0
0
0
0
0
0
0
0
0
0
0
0
0
0
0
0
0
0
0
0
0
0
0
0
0
0
0
0
0
0
0
0
0
0
0
0
0
0
0
0
0
0
0
0
0
0
0
0
0
0
0
0
0
0
0
0
0
0
0
0
0
0
0
0
0
0
0
0
0
0
0
0
0
0
0
0
0
0
0
0
0
0
0
0
0
0
0
0
0
0
0
0
0
0
0
0
0
0
0
0
0
0
0
0
0
0
0
0
0
0
0
0
0
0
0
0
0
0
0
0
0
0
0
0
0
0
0
0
0
0
0
0
0
0
0
0
0
0
0
0
0
0
0
0
0
0
0
0
0
0
0
0
0
0
0
0
0
0
0
0
0
0
0
0
0
0
0
0
0
0
0
0
0
0
0
0
0
0
0
0
0
0
0
0
0
0
0
0
0
0
0
0
0
0
0
0
0
0
0
0
0
0
0
0
0
0
0
0
0
0
0
0
0
0
0
0
0
0
0
0
0
0
0
0
0
0
0
0
0
0
0
0
0
0
0
0
0
0
0
0
0
0
0
0
0
0
0
0
0
0
0
0
0
0
0
0
0
0
0
0
0
0
0
0
0
0
0
0
0
0
0
0
0
0
0
0
0
0
0
0
0
0
0
0
0
0
0
0
0
0
0
0
0
0
0
0
0
0
0
0
0
0
0
0
0
0
0
0
0
0
0
0
0
0
0
0
0
0
0
0
0
0
0
0
0
0
0
0
0
0
0
0
0
0
0
0
0
0
0
0
0
0
0
0
0
0
0
0
0
0
0
0
0
0
0
0
0
0
0
0
0
0
0
0
0
0
0
0
0
0
0
0
0
0
0
0
0
0
0
0
0
0
0
0
0
0
0
0
0
0
0
0
0
0
0
0
0
0
0
0
0
0
0
0
0
0
0
0
0
0
0
0
0
0
0
0
0
0
0
0
0
0
0
0
0
0
0
0
0
0
0
0
0
0
0
0
0
0
0
0
0
0
0
0
0
0
0
0
0
0
0
0
0
0
0
0
0
0
0
0
0
0
0
0
0
0
0
0
0
0
0
0
0
0
0
0
0
0
0
0
0
0
0
0
0
0
0
0
0
0
0
0
0
0
0
0
0
0
0
0
0
0
0
0
0
0
0
0
0
0
0
0
0
0
0
0
0
0
0
0
0
0
0
0
0
0
0
0
0
0
0
0
0
0
0
0
0
0
0
0
0
0
0
0
0
0
0
0
0
0
0
0
0
0
0
0
0
0
0
0
0
0
0
0
0
0
0
0
0
0
0
0
0
0
0
0
0
0
0
0
0
0
0
0
0
0
0
0
0
0
0
0
0
0
0
0
0
0
0
0
0
0
0
0
0
0
0
0
0
0
0
0
0
0
0
0
0
0
0
0
0
0
0
0
0
0
0
0
0
0
0
0
0
0
0
0
0
0
0
0
0
0
0
0
0
0
0
0
0
0
0
0
0
0
0
0
0
0
0
0
0
0
0
0
0
0
0
0
0
0
0
0
0
0
0
0
0
0
0
0
0
0
0
0
0
0
0
0
0
0
0
0
0
0
0
0
0
0
0
0
0
0
0
0
0
0
0
0
0
0
0
0
0
0
0
0
0
0
0
0
0
0
0
0
0
0
0
0
0
0
0
0
0
0
0
0
0
0
0
0
0
0
0
0
0
0
0
0
0
0
0
0
0
0
0
0
0
0
0
0
0
0
0
0
0
0
0
0
0
0
0
0
0
0
0
0
0
0
0
0
0
0
0
0
0
0
0
0
0
0
0
0
0
0
0
0
0
0
0
0
0
0
0
0
0
0
0
0
0
0
0
0
0
0
0
0
0
0
0
0
0
0
0
0
0
0
0
0
0
0
0
0
0
0
0
0
0
0
0
0
0
0
0
0
0
0
0
0
0
0
0
0
0
0
0
0
0
0
0
0
0
0
0
0
0
0
0
0
0
0
0
0
0
0
0
0
0
0
0
0
0
0
0
0
0
0
0
0
0
0
0
0
0
0
0
0
0
0
0
0
0
0
0
0
0
0
0
0
0
0
0
0
0
0
0
0
0
0
0
0
0
0
0
0
0
0
0
0
0
0
0
0
0
0
0
0
0
0
0
0
0
0
0
0
0
0
0
0
0
0
0
0
0
0
0
0
0
0
0
0
0
0
0
0
0
0
0
0
0
0
0
0
0
0
0
0
0
0
0
0
0
0
0
0
0
0
0
0
0
0
0
0
0
0
0
0
0
0
0
0
0
0
0
0
0
0
0
0
0
0
0
0
0
0
0
0
0
0
0
0
0
0
0
0
0
0
0
0
0
0
0
0
0
0
0
0
0
0
0
0
0
0
0
0
0
0
0
0
0
0
0
0
0
0
0
0
0
0
0
0
0
0
0
0
0
0
0
0
0
0
0
0
0
0
0
0
0
0
0
0
0
0
0
0
0
0
0
0
0
0
0
0
0
0
0
0
0
0
0
0
0
0
0
0
0
0
0
0
0
0
0
0
0
0
0
0
0
0
0
0
0
0
0
0
0
0
0
0
0
0
0
0
0
0
0
0
0
0
0
0
0
0
0
0
0
0
0
0
0
0
0
0
0
0
0
0
0
0
0
0
0
0
0
0
0
0
0
0
0
0
0
0
0
0
0
0
0
0
0
0
0
0
0
0
0
0
0
0
0
0
0
0
0
0
0
0
0
0
0
0
0
0
0
0
0
0
0
0
0
0
0
0
0
0
0
0
0
0
0
0
0
0
0
0
0
0
0
0
0
0
0
0
0
0
0
0
0
0
0
0
0
0
0
0
0
0
0
0
0
0
0
0
0
0
0
0
0
0
0
0
0
0
0
0
0
0
0
0
0
0
0
0
0
0
0
0
0
0
0
0
0
0
0
0
0
0
0
0
0
0
0
0
0
0
0
0
0
0
0
0
0
0
0
0
0
0
0
0
0
0
0
0
0
0
0
0
0
0
0
0
0
0
0
0
0
0
0
0
0
0
0
0
0
0
0
0
0
0
0
0
0
0
0
0
0
0
0
0
0
0
0
0
0
0
0
0
0
0
0
0
0
0
0
0
0
0
0
0
0
0
0
0
0
0
0
0
0
0
0
0
0
0
0
0
0
0
0
0
0
0
0
0
0
0
0
0
0
0
0
0
0
0
0
0
0
0
0
0
0
0
0
0
0
0
0
0
0
0
0
0
0
0
0
0
0
0
0
0
0
0
0
0
0
0
0
0
0
0
0
0
0
0
0
0
0
0
0
0
0
0
0
0
0
0
0
0
0
0
0
0
0
0
0
0
0
0
0
0
0
0
0
0
0
0
0
0
0
0
0
0
0
0
0
0
0
0
0
0
0
0
0
0
0
0
0
0
0
0
0
0
0
0
0
0
0
0
0
0
0
0
0
0
0
0
0
0
0
0
0
0
0
0
0
0
0
0
0
0
0
0
0
0
0
0
0
0
0
0
0
0
0
0
0
0
0
0
0
0
0
0
0
0
0
0
0
0
0
0
0
0
0
0
0
0
0
0
0
0
0
0
0
0
0
0
0
0
0
0
0
0
0
0
0
0
0
0
0
0
0
0
0
0
0
0
0
0
0
0
0
0
0
0
0
0
0
0
0
0
0
0
0
0
0
0
0
0
0
0
0
0
0
0
0
0
0
0
0
0
0
0
0
0
0
0
0
0
0
0
0
0
0
0
0
0
0
0
0
0
0
0
0
0
0
0
0
0
0
0
0
0
0
0
0
0
0
0
0
0
0
0
0
0
0
0
0
0
0
0
0
0
0
0
0
0
0
0
0
0
0
0
0
0
0
0
0
0
0
0
0
0
0
0
0
0
0
0
0
0
0
0
0
0
0
0
0
0
0
0
0
0
0
0
0
0
0
0
0
0
0
0
0
0
0
0
0
0
0
0
0
0
0
0
0
0
0
0
0
0
0
0
0
0
0
0
0
0
0
0
0
0
0
0
0
0
0
0
0
0
0
0
0
0
0
0
0
0
0
0
0
0
0
0
0
0
0
0
0
0
0
0
0
0
0
0
0
0
0
0
0
0
0
0
0
0
0
0
0
0
0
0
0
0
0
0
0
0
0
0
0
0
0
0
0
0
0
0
0
0
0
0
0
0
0
0
0
0
0
0
0
0
0
0
0
0
0
0
0
0
0
0
0
0
0
0
0
0
0
0
0
0
0
0
0
0
0
0
0
0
0
0
0
0
0
0
0
0
0
0
0
0
0
0
0
0
0
0
0
0
0
0
0
0
0
0
0
0
0
0
0
0
0
0
0
0
0
0
0
0
0
0
0
0
0
0
0
0
0
0
0
0
0
0
0
0
0
0
0
0
0
0
0
0
0
0
0
0
0
0
0
0
0
0
0
0
0
0
0
0
0
0
0
0
0
0
0
0
0
0
0
0
0
0
0
0
0
0
0
0
0
0
0
0
0
0
0
0
0
0
0
0
0
0
0
0
0
0
0
0
0
0
0
0
0
0
0
0
0
0
0
0
0
0
0
0
0
0
0
0
0
0
0
0
0
0
0
0
0
0
0
0
0
0
0
0
0
0
0
0
0
0
0
0
0
0
0
0
0
0
0
0
0
0
0
0
0
0
0
0
0
0
0
0
0
0
0
0
0
0
0
0
0
0
0
0
0
0
0
0
0
0
0
0
0
0
0
0
0
0
0
0
0
0
0
0
0
0
0
0
0
0
0
0
0
0
0
0
0
0
0
0
0
0
0
0
0
0
0
0
0
0
0
0
0
0
0
0
0
0
0
0
0
0
0
0
0
0
0
0
0
0
0
0
0
0
0
0
0
0
0
0
0
0
0
0
0
0
0
0
0
0
0
0
0
0
0
0
0
0
0
0
0
0
0
0
0
0
0
0
0
0
0
0
0
0
0
0
0
0
0
0
0
0
0
0
0
0
0
0
0
0
0
0
0
0
0
0
0
0
0
0
0
0
0
0
0
0
0
0
0
0
0
0
0
0
0
0
0
0
0
0
0
0
0
0
0
0
0
0
0
0
0
0
0
0
0
0
0
0
0
0
0
0
0
0
0
0
0
0
0
0
0
0
0
0
0
0
0
0
0
0
0
0
0
0
0
0
0
0
0
0
0
0
0
0
0
0
0
0
0
0
0
0
0
0
0
0
0
0
0
0
0
0
0
0
0
0
0
0
0
0
0
0
0
0
0
0
0
0
0
0
0
0
0
0
0
0
0
0
0
0
0
0
0
0
0
0
0
0
0
0
0
0
0
0
0
0
0
0
0
0
0
0
0
0
0
0
0
0
0
0
0
0
0
0
0
0
0
0
0
0
0
0
0
0
0
0
0
0
0
0
0
0
0
0
0
0
0
0
0
0
0
0
0
0
0
0
0
0
0
0
0
0
0
0
0
0
0
0
0
0
0
0
0
0
0
0
0
0
0
0
0
0
0
0
0
0
0
0
0
0
0
0
0
0
0
0
0
0
0
0
0
0
0
0
0
0
0
0
0
0
0
0
0
0
0
0
0
0
0
0
0
0
0
0
0
0
0
0
0
0
0
0
0
0
0
0
0
0
0
0
0
0
0
0
0
0
0
0
0
0
0
0
0
0
0
0
0
0
0
0
0
0
0
0
0
0
0
0
0
0
0
0
0
0
0
0
0
0
0
0
0
0
0
0
0
0
0
0
0
0
0
0
0
0
0
0
0
0
0
0
0
0
0
0
0
0
0
0
0
0
0
0
0
0
0
0
0
0
0
0
0
0
0
0
0
0
0
0
0
0
0
0
0
0
0
0
0
0
0
0
0
0
0
0
0
0
0
0
0
0
0
0
0
0
0
0
0
0
0
0
0
0
0
0
0
0
0
0
0
0
0
0
0
0
0
0
0
0
0
0
0
0
0
0
0
0
0
0
0
0
0
0
0
0
0
0
0
0
0
0
0
0
0
0
0
0
0
0
0
0
0
0
0
0
0
0
0
0
0
0
0
0
0
0
0
0
0
0
0
0
0
0
0
0
0
0
0
0
0
0
0
0
0
0
0
0
0
0
0
0
0
0
0
0
0
0
0
0
0
0
0
0
0
0
0
0
0
0
0
0
0
0
0
0
0
0
0
0
0
0
0
0
0
0
0
0
0
0
0
0
0
0
0
0
0
0
0
0
0
0
0
0
0
0
0
0
0
0
0
0
0
0
0
0
0
0
0
0
0
0
0
0
0
0
0
0
0
0
0
0
0
0
0
0
0
0
0
0
0
0
0
0
0
0
0
0
0
0
0
0
0
0
0
0
0
0
0
0
0
0
0
0
0
0
0
0
0
0
0
0
0
0
0
0
0
0
0
0
0
0
0
0
0
0
0
0
0
0
0
0
0
0
0
0
0
0
0
0
0
0
0
0
0
0
0
0
0
0
0
0
0
0
0
0
0
0
0
0
0
0
0
0
0
0
0
0
0
0
0
0
0
0
0
0
0
0
0
0
0
0
0
0
0
0
0
0
0
0
0
0
0
0
0
0
0
0
0
0
0
0
0
0
0
0
0
0
0
0
0
0
0
0
0
0
0
0
0
0
0
0
0
0
0
0
0
0
0
0
0
0
0
0
0
0
0
0
0
0
0
0
0
0
0
0
0
0
0
0
0
0
0
0
0
0
0
0
0
0
0
0
0
0
0
0
0
0
0
0
0
0
0
0
0
0
0
0
0
0
0
0
0
0
0
0
0
0
0
0
0
0
0
0
0
0
0
0
0
0
0
0
0
0
0
0
0
0
0
0
0
0
0
0
0
0
0
0
0
0
0
0
0
0
0
0
0
0
0
0
0
0
0
0
0
0
0
0
0
0
0
0
0
0
0
0
0
0
0
0
0
0
0
0
0
0
0
0
0
0
0
0
0
0
0
0
0
0
0
0
0
0
0
0
0
0
0
0
0
0
0
0
0
0
0
0
0
0
0
0
0
0
0
0
0
0
0
0
0
0
0
0
0
0
0
0
0
0
0
0
0
0
0
0
0
0
0
0
0
0
0
0
0
0
0
0
0
0
0
0
0
0
0
0
0
0
0
0
0
0
0
0
0
0
0
0
0
0
0
0
0
0
0
0
0
0
0
0
0
0
0
0
0
0
0
0
0
0
0
0
0
0
0
0
0
0
0
0
0
0
0
0
0
0
0
0
0
0
0
0
0
0
0
0
0
0
0
0
0
0
0
0
0
0
0
0
0
0
0
0
0
0
0
0
0
0
0
0
0
0
0
0
0
0
0
0
0
0
0
0
0
0
0
0
0
0
0
0
0
0
0
0
0
0
0
0
0
0
0
0
0
0
0
0
0
0
0
0
0
0
0
0
0
0
0
0
0
0
0
0
0
0
0
0
0
0
0
0
0
0
0
0
0
0
0
0
0
0
0
0
0
0
0
0
0
0
0
0
0
0
0
0
0
0
0
0
0
0
0
0
0
0
0
0
0
0
0
0
0
0
0
0
0
0
0
0
0
0
0
0
0
0
0
0
0
0
0
0
0
0
0
0
0
0
0
0
0
0
0
0
0
0
0
0
0
0
0
0
0
0
0
0
0
0
0
0
0
0
0
0
0
0
0
0
0
0
0
0
0
0
0
0
0
0
0
0
0
0
0
0
0
0
0
0
0
0
0
0
0
0
0
0
0
0
0
0
0
0
0
0
0
0
0
0
0
0
0
0
0
0
0
0
0
0
0
0
0
0
0
0
0
0
0
0
0
0
0
0
0
0
0
0
0
0
0
0
0
0
0
0
0
0
0
0
0
0
0
0
0
0
0
0
0
0
0
0
0
0
0
0
0
0
0
0
0
0
0
0
0
0
0
0
0
0
0
0
0
0
0
0
0
0
0
0
0
0
0
0
0
0
0
0
0
0
0
0
0
0
0
0
0
0
0
0
0
0
0
0
0
0
0
0
0
0
0
0
0
0
0
0
0
0
0
0
0
0
0
0
0
0
0
0
0
0
0
0
0
0
0
0
0
0
0
0
0
0
0
0
0
0
0
0
0
0
0
0
0
0
0
0
0
0
0
0
0
0
0
0
0
0
0
0
0
0
0
0
0
0
0
0
0
0
0
0
0
0
0
0
0
0
0
0
0
0
0
0
0
0
0
0
0
0
0
0
0
0
0
0
0
0
0
0
0
0
0
0
0
0
0
0
0
0
0
0
0
0
0
0
0
0
0
0
0
0
0
0
0
0
0
0
0
0
0
0
0
0
0
0
0
0
0
0
0
0
0
0
0
0
0
0
0
0
0
0
0
0
0
0
0
0
0
0
0
0
0
0
0
0
0
0
0
0
0
0
0
0
0
0
0
0
0
0
0
0
0
0
0
0
0
0
0
0
0
0
0
0
0
0
0
0
0
0
0
0
0
0
0
0
0
0
0
0
0
0
0
0
0
0
0
0
0
0
0
0
0
0
0
0
0
0
0
0
0
0
0
0
0
0
0
0
0
0
0
0
0
0
0
0
0
0
0
0
0
0
0
0
0
0
0
0
0
0
0
0
0
0
0
0
0
0
0
0
0
0
0
0
0
0
0
0
0
0
0
0
0
0
0
0
0
0
0
0
0
0
0
0
0
0
0
0
0
0
0
0
0
0
0
0
0
0
0
0
0
0
0
0
0
0
0
0
0
0
0
0
0
0
0
0
0
0
0
0
0
0
0
0
0
0
0
0
0
0
0
0
0
0
0
0
0
0
0
0
0
0
0
0
0
0
0
0
0
0
0
0
0
0
0
0
0
0
0
0
0
0
0
0
0
0
0
0
0
0
0
0
0
0
0
0
0
0
0
0
0
0
0
0
0
0
0
0
0
0
0
0
0
0
0
0
0
0
0
0
0
0
0
0
0
0
0
0
0
0
0
0
0
0
0
0
0
0
0
0
0
0
0
0
0
0
0
0
0
0
0
0
0
0
0
0
0
0
0
0
0
0
0
0
0
0
0
0
0
0
0
0
0
0
0
0
0
0
0
0
0
0
0
0
0
0
0
0
0
0
0
0
0
0
0
0
0
0
0
0
0
0
0
0
0
0
0
0
0
0
0
0
0
0
0
0
0
0
0
0
0
0
0
0
0
0
0
0
0
0
0
0
0
0
0
0
0
0
0
0
0
0
0
0
0
0
0
0
0
0
0
0
0
0
0
0
0
0
0
0
0
0
0
0
0
0
0
0
0
0
0
0
0
0
0
0
0
0
0
0
0
0
0
0
0
0
0
0
0
0
0
0
0
0
0
0
0
0
0
0
0
0
0
0
0
0
0
0
0
0
0
0
0
0
0
0
0
0
0
0
0
0
0
0
0
0
0
0
0
0
0
0
0
0
0
0
0
0
0
0
0
0
0
0
0
0
0
0
0
0
0
0
0
0
0
0
0
0
0
0
0
0
0
0
0
0
0
0
0
0
0
0
0
0
0
0
0
0
0
0
0
0
0
0
0
0
0
0
0
0
0
0
0
0
0
0
0
0
0
0
0
0
0
0
0
0
0
0
0
0
0
0
0
0
0
0
0
0
0
0
0
0
0
0
0
0
0
0
0
0
0
0
0
0
0
0
0
0
0
0
0
0
0
0
0
0
0
0
0
0
0
0
0
0
0
0
0
0
0
0
0
0
0
0
0
0
0
0
0
0
0
0
0
0
0
0
0
0
0
0
0
0
0
0
0
0
0
0
0
0
0
0
0
0
0
0
0
0
0
0
0
0
0
0
0
0
0
0
0
0
0
0
0
0
0
0
0
0
0
0
0
0
0
0
0
0
0
0
0
0
0
0
0
0
0
0
0
0
0
0
0
0
0
0
0
0
0
0
0
0
0
0
0
0
0
0
0
0
0
0
0
0
0
0
0
0
0
0
0
0
0
0
0
0
0
0
0
0
0
0
0
0
0
0
0
0
0
0
0
0
0
0
0
0
0
0
0
0
0
0
0
0
0
0
0
0
0
0
0
0
0
0
0
0
0
0
0
0
0
0
0
0
0
0
0
0
0
0
0
0
0
0
0
0
0
0
0
0
0
0
0
0
0
0
0
0
0
0
0
0
0
0
0
0
0
0
0
0
0
0
0
0
0
0
0
0
0
0
0
0
0
0
0
0
0
0
0
0
0
0
0
0
0
0
0
0
0
0
0
0
0
0
0
0
0
0
0
0
0
0
0
0
0
0
0
0
0
0
0
0
0
0
0
0
0
0
0
0
0
0
0
0
0
0
0
0
0
0
0
0
0
0
0
0
0
0
0
0
0
0
0
0
0
0
0
0
0
0
0
0
0
0
0
0
0
0
0
0
0
0
0
0
0
0
0
0
0
0
0
0
0
0
0
0
0
0
0
0
0
0
0
0
0
0
0
0
0
0
0
0
0
0
0
0
0
0
0
0
0
0
0
0
0
0
0
0
0
0
0
0
0
0
0
0
0
0
0
0
0
0
0
0
0
0
0
0
0
0
0
0
0
0
0
0
0
0
0
0
0
0
0
0
0
0
0
0
0
0
0
0
0
0
0
0
0
0
0
0
0
0
0
0
0
0
0
0
0
0
0
0
0
0
0
0
0
0
0
0
0
0
0
0
0
0
0
0
0
0
0
0
0
0
0
0
0
0
0
0
0
0
0
0
0
0
0
0
0
0
0
0
0
0
0
0
0
0
0
0
0
0
0
0
0
0
0
0
0
0
0
0
0
0
0
0
0
0
0
0
0
0
0
0
0
0
0
0
0
0
0
0
0
0
0
0
0
0
0
0
0
0
0
0
0
0
0
0
0
0
0
0
0
0
0
0
0
0
0
0
0
0
0
0
0
0
0
0
0
0
0
0
0
0
0
0
0
0
0
0
0
0
0
0
0
0
0
0
0
0
0
0
0
0
0
0
0
0
0
0
0
0
0
0
0
0
0
0
0
0
0
0
0
0
0
0
0
0
0
0
0
0
0
0
0
0
0
0
0
0
0
0
0
0
0
0
0
0
0
0
0
0
0
0
0
0
0
0
0
0
0
0
0
0
0
0
0
0
0
0
0
0
0
0
0
0
0
0
0
0
0
0
0
0
0
0
0
0
0
0
0
0
0
0
0
0
0
0
0
0
0
0
0
0
0
0
0
0
0
0
0
0
0
0
0
0
0
0
0
0
0
0
0
0
0
0
0
0
0
0
0
0
0
0
0
0
0
0
0
0
0
0
0
0
0
0
0
0
0
0
0
0
0
0
0
0
0
0
0
0
0
0
0
0
0
0
0
0
0
0
0
0
0
0
0
0
0
0
0
0
0
0
0
0
0
0
0
0
0
0
0
0
0
0
0
0
0
0
0
0
0
0
0
0
0
0
0
0
0
0
0
0
0
0
0
0
0
0
0
0
0
0
0
0
0
0
0
0
0
0
0
0
0
0
0
0
0
0
0
0
0
0
0
0
0
0
0
0
0
0
0
0
0
0
0
0
0
0
0
0
0
0
0
0
0
0
0
0
0
0
0
0
0
0
0
0
0
0
0
0
0
0
0
0
0
0
0
0
0
0
0
0
0
0
0
0
0
0
0
0
0
0
0
0
0
0
0
0
0
0
0
0
0
0
0
0
0
0
0
0
0
0
0
0
0
0
0
0
0
0
0
0
0
0
0
0
0
0
0
0
0
0
0
0
0
0
0
0
0
0
0
0
0
0
0
0
0
0
0
0
0
0
0
0
0
0
0
0
0
0
0
0
0
0
0
0
0
0
0
0
0
0
0
0
0
0
0
0
0
0
0
0
0
0
0
0
0
0
0
0
0
0
0
0
0
0
0
0
0
0
0
0
0
0
0
0
0
0
0
0
0
0
0
0
0
0
0
0
0
0
0
0
0
0
0
0
0
0
0
0
0
0
0
0
0
0
0
0
0
0
0
0
0
0
0
0
0
0
0
0
0
0
0
0
0
0
0
0
0
0
0
0
0
0
0
0
0
0
0
0
0
0
0
0
0
0
0
0
0
0
0
0
0
0
0
0
0
0
0
0
0
0
0
0
0
0
0
0
0
0
0
0
0
0
0
0
0
0
0
0
0
0
0
0
0
0
0
0
0
0
0
0
0
0
0
0
0
0
0
0
0
0
0
0
0
0
0
0
0
0
0
0
0
0
0
0
0
0
0
0
0
0
0
0
0
0
0
0
0
0
0
0
0
0
0
0
0
0
0
0
0
0
0
0
0
0
0
0
0
0
0
0
0
0
0
0
0
0
0
0
0
0
0
0
0
0
0
0
0
0
0
0
0
0
0
0
0
0
0
0
0
0
0
0
0
0
0
0
0
0
0
0
0
0
0
0
0
0
0
0
0
0
0
0
0
0
0
0
0
0
0
0
0
0
0
0
0
0
0
0
0
0
0
0
0
0
0
0
0
0
0
0
0
0
0
0
0
0
0
0
0
0
0
0
0
0
0
0
0
0
0
0
0
0
0
0
0
0
0
0
0
0
0
0
0
0
0
0
0
0
0
0
0
0
0
0
0
0
0
0
0
0
0
0
0
0
0
0
0
0
0
0
0
0
0
0
0
0
0
0
0
0
0
0
0
0
0
0
0
0
0
0
0
0
0
0
0
0
0
0
0
0
0
0
0
0
0
0
0
0
0
0
0
0
0
0
0
0
0
0
0
0
0
0
0
0
0
0
0
0
0
0
0
0
0
0
0
0
0
0
0
0
0
0
0
0
0
0
0
0
0
0
0
0
0
0
0
0
0
0
0
0
0
0
0
0
0
0
0
0
0
0
0
0
0
0
0
0
0
0
0
0
0
0
0
0
0
0
0
0
0
0
0
0
0
0
0
0
0
0
0
0
0
0
0
0
0
0
0
0
0
0
0
0
0
0
0
0
0
0
0
0
0
0
0
0
0
0
0
0
0
0
0
0
0
0
0
0
0
0
0
0
0
0
0
0
0
0
0
0
0
0
0
0
0
0
0
0
0
0
0
0
0
0
0
0
0
0
0
0
0
0
0
0
0
0
0
0
0
0
0
0
0
0
0
0
0
0
0
0
0
0
0
0
0
0
0
0
0
0
0
0
0
0
0
0
0
0
0
0
0
0
0
0
0
0
0
0
0
0
0
0
0
0
0
0
0
0
0
0
0
0
0
0
0
0
0
0
0
0
0
0
0
0
0
0
0
0
0
0
0
0
0
0
0
0
0
0
0
0
0
0
0
0
0
0
0
0
0
0
0
0
0
0
0
0
0
0
0
0
0
0
0
0
0
0
0
0
0
0
0
0
0
0
0
0
0
0
0
0
0
0
0
0
0
0
0
0
0
0
0
0
0
0
0
0
0
0
0
0
0
0
0
0
0
0
0
0
0
0
0
0
0
0
0
0
0
0
0
0
0
0
0
0
0
0
0
0
0
0
0
0
0
0
0
0
0
0
0
0
0
0
0
0
0
0
0
0
0
0
0
0
0
0
0
0
0
0
0
0
0
0
0
0
0
0
0
0
0
0
0
0
0
0
0
0
0
0
0
0
0
0
0
0
0
0
0
0
0
0
0
0
0
0
0
0
0
0
0
0
0
0
0
0
0
0
0
0
0
0
0
0
0
0
0
0
0
0
0
0
0
0
0
0
0
0
0
0
0
0
0
0
0
0
0
0
0
0
0
0
0
0
0
0
0
0
0
0
0
0
0
0
0
0
0
0
0
0
0
0
0
0
0
0
0
0
0
0
0
0
0
0
0
0
0
0
0
0
0
0
0
0
0
0
0
0
0
0
0
0
0
0
0
0
0
0
0
0
0
0
0
0
0
0
0
0
0
0
0
0
0
0
0
0
0
0
0
0
0
0
0
0
0
0
0
0
0
0
0
0
0
0
0
0
0
0
0
0
0
0
0
0
0
0
0
0
0
0
0
0
0
0
0
0
0
0
0
0
0
0
0
0
0
0
0
0
0
0
0
0
0
0
0
0
0
0
0
0
0
0
0
0
0
0
0
0
0
0
0
0
0
0
0
0
0
0
0
0
0
0
0
0
0
0
0
0
0
0
0
0
0
0
0
0
0
0
0
0
0
0
0
0
0
0
0
0
0
0
0
0
0
0
0
0
0
0
0
0
0
0
0
0
0
0
0
0
0
0
0
0
0
0
0
0
0
0
0
0
0
0
0
0
0
0
0
0
0
0
0
0
0
0
0
0
0
0
0
0
0
0
0
0
0
0
0
0
0
0
0
0
0
0
0
0
0
0
0
0
0
0
0
0
0
0
0
0
0
0
0
0
0
0
0
0
0
0
0
0
0
0
0
0
0
0
0
0
0
0
0
0
0
0
0
0
0
0
0
0
0
0
0
0
0
0
0
0
0
0
0
0
0
0
0
0
0
0
0
0
0
0
0
0
0
0
0
0
0
0
0
0
0
0
0
0
0
0
0
0
0
0
0
0
0
0
0
0
0
0
0
0
0
0
0
0
0
0
0
0
0
0
0
0
0
0
0
0
0
0
0
0
0
0
0
0
0
0
0
0
0
0
0
0
0
0
0
0
0
0
0
0
0
0
0
0
0
0
0
0
0
0
0
0
0
0
0
0
0
0
0
0
0
0
0
0
0
0
0
0
0
0
0
0
0
0
0
0
0
0
0
0
0
0
0
0
0
0
0
0
0
0
0
0
0
0
0
0
0
0
0
0
0
0
0
0
0
0
0
0
0
0
0
0
0
0
0
0
0
0
0
0
0
0
0
0
0
0
0
0
0
0
0
0
0
0
0
0
0
0
0
0
0
0
0
0
0
0
0
0
0
0
0
0
0
0
0
0
0
0
0
0
0
0
0
0
0
0
0
0
0
0
0
0
0
0
0
0
0
0
0
0
0
0
0
0
0
0
0
0
0
0
0
0
0
0
0
0
0
0
0
0
0
0
0
0
0
0
0
0
0
0
0
0
0
0
0
0
0
0
0
0
0
0
0
0
0
0
0
0
0
0
0
0
0
0
0
0
0
0
0
0
0
0
0
0
0
0
0
0
0
0
0
0
0
0
0
0
0
0
0
0
0
0
0
0
0
0
0
0
0
0
0
0
0
0
0
0
0
0
0
0
0
0
0
0
0
0
0
0
0
0
0
0
0
0
0
0
0
0
0
0
0
0
0
0
0
0
0
0
0
0
0
0
0
0
0
0
0
0
0
0
0
0
0
0
0
0
0
0
0
0
0
0
0
0
0
0
0
0
0
0
0
0
0
0
0
0
0
0
0
0
0
0
0
0
0
0
0
0
0
0
0
0
0
0
0
0
0
0
0
0
0
0
0
0
0
0
0
0
0
0
0
0
0
0
0
0
0
0
0
0
0
0
0
0
0
0
0
0
0
0
0
0
0
0
0
0
0
0
0
0
0
0
0
0
0
0
0
0
0
0
0
0
0
0
0
0
0
0
0
0
0
0
0
0
0
0
0
0
0
0
0
0
0
0
0
0
0
0
0
0
0
0
0
0
0
0
0
0
0
0
0
0
0
0
0
0
0
0
0
0
0
0
0
0
0
0
0
0
0
0
0
0
0
0
0
0
0
0
0
0
0
0
0
0
0
0
0
0
0
0
0
0
0
0
0
0
0
0
0
0
0
0
0
0
0
0
0
0
0
0
0
0
0
0
0
0
0
0
0
0
0
0
0
0
0
0
0
0
0
0
0
0
0
0
0
0
0
0
0
0
0
0
0
0
0
0
0
0
0
0
0
0
0
0
0
0
0
0
0
0
0
0
0
0
0
0
0
0
0
0
0
0
0
0
0
0
0
0
0
0
0
0
0
0
0
0
0
0
0
0
0
0
0
0
0
0
0
0
0
0
0
0
0
0
0
0
0
0
0
0
0
0
0
0
0
0
0
0
0
0
0
0
0
0
0
0
0
0
0
0
0
0
0
0
0
0
0
0
0
0
0
0
0
0
0
0
0
0
0
0
0
0
0
0
0
0
0
0
0
0
0
0
0
0
0
0
0
0
0
0
0
0
0
0
0
0
0
0
0
0
0
0
0
0
0
0
0
0
0
0
0
0
0
0
0
0
0
0
0
0
0
0
0
0
0
0
0
0
0
0
0
0
0
0
0
0
0
0
0
0
0
0
0
0
0
0
0
0
0
0
0
0
0
0
0
0
0
0
0
0
0
0
0
0
0
0
0
0
0
0
0
0
0
0
0
0
0
0
0
0
0
0
0
0
0
0
0
0
0
0
0
0
0
0
0
0
0
0
0
0
0
0
0
0
0
0
0
0
0
0
0
0
0
0
0
0
0
0
0
0
0
0
0
0
0
0
0
0
0
0
0
0
0
0
0
0
0
0
0
0
0
0
0
0
0
0
0
0
0
0
0
0
0
0
0
0
0
0
0
0
0
0
0
0
0
0
0
0
0
0
0
0
0
0
0
0
0
0
0
0
0
0
0
0
0
0
0
0
0
0
0
0
0
0
0
0
0
0
0
0
0
0
0
0
0
0
0
0
0
0
0
0
0
0
0
0
0
0
0
0
0
0
0
0
0
0
0
0
0
0
0
0
0
0
0
0
0
0
0
0
0
0
0
0
0
0
0
0
0
0
0
0
0
0
0
0
0
0
0
0
0
0
0
0
0
0
0
0
0
0
0
0
0
0
0
0
0
0
0
0
0
0
0
0
0
0
0
0
0
0
0
0
0
0
0
0
0
0
0
0
0
0
0
0
0
0
0
0
0
0
0
0
0
0
0
0
0
0
0
0
0
0
0
0
0
0
0
0
0
0
0
0
0
0
0
0
0
0
0
0
0
0
0
0
0
0
0
0
0
0
0
0
0
0
0
0
0
0
0
0
0
0
0
0
0
0
0
0
0
0
0
0
0
0
0
0
0
0
0
0
0
0
0
0
0
0
0
0
0
0
0
0
0
0
0
0
0
0
0
0
0
0
0
0
0
0
0
0
0
0
0
0
0
0
0
0
0
0
0
0
0
0
0
0
0
0
0
0
0
0
0
0
0
0
0
0
0
0
0
0
0
0
0
0
0
0
0
0
0
0
0
0
0
0
0
0
0
0
0
0
0
0
0
0
0
0
0
0
0
0
0
0
0
0
0
0
0
0
0
0
0
0
0
0
0
0
0
0
0
0
0
0
0
0
0
0
0
0
0
0
0
0
0
0
0
0
0
0
0
0
0
0
0
0
0
0
0
0
0
0
0
0
0
0
0
0
0
0
0
0
0
0
0
0
0
0
0
0
0
0
0
0
0
0
0
0
0
0
0
0
0
0
0
0
0
0
0
0
0
0
0
0
0
0
0
0
0
0
0
0
0
0
0
0
0
0
0
0
0
0
0
0
0
0
0
0
0
0
0
0
0
0
0
0
0
0
0
0
0
0
0
0
0
0
0
0
0
0
0
0
0
0
0
0
0
0
0
0
0
0
0
0
0
0
0
0
0
0
0
0
0
0
0
0
0
0
0
0
0
0
0
0
0
0
0
0
0
0
0
0
0
0
0
0
0
0
0
0
0
0
0
0
0
0
0
0
0
0
0
0
0
0
0
0
0
0
0
0
0
0
0
0
0
0
0
0
0
0
0
0
0
0
0
0
0
0
0
0
0
0
0
0
0
0
0
0
0
0
0
0
0
0
0
0
0
0
0
0
0
0
0
0
0
0
0
0
0
0
0
0
0
0
0
0
0
0
0
0
0
0
0
0
0
0
0
0
0
0
0
0
0
0
0
0
0
0
0
0
0
0
0
0
0
0
0
0
0
0
0
0
0
0
0
0
0
0
0
0
0
0
0
0
0
0
0
0
0
0
0
0
0
0
0
0
0
0
0
0
0
0
0
0
0
0
0
0
0
0
0
0
0
0
0
0
0
0
0
0
0
0
0
0
0
0
0
0
0
0
0
0
0
0
0
0
0
0
0
0
0
0
0
0
0
0
0
0
0
0
0
0
0
0
0
0
0
0
0
0
0
0
0
0
0
0
0
0
0
0
0
0
0
0
0
0
0
0
0
0
0
0
0
0
0
0
0
0
0
0
0
0
0
0
0
0
0
0
0
0
0
0
0
0
0
0
0
0
0
0
0
0
0
0
0
0
0
0
0
0
0
0
0
0
0
0
0
0
0
0
0
0
0
0
0
0
0
0
0
0
0
0
0
0
0
0
0
0
0
0
0
0
0
0
0
0
0
0
0
0
0
0
0
0
0
0
0
0
0
0
0
0
0
0
0
0
0
0
0
0
0
0
0
0
0
0
0
0
0
0
0
0
0
0
0
0
0
0
0
0
0
0
0
0
0
0
0
0
0
0
0
0
0
0
0
0
0
0
0
0
0
0
0
0
0
0
0
0
0
0
0
0
0
0
0
0
0
0
0
0
0
0
0
0
0
0
0
0
0
0
0
0
0
0
0
0
0
0
0
0
0
0
0
0
0
0
0
0
0
0
0
0
0
0
0
0
0
0
0
0
0
0
0
0
0
0
0
0
0
0
0
0
0
0
0
0
0
0
0
0
0
0
0
0
0
0
0
0
0
0
0
0
0
0
0
0
0
0
0
0
0
0
0
0
0
0
0
0
0
0
0
0
0
0
0
0
0
0
0
0
0
0
0
0
0
0
0
0
0
0
0
0
0
0
0
0
0
0
0
0
0
0
0
0
0
0
0
0
0
0
0
0
0
0
0
0
0
0
0
0
0
0
0
0
0
0
0
0
0
0
0
0
0
0
0
0
0
0
0
0
0
0
0
0
0
0
0
0
0
0
0
0
0
0
0
0
0
0
0
0
0
0
0
0
0
0
0
0
0
0
0
0
0
0
0
0
0
0
0
0
0
0
0
0
0
0
0
0
0
0
0
0
0
0
0
0
0
0
0
0
0
0
0
0
0
0
0
0
0
0
0
0
0
0
0
0
0
0
0
0
0
0
0
0
0
0
0
0
0
0
0
0
0
0
0
0
0
0
0
0
0
0
0
0
0
0
0
0
0
0
0
0
0
0
0
0
0
0
0
0
0
0
0
0
0
0
0
0
0
0
0
0
0
0
0
0
0
0
0
0
0
0
0
0
0
0
0
0
0
0
0
0
0
0
0
0
0
0
0
0
0
0
0
0
0
0
0
0
0
0
0
0
0
0
0
0
0
0
0
0
0
0
0
0
0
0
0
0
0
0
0
0
0
0
0
0
0
0
0
0
0
0
0
0
0
0
0
0
0
0
0
0
0
0
0
0
0
0
0
0
0
0
0
0
0
0
0
0
0
0
0
0
0
0
0
0
0
0
0
0
0
0
0
0
0
0
0
0
0
0
0
0
0
0
0
0
0
0
0
0
0
0
0
0
0
0
0
0
0
0
0
0
0
0
0
0
0
0
0
0
0
0
0
0
0
0
0
0
0
0
0
0
0
0
0
0
0
0
0
0
0
0
0
0
0
0
0
0
0
0
0
0
0
0
0
0
0
0
0
0
0
0
0
0
0
0
0
0
0
0
0
0
0
0
0
0
0
0
0
0
0
0
0
0
0
0
0
0
0
0
0
0
0
0
0
0
0
0
0
0
0
0
0
0
0
0
0
0
0
0
0
0
0
0
0
0
0
0
0
0
0
0
0
0
0
0
0
0
0
0
0
0
0
0
0
0
0
0
0
0
0
0
0
0
0
0
0
0
0
0
0
0
0
0
0
0
0
0
0
0
0
0
0
0
0
0
0
0
0
0
0
0
0
0
0
0
0
0
0
0
0
0
0
0
0
0
0
0
0
0
0
0
0
0
0
0
0
0
0
0
0
0
0
0
0
0
0
0
0
0
0
0
0
0
0
0
0
0
0
0
0
0
0
0
0
0
0
0
0
0
0
0
0
0
0
0
0
0
0
0
0
0
0
0
0
0
0
0
0
0
0
0
0
0
0
0
0
0
0
0
0
0
0
0
0
0
0
0
0
0
0
0
0
0
0
0
0
0
0
0
0
0
0
0
0
0
0
0
0
0
0
0
0
0
0
0
0
0
0
0
0
0
0
0
0
0
0
0
0
0
0
0
0
0
0
0
0
0
0
0
0
0
0
0
0
0
0
0
0
0
0
0
0
0
0
0
0
0
0
0
0
0
0
0
0
0
0
0
0
0
0
0
0
0
0
0
0
0
0
0
0
0
0
0
0
0
0
0
0
0
0
0
0
0
0
0
0
0
0
0
0
0
0
0
0
0
0
0
0
0
0
0
0
0
0
0
0
0
0
0
0
0
0
0
0
0
0
0
0
0
0
0
0
0
0
0
0
0
0
0
0
0
0
0
0
0
0
0
0
0
0
0
0
0
0
0
0
0
0
0
0
0
0
0
0
0
0
0
0
0
0
0
0
0
0
0
0
0
0
0
0
0
0
0
0
0
0
0
0
0
0
0
0
0
0
0
0
0
0
0
0
0
0
0
0
0
0
0
0
0
0
0
0
0
0
0
0
0
0
0
0
0
0
0
0
0
0
0
0
0
0
0
0
0
0
0
0
0
0
0
0
0
0
0
0
0
0
0
0
0
0
0
0
0
0
0
0
0
0
0
0
0
0
0
0
0
0
0
0
0
0
0
0
0
0
0
0
0
0
0
0
0
0
0
0
0
0
0
0
0
0
0
0
0
0
0
0
0
0
0
0
0
0
0
0
0
0
0
0
0
0
0
0
0
0
0
0
0
0
0
0
0
0
0
0
0
0
0
0
0
0
0
0
0
0
0
0
0
0
0
0
0
0
0
0
0
0
0
0
0
0
0
0
0
0
0
0
0
0
0
0
0
0
0
0
0
0
0
0
0
0
0
0
0
0
0
0
0
0
0
0
0
0
0
0
0
0
0
0
0
0
0
0
0
0
0
0
0
0
0
0
0
0
0
0
0
0
0
0
0
0
0
0
0
0
0
0
0
0
0
0
0
0
0
0
0
0
0
0
0
0
0
0
0
0
0
0
0
0
0
0
0
0
0
0
0
0
0
0
0
0
0
0
0
0
0
0
0
0
0
0
0
0
0
0
0
0
0
0
0
0
0
0
0
0
0
0
0
0
0
0
0
0
0
0
0
0
0
0
0
0
0
0
0
0
0
0
0
0
0
0
0
0
0
0
0
0
0
0
0
0
0
0
0
0
0
0
0
0
0
0
0
0
0
0
0
0
0
0
0
0
0
0
0
0
0
0
0
0
0
0
0
0
0
0
0
0
0
0
0
0
0
0
0
0
0
0
0
0
0
0
0
0
0
0
0
0
0
0
0
0
0
0
0
0
0
0
0
0
0
0
0
0
0
0
0
0
0
0
0
0
0
0
0
0
0
0
0
0
0
0
0
0
0
0
0
0
0
0
0
0
0
0
0
0
0
0
0
0
0
0
0
0
0
0
0
0
0
0
0
0
0
0
0
0
0
0
0
0
0
0
0
0
0
0
0
0
0
0
0
0
0
0
0
0
0
0
0
0
0
0
0
0
0
0
0
0
0
0
0
0
0
0
0
0
0
0
0
0
0
0
0
0
0
0
0
0
0
0
0
0
0
0
0
0
0
0
0
0
0
0
0
0
0
0
0
0
0
0
0
0
0
0
0
0
0
0
0
0
0
0
0
0
0
0
0
0
0
0
0
0
0
0
0
0
0
0
0
0
0
0
0
0
0
0
0
0
0
0
0
0
0
0
0
0
0
0
0
0
0
0
0
0
0
0
0
0
0
0
0
0
0
0
0
0
0
0
0
0
0
0
0
0
0
0
0
0
0
0
0
0
0
0
0
0
0
0
0
0
0
0
0
0
0
0
0
0
0
0
0
0
0
0
0
0
0
0
0
0
0
0
0
0
0
0
0
0
0
0
0
0
0
0
0
0
0
0
0
0
0
0
0
0
0
0
0
0
0
0
0
0
0
0
0
0
0
0
0
0
0
0
0
0
0
0
0
0
0
0
0
0
0
0
0
0
0
0
0
0
0
0
0
0
0
0
0
0
0
0
0
0
0
0
0
0
0
0
0
0
0
0
0
0
0
0
0
0
0
0
0
0
0
0
0
0
0
0
0
0
0
0
0
0
0
0
0
0
0
0
0
0
0
0
0
0
0
0
0
0
0
0
0
0
0
0
0
0
0
0
0
0
0
0
0
0
0
0
0
0
0
0
0
0
0
0
0
0
0
0
0
0
0
0
0
0
0
0
0
0
0
0
0
0
0
0
0
0
0
0
0
0
0
0
0
0
0
0
0
0
0
0
0
0
0
0
0
0
0
0
0
0
0
0
0
0
0
0
0
0
0
0
0
0
0
0
0
0
0
0
0
0
0
0
0
0
0
0
0
0
0
0
0
0
0
0
0
0
0
0
0
0
0
0
0
0
0
0
0
0
0
0
0
0
0
0
0
0
0
0
0
0
0
0
0
0
0
0
0
0
0
0
0
0
0
0
0
0
0
0
0
0
0
0
0
0
0
0
0
0
0
0
0
0
0
0
0
0
0
0
0
0
0
0
0
0
0
0
0
0
0
0
0
0
0
0
0
0
0
0
0
0
0
0
0
0
0
0
0
0
0
0
0
0
0
0
0
0
0
0
0
0
0
0
0
0
0
0
0
0
0
0
0
0
0
0
0
0
0
0
0
0
0
0
0
0
0
0
0
0
0
0
0
0
0
0
0
0
0
0
0
0
0
0
0
0
0
0
0
0
0
0
0
0
0
0
0
0
0
0
0
0
0
0
0
0
0
0
0
0
0
0
0
0
0
0
0
0
0
0
0
0
0
0
0
0
0
0
0
0
0
0
0
0
0
0
0
0
0
0
0
0
0
0
0
0
0
0
0
0
0
0
0
0
0
0
0
0
0
0
0
0
0
0
0
0
0
0
0
0
0
0
0
0
0
0
0
0
0
0
0
0
0
0
0
0
0
0
0
0
0
0
0
0
0
0
0
0
0
0
0
0
0
0
0
0
0
0
0
0
0
0
0
0
0
0
0
0
0
0
0
0
0
0
0
0
0
0
0
0
0
0
0
0
0
0
0
0
0
0
0
0
0
0
0
0
0
0
0
0
0
0
0
0
0
0
0
0
0
0
0
0
0
0
0
0
0
0
0
0
0
0
0
0
0
0
0
0
0
0
0
0
0
0
0
0
0
0
0
0
0
0
0
0
0
0
0
0
0
0
0
0
0
0
0
0
0
0
0
0
0
0
0
0
0
0
0
0
0
0
0
0
0
0
0
0
0
0
0
0
0
0
0
0
0
0
0
0
0
0
0
0
0
0
0
0
0
0
0
0
0
0
0
0
0
0
0
0
0
0
0
0
0
0
0
0
0
0
0
0
0
0
0
0
0
0
0
0
0
0
0
0
0
0
0
0
0
0
0
0
0
0
0
0
0
0
0
0
0
0
0
0
0
0
0
0
0
0
0
0
0
0
0
0
0
0
0
0
0
0
0
0
0
0
0
0
0
0
0
0
0
0
0
0
0
0
0
0
0
0
0
0
0
0
0
0
0
0
0
0
0
0
0
0
0
0
0
0
0
0
0
0
0
0
0
0
0
0
0
0
0
0
0
0
0
0
0
0
0
0
0
0
0
0
0
0
0
0
0
0
0
0
0
0
0
0
0
0
0
0
0
0
0
0
0
0
0
0
0
0
0
0
0
0
0
0
0
0
0
0
0
0
0
0
0
0
0
0
0
0
0
0
0
0
0
0
0
0
0
0
0
0
0
0
0
0
0
0
0
0
0
0
0
0
0
0
0
0
0
0
0
0
0
0
0
0
0
0
0
0
0
0
0
0
0
0
0
0
0
0
0
0
0
0
0
0
0
0
0
0
0
0
0
0
0
0
0
0
0
0
0
0
0
0
0
0
0
0
0
0
0
0
0
0
0
0
0
0
0
0
0
0
0
0
0
0
0
0
0
0
0
0
0
0
0
0
0
0
0
0
0
0
0
0
0
0
0
0
0
0
0
0
0
0
0
0
0
0
0
0
0
0
0
0
0
0
0
0
0
0
0
0
0
0
0
0
0
0
0
0
0
0
0
0
0
0
0
0
0
0
0
0
0
0
0
0
0
0
0
0
0
0
0
0
0
0
0
0
0
0
0
0
0
0
0
0
0
0
0
0
0
0
0
0
0
0
0
0
0
0
0
0
0
0
0
0
0
0
0
0
0
0
0
0
0
0
0
0
0
0
0
0
0
0
0
0
0
0
0
0
0
0
0
0
0
0
0
0
0
0
0
0
0
0
0
0
0
0
0
0
0
0
0
0
0
0
0
0
0
0
0
0
0
0
0
0
0
0
0
0
0
0
0
0
0
0
0
0
0
0
0
0
0
0
0
0
0
0
0
0
0
0
0
0
0
0
0
0
0
0
0
0
0
0
0
0
0
0
0
0
0
0
0
0
0
0
0
0
0
0
0
0
0
0
0
0
0
0
0
0
0
0
0
0
0
0
0
0
0
0
0
0
0
0
0
0
0
0
0
0
0
0
0
0
0
0
0
0
0
0
0
0
0
0
0
0
0
0
0
0
0
0
0
0
0
0
0
0
0
0
0
0
0
0
0
0
0
0
0
0
0
0
0
0
0
0
0
0
0
0
0
0
0
0
0
0
0
0
0
0
0
0
0
0
0
0
0
0
0
0
0
0
0
0
0
0
0
0
0
0
0
0
0
0
0
0
0
0
0
0
0
0
0
0
0
0
0
0
0
0
0
0
0
0
0
0
0
0
0
0
0
0
0
0
0
0
0
0
0
0
0
0
0
0
0
0
0
0
0
0
0
0
0
0
0
0
0
0
0
0
0
0
0
0
0
0
0
0
0
0
0
0
0
0
0
0
0
0
0
0
0
0
0
0
0
0
0
0
0
0
0
0
0
0
0
0
0
0
0
0
0
0
0
0
0
0
0
0
0
0
0
0
0
0
0
0
0
0
0
0
0
0
0
0
0
0
0
0
0
0
0
0
0
0
0
0
0
0
0
0
0
0
0
0
0
0
0
0
0
0
0
0
0
0
0
0
0
0
0
0
0
0
0
0
0
0
0
0
0
0
0
0
0
0
0
0
0
0
0
0
0
0
0
0
0
0
0
0
0
0
0
0
0
0
0
0
0
0
0
0
0
0
0
0
0
0
0
0
0
0
0
0
0
0
0
0
0
0
0
0
0
0
0
0
0
0
0
0
0
0
0
0
0
0
0
0
0
0
0
0
0
0
0
0
0
0
0
0
0
0
0
0
0
0
0
0
0
0
0
0
0
0
0
0
0
0
0
0
0
0
0
0
0
0
0
0
0
0
0
0
0
0
0
0
0
0
0
0
0
0
0
0
0
0
0
0
0
0
0
0
0
0
0
0
0
0
0
0
0
0
0
0
0
0
0
0
0
0
0
0
0
0
0
0
0
0
0
0
0
0
0
0
0
0
0
0
0
0
0
0
0
0
0
0
0
0
0
0
0
0
0
0
0
0
0
0
0
0
0
0
0
0
0
0
0
0
0
0
0
0
0
0
0
0
0
0
0
0
0
0
0
0
0
0
0
0
0
0
0
0
0
0
0
0
0
0
0
0
0
0
0
0
0
0
0
0
0
0
0
0
0
0
0
0
0
0
0
0
0
0
0
0
0
0
0
0
0
0
0
0
0
0
0
0
0
0
0
0
0
0
0
0
0
0
0
0
0
0
0
0
0
0
0
0
0
0
0
0
0
0
0
0
0
0
0
0
0
0
0
0
0
0
0
0
0
0
0
0
0
0
0
0
0
0
0
0
0
0
0
0
0
0
0
0
0
0
0
0
0
0
0
0
0
0
0
0
0
0
0
0
0
0
0
0
0
0
0
0
0
0
0
0
0
0
0
0
0
0
0
0
0
0
0
0
0
0
0
0
0
0
0
0
0
0
0
0
0
0
0
0
0
0
0
0
0
0
0
0
0
0
0
0
0
0
0
0
0
0
0
0
0
0
0
0
0
0
0
0
0
0
0
0
0
0
0
0
0
0
0
0
0
0
0
0
0
0
0
0
0
0
0
0
0
0
0
0
0
0
0
0
0
0
0
0
0
0
0
0
0
0
0
0
0
0
0
0
0
0
0
0
0
0
0
0
0
0
0
0
0
0
0
0
0
0
0
0
0
0
0
0
0
0
0
0
0
0
0
0
0
0
0
0
0
0
0
0
0
0
0
0
0
0
0
0
0
0
0
0
0
0
0
0
0
0
0
0
0
0
0
0
0
0
0
0
0
0
0
0
0
0
0
0
0
0
0
0
0
0
0
0
0
0
0
0
0
0
0
0
0
0
0
0
0
0
0
0
0
0
0
0
0
0
0
0
0
0
0
0
0
0
0
0
0
0
0
0
0
0
0
0
0
0
0
0
0
0
0
0
0
0
0
0
0
0
0
0
0
0
0
0
0
0
0
0
0
0
0
0
0
0
0
0
0
0
0
0
0
0
0
0
0
0
0
0
0
0
0
0
0
0
0
0
0
0
0
0
0
0
0
0
0
0
0
0
0
0
0
0
0
0
0
0
0
0
0
0
0
0
0
0
0
0
0
0
0
0
0
0
0
0
0
0
0
0
0
0
0
0
0
0
0
0
0
0
0
0
0
0
0
0
0
0
0
0
0
0
0
0
0
0
0
0
0
0
0
0
0
0
0
0
0
0
0
0
0
0
0
0
0
0
0
0
0
0
0
0
0
0
0
0
0
0
0
0
0
0
0
0
0
0
0
0
0
0
0
0
0
0
0
0
0
0
0
0
0
0
0
0
0
0
0
0
0
0
0
0
0
0
0
0
0
0
0
0
0
0
0
0
0
0
0
0
0
0
0
0
0
0
0
0
0
0
0
0
0
0
0
0
0
0
0
0
0
0
0
0
0
0
0
0
0
0
0
0
0
0
0
0
0
0
0
0
0
0
0
0
0
0
0
0
0
0
0
0
0
0
0
0
0
0
0
0
0
0
0
0
0
0
0
0
0
0
0
0
0
0
0
0
0
0
0
0
0
0
0
0
0
0
0
0
0
0
0
0
0
0
0
0
0
0
0
0
0
0
0
0
0
0
0
0
0
0
0
0
0
0
0
0
0
0
0
0
0
0
0
0
0
0
0
0
0
0
0
0
0
0
0
0
0
0
0
0
0
0
0
0
0
0
0
0
0
0
0
0
0
0
0
0
0
0
0
0
0
0
0
0
0
0
0
0
0
0
0
0
0
0
0
0
0
0
0
0
0
0
0
0
0
0
0
0
0
0
0
0
0
0
0
0
0
0
0
0
0
0
0
0
0
0
0
0
0
0
0
0
0
0
0
0
0
0
0
0
0
0
0
0
0
0
0
0
0
0
0
0
0
0
0
0
0
0
0
0
0
0
0
0
0
0
0
0
0
0
0
0
0
0
0
0
0
0
0
0
0
0
0
0
0
0
0
0
0
0
0
0
0
0
0
0
0
0
0
0
0
0
0
0
0
0
0
0
0
0
0
0
0
0
0
0
0
0
0
0
0
0
0
0
0
0
0
0
0
0
0
0
0
0
0
0
0
0
0
0
0
0
0
0
0
0
0
0
0
0
0
0
0
0
0
0
0
0
0
0
0
0
0
0
0
0
0
0
0
0
0
0
0
0
0
0
0
0
0
0
0
0
0
0
0
0
0
0
0
0
0
0
0
0
0
0
0
0
0
0
0
0
0
0
0
0
0
0
0
0
0
0
0
0
0
0
0
0
0
0
0
0
0
0
0
0
0
0
0
0
0
0
0
0
0
0
0
0
0
0
0
0
0
0
0
0
0
0
0
0
0
0
0
0
0
0
0
0
0
0
0
0
0
0
0
0
0
0
0
0
0
0
0
0
0
0
0
0
0
0
0
0
0
0
0
0
0
0
0
0
0
0
0
0
0
0
0
0
0
0
0
0
0
0
0
0
0
0
0
0
0
0
0
0
0
0
0
0
0
0
0
0
0
0
0
0
0
0
0
0
0
0
0
0
0
0
0
0
0
0
0
0
0
0
0
0
0
0
0
0
0
0
0
0
0
0
0
0
0
0
0
0
0
0
0
0
0
0
0
0
0
0
0
0
0
0
0
0
0
0
0
0
0
0
0
0
0
0
0
0
0
0
0
0
0
0
0
0
0
0
0
0
0
0
0
0
0
0
0
0
0
0
0
0
0
0
0
0
0
0
0
0
0
0
0
0
0
0
0
0
0
0
0
0
0
0
0
0
0
0
0
0
0
0
0
0
0
0
0
0
0
0
0
0
0
0
0
0
0
0
0
0
0
0
0
0
0
0
0
0
0
0
0
0
0
0
0
0
0
0
0
0
0
0
0
0
0
0
0
0
0
0
0
0
0
0
0
0
0
0
0
0
0
0
0
0
0
0
0
0
0
0
0
0
0
0
0
0
0
0
0
0
0
0
0
0
0
0
0
0
0
0
0
0
0
0
0
0
0
0
0
0
0
0
0
0
0
0
0
0
0
0
0
0
0
0
0
0
0
0
0
0
0
0
0
0
0
0
0
0
0
0
0
0
0
0
0
0
0
0
0
0
0
0
0
0
0
0
0
0
0
0
0
0
0
0
0
0
0
0
0
0
0
0
0
0
0
0
0
0
0
0
0
0
0
0
0
0
0
0
0
0
0
0
0
0
0
0
0
0
0
0
0
0
0
0
0
0
0
0
0
0
0
0
0
0
0
0
0
0
0
0
0
0
0
0
0
0
0
0
0
0
0
0
0
0
0
0
0
0
0
0
0
0
0
0
0
0
0
0
0
0
0
0
0
0
0
0
0
0
0
0
0
0
0
0
0
0
0
0
0
0
0
0
0
0
0
0
0
0
0
0
0
0
0
0
0
0
0
0
0
0
0
0
0
0
0
0
0
0
0
0
0
0
0
0
0
0
0
0
0
0
0
0
0
0
0
0
0
0
0
0
0
0
0
0
0
0
0
0
0
0
0
0
0
0
0
0
0
0
0
0
0
0
0
0
0
0
0
0
0
0
0
0
0
0
0
0
0
0
0
0
0
0
0
0
0
0
0
0
0
0
0
0
0
0
0
0
0
0
0
0
0
0
0
0
0
0
0
0
0
0
0
0
0
0
0
0
0
0
0
0
0
0
0
0
0
0
0
0
0
0
0
0
0
0
0
0
0
0
0
0
0
0
0
0
0
0
0
0
0
0
0
0
0
0
0
0
0
0
0
0
0
0
0
0
0
0
0
0
0
0
0
0
0
0
0
0
0
0
0
0
0
0
0
0
0
0
0
0
0
0
0
0
0
0
0
0
0
0
0
0
0
0
0
0
0
0
0
0
0
0
0
0
0
0
0
0
0
0
0
0
0
0
0
0
0
0
0
0
0
0
0
0
0
0
0
0
0
0
0
0
0
0
0
0
0
0
0
0
0
0
0
0
0
0
0
0
0
0
0
0
0
0
0
0
0
0
0
0
0
0
0
0
0
0
0
0
0
0
0
0
0
0
0
0
0
0
0
0
0
0
0
0
0
0
0
0
0
0
0
0
0
0
0
0
0
0
0
0
0
0
0
0
0
0
0
0
0
0
0
0
0
0
0
0
0
0
0
0
0
0
0
0
0
0
0
0
0
0
0
0
0
0
0
0
0
0
0
0
0
0
0
0
0
0
0
0
0
0
0
0
0
0
0
0
0
0
0
0
0
0
0
0
0
0
0
0
0
0
0
0
0
0
0
0
0
0
0
0
0
0
0
0
0
0
0
0
0
0
0
0
0
0
0
0
0
0
0
0
0
0
0
0
0
0
0
0
0
0
0
0
0
0
0
0
0
0
0
0
0
0
0
0
0
0
0
0
0
0
0
0
0
0
0
0
0
0
0
0
0
0
0
0
0
0
0
0
0
0
0
0
0
0
0
0
0
0
0
0
0
0
0
0
0
0
0
0
0
0
0
0
0
0
0
0
0
0
0
0
0
0
0
0
0
0
0
0
0
0
0
0
0
0
0
0
0
0
0
0
0
0
0
0
0
0
0
0
0
0
0
0
0
0
0
0
0
0
0
0
0
0
0
0
0
0
0
0
0
0
0
0
0
0
0
0
0
0
0
0
0
0
0
0
0
0
0
0
0
0
0
0
0
0
0
0
0
0
0
0
0
0
0
0
0
0
0
0
0
0
0
0
0
0
0
0
0
0
0
0
0
0
0
0
0
0
0
0
0
0
0
0
0
0
0
0
0
0
0
0
0
0
0
0
0
0
0
0
0
0
0
0
0
0
0
0
0
0
0
0
0
0
0
0
0
0
0
0
0
0
0
0
0
0
0
0
0
0
0
0
0
0
0
0
0
0
0
0
0
0
0
0
0
0
0
0
0
0
0
0
0
0
0
0
0
0
0
0
0
0
0
0
0
0
0
0
0
0
0
0
0
0
0
0
0
0
0
0
0
0
0
0
0
0
0
0
0
0
0
0
0
0
0
0
0
0
0
0
0
0
0
0
0
0
0
0
0
0
0
0
0
0
0
0
0
0
0
0
0
0
0
0
0
0
0
0
0
0
0
0
0
0
0
0
0
0
0
0
0
0
0
0
0
0
0
0
0
0
0
0
0
0
0
0
0
0
0
0
0
0
0
0
0
0
0
0
0
0
0
0
0
0
0
0
0
0
0
0
0
0
0
0
0
0
0
0
0
0
0
0
0
0
0
0
0
0
0
0
0
0
0
0
0
0
0
0
0
0
0
0
0
0
0
0
0
0
0
0
0
0
0
0
0
0
0
0
0
0
0
0
0
0
0
0
0
0
0
0
0
0
0
0
0
0
0
0
0
0
0
0
0
0
0
0
0
0
0
0
0
0
0
0
0
0
0
0
0
0
0
0
0
0
0
0
0
0
0
0
0
0
0
0
0
0
0
0
0
0
0
0
0
0
0
0
0
0
0
0
0
0
0
0
0
0
0
0
0
0
0
0
0
0
0
0
0
0
0
0
0
0
0
0
0
0
0
0
0
0
0
0
0
0
0
0
0
0
0
0
0
0
0
0
0
0
0
0
0
0
0
0
0
0
0
0
0
0
0
0
0
0
0
0
0
0
0
0
0
0
0
0
0
0
0
0
0
0
0
0
0
0
0
0
0
0
0
0
0
0
0
0
0
0
0
0
0
0
0
0
0
0
0
0
0
0
0
0
0
0
0
0
0
0
0
0
0
0
0
0
0
0
0
0
0
0
0
0
0
0
0
0
0
0
0
0
0
0
0
0
0
0
0
0
0
0
0
0
0
0
0
0
0
0
0
0
0
0
0
0
0
0
0
0
0
0
0
0
0
0
0
0
0
0
0
0
0
0
0
0
0
0
0
0
0
0
0
0
0
0
0
0
0
0
0
0
0
0
0
0
0
0
0
0
0
0
0
0
0
0
0
0
0
0
0
0
0
0
0
0
0
0
0
0
0
0
0
0
0
0
0
0
0
0
0
0
0
0
0
0
0
0
0
0
0
0
0
0
0
0
0
0
0
0
0
0
0
0
0
0
0
0
0
0
0
0
0
0
0
0
0
0
0
0
0
0
0
0
0
0
0
0
0
0
0
0
0
0
0
0
0
0
0
0
0
0
0
0
0
0
0
0
0
0
0
0
0
0
0
0
0
0
0
0
0
0
0
0
0
0
0
0
0
0
0
0
0
0
0
0
0
0
0
0
0
0
0
0
0
0
0
0
0
0
0
0
0
0
0
0
0
0
0
0
0
0
0
0
0
0
0
0
0
0
0
0
0
0
0
0
0
0
0
0
0
0
0
0
0
0
0
0
0
0
0
0
0
0
0
0
0
0
0
0
0
0
0
0
0
0
0
0
0
0
0
0
0
0
0
0
0
0
0
0
0
0
0
0
0
0
0
0
0
0
0
0
0
0
0
0
0
0
0
0
0
0
0
0
0
0
0
0
0
0
0
0
0
0
0
0
0
0
0
0
0
0
0
0
0
0
0
0
0
0
0
0
0
0
0
0
0
0
0
0
0
0
0
0
0
0
0
0
0
0
0
0
0
0
0
0
0
0
0
0
0
0
0
0
0
0
0
0
0
0
0
0
0
0
0
0
0
0
0
0
0
0
0
0
0
0
0
0
0
0
0
0
0
0
0
0
0
0
0
0
0
0
0
0
0
0
0
0
0
0
0
0
0
0
0
0
0
0
0
0
0
0
0
0
0
0
0
0
0
0
0
0
0
0
0
0
0
0
0
0
0
0
0
0
0
0
0
0
0
0
0
0
0
0
0
0
0
0
0
0
0
0
0
0
0
0
0
0
0
0
0
0
0
0
0
0
0
0
0
0
0
0
0
0
0
0
0
0
0
0
0
0
0
0
0
0
0
0
0
0
0
0
0
0
0
0
0
0
0
0
0
0
0
0
0
0
0
0
0
0
0
0
0
0
0
0
0
0
0
0
0
0
0
0
0
0
0
0
0
0
0
0
0
0
0
0
0
0
0
0
0
0
0
0
0
0
0
0
0
0
0
0
0
0
0
0
0
0
0
0
0
0
0
0
0
0
0
0
0
0
0
0
0
0
0
0
0
0
0
0
0
0
0
0
0
0
0
0
0
0
0
0
0
0
0
0
0
0
0
0
0
0
0
0
0
0
0
0
0
0
0
0
0
0
0
0
0
0
0
0
0
0
0
0
0
0
0
0
0
0
0
0
0
0
0
0
0
0
0
0
0
0
0
0
0
0
0
0
0
0
0
0
0
0
0
0
0
0
0
0
0
0
0
0
0
0
0
0
0
0
0
0
0
0
0
0
0
0
0
0
0
0
0
0
0
0
0
0
0
0
0
0
0
0
0
0
0
0
0
0
0
0
0
0
0
0
0
0
0
0
0
0
0
0
0
0
0
0
0
0
0
0
0
0
0
0
0
0
0
0
0
0
0
0
0
0
0
0
0
0
0
0
0
0
0
0
0
0
0
0
0
0
0
0
0
0
0
0
0
0
0
0
0
0
0
0
0
0
0
0
0
0
0
0
0
0
0
0
0
0
0
0
0
0
0
0
0
0
0
0
0
0
0
0
0
0
0
0
0
0
0
0
0
0
0
0
0
0
0
0
0
0
0
0
0
0
0
0
0
0
0
0
0
0
0
0
0
0
0
0
0
0
0
0
0
0
0
0
0
0
0
0
0
0
0
0
0
0
0
0
0
0
0
0
0
0
0
0
0
0
0
0
0
0
0
0
0
0
0
0
0
0
0
0
0
0
0
0
0
0
0
0
0
0
0
0
0
0
0
0
0
0
0
0
0
0
0
0
0
0
0
0
0
0
0
0
0
0
0
0
0
0
0
0
0
0
0
0
0
0
0
0
0
0
0
0
0
0
0
0
0
0
0
0
0
0
0
0
0
0
0
0
0
0
0
0
0
0
0
0
0
0
0
0
0
0
0
0
0
0
0
0
0
0
0
0
0
0
0
0
0
0
0
0
0
0
0
0
0
0
0
0
0
0
0
0
0
0
0
0
0
0
0
0
0
0
0
0
0
0
0
0
0
0
0
0
0
0
0
0
0
0
0
0
0
0
0
0
0
0
0
0
0
0
0
0
0
0
0
0
0
0
0
0
0
0
0
0
0
0
0
0
0
0
0
0
0
0
0
0
0
0
0
0
0
0
0
0
0
0
0
0
0
0
0
0
0
0
0
0
0
0
0
0
0
0
0
0
0
0
0
0
0
0
0
0
0
0
0
0
0
0
0
0
0
0
0
0
0
0
0
0
0
0
0
0
0
0
0
0
0
0
0
0
0
0
0
0
0
0
0
0
0
0
0
0
0
0
0
0
0
0
0
0
0
0
0
0
0
0
0
0
0
0
0
0
0
0
0
0
0
0
0
0
0
0
0
0
0
0
0
0
0
0
0
0
0
0
0
0
0
0
0
0
0
0
0
0
0
0
0
0
0
0
0
0
0
0
0
0
0
0
0
0
0
0
0
0
0
0
0
0
0
0
0
0
0
0
0
0
0
0
0
0
0
0
0
0
0
0
0
0
0
0
0
0
0
0
0
0
0
0
0
0
0
0
0
0
0
0
0
0
0
0
0
0
0
0
0
0
0
0
0
0
0
0
0
0
0
0
0
0
0
0
0
0
0
0
0
0
0
0
0
0
0
0
0
0
0
0
0
0
0
0
0
0
0
0
0
0
0
0
0
0
0
0
0
0
0
0
0
0
0
0
0
0
0
0
0
0
0
0
0
0
0
0
0
0
0
0
0
0
0
0
0
0
0
0
0
0
0
0
0
0
0
0
0
0
0
0
0
0
0
0
0
0
0
0
0
0
0
0
0
0
0
0
0
0
0
0
0
0
0
0
0
0
0
0
0
0
0
0
0
0
0
0
0
0
0
0
0
0
0
0
0
0
0
0
0
0
0
0
0
0
0
0
0
0
0
0
0
0
0
0
0
0
0
0
0
0
0
0
0
0
0
0
0
0
0
0
0
0
0
0
0
0
0
0
0
0
0
0
0
0
0
0
0
0
0
0
0
0
0
0
0
0
0
0
0
0
0
0
0
0
0
0
0
0
0
0
0
0
0
0
0
0
0
0
0
0
0
0
0
0
0
0
0
0
0
0
0
0
0
0
0
0
0
0
0
0
0
0
0
0
0
0
0
0
0
0
0
0
0
0
0
0
0
0
0
0
0
0
0
0
0
0
0
0
0
0
0
0
0
0
0
0
0
0
0
0
0
0
0
0
0
0
0
0
0
0
0
0
0
0
0
0
0
0
0
0
0
0
0
0
0
0
0
0
0
0
0
0
0
0
0
0
0
0
0
0
0
0
0
0
0
0
0
0
0
0
0
0
0
0
0
0
0
0
0
0
0
0
0
0
0
0
0
0
0
0
0
0
0
0
0
0
0
0
0
0
0
0
0
0
0
0
0
0
0
0
0
0
0
0
0
0
0
0
0
0
0
0
0
0
0
0
0
0
0
0
0
0
0
0
0
0
0
0
0
0
0
0
0
0
0
0
0
0
0
0
0
0
0
0
0
0
0
0
0
0
0
0
0
0
0
0
0
0
0
0
0
0
0
0
0
0
0
0
0
0
0
0
0
0
0
0
0
0
0
0
0
0
0
0
0
0
0
0
0
0
0
0
0
0
0
0
0
0
0
0
0
0
0
0
0
0
0
0
0
0
0
0
0
0
0
0
0
0
0
0
0
0
0
0
0
0
0
0
0
0
0
0
0
0
0
0
0
0
0
0
0
0
0
0
0
0
0
0
0
0
0
0
0
0
0
0
0
0
0
0
0
0
0
0
0
0
0
0
0
0
0
0
0
0
0
0
0
0
0
0
0
0
0
0
0
0
0
0
0
0
0
0
0
0
0
0
0
0
0
0
0
0
0
0
0
0
0
0
0
0
0
0
0
0
0
0
0
0
0
0
0
0
0
0
0
0
0
0
0
0
0
0
0
0
0
0
0
0
0
0
0
0
0
0
0
0
0
0
0
0
0
0
0
0
0
0
0
0
0
0
0
0
0
0
0
0
0
0
0
0
0
0
0
0
0
0
0
0
0
0
0
0
0
0
0
0
0
0
0
0
0
0
0
0
0
0
0
0
0
0
0
0
0
0
0
0
0
0
0
0
0
0
0
0
0
0
0
0
0
0
0
0
0
0
0
0
0
0
0
0
0
0
0
0
0
0
0
0
0
0
0
0
0
0
0
0
0
0
0
0
0
0
0
0
0
0
0
0
0
0
0
0
0
0
0
0
0
0
0
0
0
0
0
0
0
0
0
0
0
0
0
0
0
0
0
0
0
0
0
0
0
0
0
0
0
0
0
0
0
0
0
0
0
0
0
0
0
0
0
0
0
0
0
0
0
0
0
0
0
0
0
0
0
0
0
0
0
0
0
0
0
0
0
0
0
0
0
0
0
0
0
0
0
0
0
0
0
0
0
0
0
0
0
0
0
0
0
0
0
0
0
0
0
0
0
0
0
0
0
0
0
0
0
0
0
0
0
0
0
0
0
0
0
0
0
0
0
0
0
0
0
0
0
0
0
0
0
0
0
0
0
0
0
0
0
0
0
0
0
0
0
0
0
0
0
0
0
0
0
0
0
0
0
0
0
0
0
0
0
0
0
0
0
0
0
0
0
0
0
0
0
0
0
0
0
0
0
0
0
0
0
0
0
0
0
0
0
0
0
0
0
0
0
0
0
0
0
0
0
0
0
0
0
0
0
0
0
0
0
0
0
0
0
0
0
0
0
0
0
0
0
0
0
0
0
0
0
0
0
0
0
0
0
0
0
0
0
0
0
0
0
0
0
0
0
0
0
0
0
0
0
0
0
0
0
0
0
0
0
0
0
0
0
0
0
0
0
0
0
0
0
0
0
0
0
0
0
0
0
0
0
0
0
0
0
0
0
0
0
0
0
0
0
0
0
0
0
0
0
0
0
0
0
0
0
0
0
0
0
0
0
0
0
0
0
0
0
0
0
0
0
0
0
0
0
0
0
0
0
0
0
0
0
0
0
0
0
0
0
0
0
0
0
0
0
0
0
0
0
0
0
0
0
0
0
0
0
0
0
0
0
0
0
0
0
0
0
0
0
0
0
0
0
0
0
0
0
0
0
0
0
0
0
0
0
0
0
0
0
0
0
0
0
0
0
0
0
0
0
0
0
0
0
0
0
0
0
0
0
0
0
0
0
0
0
0
0
0
0
0
0
0
0
0
0
0
0
0
0
0
0
0
0
0
0
0
0
0
0
0
0
0
0
0
0
0
0
0
0
0
0
0
0
0
0
0
0
0
0
0
0
0
0
0
0
0
0
0
0
0
0
0
0
0
0
0
0
0
0
0
0
0
0
0
0
0
0
0
0
0
0
0
0
0
0
0
0
0
0
0
0
0
0
0
0
0
0
0
0
0
0
0
0
0
0
0
0
0
0
0
0
0
0
0
0
0
0
0
0
0
0
0
0
0
0
0
0
0
0
0
0
0
0
0
0
0
0
0
0
0
0
0
0
0
0
0
0
0
0
0
0
0
0
0
0
0
0
0
0
0
0
0
0
0
0
0
0
0
0
0
0
0
0
0
0
0
0
0
0
0
0
0
0
0
0
0
0
0
0
0
0
0
0
0
0
0
0
0
0
0
0
0
0
0
0
0
0
0
0
0
0
0
0
0
0
0
0
0
0
0
0
0
0
0
0
0
0
0
0
0
0
0
0
0
0
0
0
0
0
0
0
0
0
0
0
0
0
0
0
0
0
0
0
0
0
0
0
0
0
0
0
0
0
0
0
0
0
0
0
0
0
0
0
0
0
0
0
0
0
0
0
0
0
0
0
0
0
0
0
0
0
0
0
0
0
0
0
0
0
0
0
0
0
0
0
0
0
0
0
0
0
0
0
0
0
0
0
0
0
0
0
0
0
0
0
0
0
0
0
0
0
0
0
0
0
0
0
0
0
0
0
0
0
0
0
0
0
0
0
0
0
0
0
0
0
0
0
0
0
0
0
0
0
0
0
0
0
0
0
0
0
0
0
0
0
0
0
0
0
0
0
0
0
0
0
0
0
0
0
0
0
0
0
0
0
0
0
0
0
0
0
0
0
0
0
0
0
0
0
0
0
0
0
0
0
0
0
0
0
0
0
0
0
0
0
0
0
0
0
0
0
0
0
0
0
0
0
0
0
0
0
0
0
0
0
0
0
0
0
0
0
0
0
0
0
0
0
0
0
0
0
0
0
0
0
0
0
0
0
0
0
0
0
0
0
0
0
0
0
0
0
0
0
0
0
0
0
0
0
0
0
0
0
0
0
0
0
0
0
0
0
0
0
0
0
0
0
0
0
0
0
0
0
0
0
0
0
0
0
0
0
0
0
0
0
0
0
0
0
0
0
0
0
0
0
0
0
0
0
0
0
0
0
0
0
0
0
0
0
0
0
0
0
0
0
0
0
0
0
0
0
0
0
0
0
0
0
0
0
0
0
0
0
0
0
0
0
0
0
0
0
0
0
0
0
0
0
0
0
0
0
0
0
0
0
0
0
0
0
0
0
0
0
0
0
0
0
0
0
0
0
0
0
0
0
0
0
0
0
0
0
0
0
0
0
0
0
0
0
0
0
0
0
0
0
0
0
0
0
0
0
0
0
0
0
0
0
0
0
0
0
0
0
0
0
0
0
0
0
0
0
0
0
0
0
0
0
0
0
0
0
0
0
0
0
0
0
0
0
0
0
0
0
0
0
0
0
0
0
0
0
0
0
0
0
0
0
0
0
0
0
0
0
0
0
0
0
0
0
0
0
0
0
0
0
0
0
0
0
0
0
0
0
0
0
0
0
0
0
0
0
0
0
0
0
0
0
0
0
0
0
0
0
0
0
0
0
0
0
0
0
0
0
0
0
0
0
0
0
0
0
0
0
0
0
0
0
0
0
0
0
0
0
0
0
0
0
0
0
0
0
0
0
0
0
0
0
0
0
0
0
0
0
0
0
0
0
0
0
0
0
0
0
0
0
0
0
0
0
0
0
0
0
0
0
0
0
0
0
0
0
0
0
0
0
0
0
0
0
0
0
0
0
0
0
0
0
0
0
0
0
0
0
0
0
0
0
0
0
0
0
0
0
0
0
0
0
0
0
0
0
0
0
0
0
0
0
0
0
0
0
0
0
0
0
0
0
0
0
0
0
0
0
0
0
0
0
0
0
0
0
0
0
0
0
0
0
0
0
0
0
0
0
0
0
0
0
0
0
0
0
0
0
0
0
0
0
0
0
0
0
0
0
0
0
0
0
0
0
0
0
0
0
0
0
0
0
0
0
0
0
0
0
0
0
0
0
0
0
0
0
0
0
0
0
0
0
0
0
0
0
0
0
0
0
0
0
0
0
0
0
0
0
0
0
0
0
0
0
0
0
0
0
0
0
0
0
0
0
0
0
0
0
0
0
0
0
0
0
0
0
0
0
0
0
0
0
0
0
0
0
0
0
0
0
0
0
0
0
0
0
0
0
0
0
0
0
0
0
0
0
0
0
0
0
0
0
0
0
0
0
0
0
0
0
0
0
0
0
0
0
0
0
0
0
0
0
0
0
0
0
0
0
0
0
0
0
0
0
0
0
0
0
0
0
0
0
0
0
0
0
0
0
0
0
0
0
0
0
0
0
0
0
0
0
0
0
0
0
0
0
0
0
0
0
0
0
0
0
0
0
0
0
0
0
0
0
0
0
0
0
0
0
0
0
0
0
0
0
0
0
0
0
0
0
0
0
0
0
0
0
0
0
0
0
0
0
0
0
0
0
0
0
0
0
0
0
0
0
0
0
0
0
0
0
0
0
0
0
0
0
0
0
0
0
0
0
0
0
0
0
0
0
0
0
0
0
0
0
0
0
0
0
0
0
0
0
0
0
0
0
0
0
0
0
0
0
0
0
0
0
0
0
0
0
0
0
0
0
0
0
0
0
0
0
0
0
0
0
0
0
0
0
0
0
0
0
0
0
0
0
0
0
0
0
0
0
0
0
0
0
0
0
0
0
0
0
0
0
0
0
0
0
0
0
0
0
0
0
0
0
0
0
0
0
0
0
0
0
0
0
0
0
0
0
0
0
0
0
0
0
0
0
0
0
0
0
0
0
0
0
0
0
0
0
0
0
0
0
0
0
0
0
0
0
0
0
0
0
0
0
0
0
0
0
0
0
0
0
0
0
0
0
0
0
0
0
0
0
0
0
0
0
0
0
0
0
0
0
0
0
0
0
0
0
0
0
0
0
0
0
0
0
0
0
0
0
0
0
0
0
0
0
0
0
0
0
0
0
0
0
0
0
0
0
0
0
0
0
0
0
0
0
0
0
0
0
0
0
0
0
0
0
0
0
0
0
0
0
0
0
0
0
0
0
0
0
0
0
0
0
0
0
0
0
0
0
0
0
0
0
0
0
0
0
0
0
0
0
0
0
0
0
0
0
0
0
0
0
0
0
0
0
0
0
0
0
0
0
0
0
0
0
0
0
0
0
0
0
0
0
0
0
0
0
0
0
0
0
0
0
0
0
0
0
0
0
0
0
0
0
0
0
0
0
0
0
0
0
0
0
0
0
0
0
0
0
0
0
0
0
0
0
0
0
0
0
0
0
0
0
0
0
0
0
0
0
0
0
0
0
0
0
0
0
0
0
0
0
0
0
0
0
0
0
0
0
0
0
0
0
0
0
0
0
0
0
0
0
0
0
0
0
0
0
0
0
0
0
0
0
0
0
0
0
0
0
0
0
0
0
0
0
0
0
0
0
0
0
0
0
0
0
0
0
0
0
0
0
0
0
0
0
0
0
0
0
0
0
0
0
0
0
0
0
0
0
0
0
0
0
0
0
0
0
0
0
0
0
0
0
0
0
0
0
0
0
0
0
0
0
0
0
0
0
0
0
0
0
0
0
0
0
0
0
0
0
0
0
0
0
0
0
0
0
0
0
0
0
0
0
0
0
0
0
0
0
0
0
0
0
0
0
0
0
0
0
0
0
0
0
0
0
0
0
0
0
0
0
0
0
0
0
0
0
0
0
0
0
0
0
0
0
0
0
0
0
0
0
0
0
0
0
0
0
0
0
0
0
0
0
0
0
0
0
0
0
0
0
0
0
0
0
0
0
0
0
0
0
0
0
0
0
0
0
0
0
0
0
0
0
0
0
0
0
0
0
0
0
0
0
0
0
0
0
0
0
0
0
0
0
0
0
0
0
0
0
0
0
0
0
0
0
0
0
0
0
0
0
0
0
0
0
0
0
0
0
0
0
0
0
0
0
0
0
0
0
0
0
0
0
0
0
0
0
0
0
0
0
0
0
0
0
0
0
0
0
0
0
0
0
0
0
0
0
0
0
0
0
0
0
0
0
0
0
0
0
0
0
0
0
0
0
0
0
0
0
0
0
0
0
0
0
0
0
0
0
0
0
0
0
0
0
0
0
0
0
0
0
0
0
0
0
0
0
0
0
0
0
0
0
0
0
0
0
0
0
0
0
0
0
0
0
0
0
0
0
0
0
0
0
0
0
0
0
0
0
0
0
0
0
0
0
0
0
0
0
0
0
0
0
0
0
0
0
0
0
0
0
0
0
0
0
0
0
0
0
0
0
0
0
0
0
0
0
0
0
0
0
0
0
0
0
0
0
0
0
0
0
0
0
0
0
0
0
0
0
0
0
0
0
0
0
0
0
0
0
0
0
0
0
0
0
0
0
0
0
0
0
0
0
0
0
0
0
0
0
0
0
0
0
0
0
0
0
0
0
0
0
0
0
0
0
0
0
0
0
0
0
0
0
0
0
0
0
0
0
0
0
0
0
0
0
0
0
0
0
0
0
0
0
0
0
0
0
0
0
0
0
0
0
0
0
0
0
0
0
0
0
0
0
0
0
0
0
0
0
0
0
0
0
0
0
0
0
0
0
0
0
0
0
0
0
0
0
0
0
0
0
0
0
0
0
0
0
0
0
0
0
0
0
0
0
0
0
0
0
0
0
0
0
0
0
0
0
0
0
0
0
0
0
0
0
0
0
0
0
0
0
0
0
0
0
0
0
0
0
0
0
0
0
0
0
0
0
0
0
0
0
0
0
0
0
0
0
0
0
0
0
0
0
0
0
0
0
0
0
0
0
0
0
0
0
0
0
0
0
0
0
0
0
0
0
0
0
0
0
0
0
0
0
0
0
0
0
0
0
0
0
0
0
0
0
0
0
0
0
0
0
0
0
0
0
0
0
0
0
0
0
0
0
0
0
0
0
0
0
0
0
0
0
0
0
0
0
0
0
0
0
0
0
0
0
0
0
0
0
0
0
0
0
0
0
0
0
0
0
0
0
0
0
0
0
0
0
0
0
0
0
0
0
0
0
0
0
0
0
0
0
0
0
0
0
0
0
0
0
0
0
0
0
0
0
0
0
0
0
0
0
0
0
0
0
0
0
0
0
0
0
0
0
0
0
0
0
0
0
0
0
0
0
0
0
0
0
0
0
0
0
0
0
0
0
0
0
0
0
0
0
0
0
0
0
0
0
0
0
0
0
0
0
0
0
0
0
0
0
0
0
0
0
0
0
0
0
0
0
0
0
0
0
0
0
0
0
0
0
0
0
0
0
0
0
0
0
0
0
0
0
0
0
0
0
0
0
0
0
0
0
0
0
0
0
0
0
0
0
0
0
0
0
0
0
0
0
0
0
0
0
0
0
0
0
0
0
0
0
0
0
0
0
0
0
0
0
0
0
0
0
0
0
0
0
0
0
0
0
0
0
0
0
0
0
0
0
0
0
0
0
0
0
0
0
0
0
0
0
0
0
0
0
0
0
0
0
0
0
0
0
0
0
0
0
0
0
0
0
0
0
0
0
0
0
0
0
0
0
0
0
0
0
0
0
0
0
0
0
0
0
0
0
0
0
0
0
0
0
0
0
0
0
0
0
0
0
0
0
0
0
0
0
0
0
0
0
0
0
0
0
0
0
0
0
0
0
0
0
0
0
0
0
0
0
0
0
0
0
0
0
0
0
0
0
0
0
0
0
0
0
0
0
0
0
0
0
0
0
0
0
0
0
0
0
0
0
0
0
0
0
0
0
0
0
0
0
0
0
0
0
0
0
0
0
0
0
0
0
0
0
0
0
0
0
0
0
0
0
0
0
0
0
0
0
0
0
0
0
0
0
0
0
0
0
0
0
0
0
0
0
0
0
0
0
0
0
0
0
0
0
0
0
0
0
0
0
0
0
0
0
0
0
0
0
0
0
0
0
0
0
0
0
0
0
0
0
0
0
0
0
0
0
0
0
0
0
0
0
0
0
0
0
0
0
0
0
0
0
0
0
0
0
0
0
0
0
0
0
0
0
0
0
0
0
0
0
0
0
0
0
0
0
0
0
0
0
0
0
0
0
0
0
0
0
0
0
0
0
0
0
0
0
0
0
0
0
0
0
0
0
0
0
0
0
0
0
0
0
0
0
0
0
0
0
0
0
0
0
0
0
0
0
0
0
0
0
0
0
0
0
0
0
0
0
0
0
0
0
0
0
0
0
0
0
0
0
0
0
0
0
0
0
0
0
0
0
0
0
0
0
0
0
0
0
0
0
0
0
0
0
0
0
0
0
0
0
0
0
0
0
0
0
0
0
0
0
0
0
0
0
0
0
0
0
0
0
0
0
0
0
0
0
0
0
0
0
0
0
0
0
0
0
0
0
0
0
0
0
0
0
0
0
0
0
0
0
0
0
0
0
0
0
0
0
0
0
0
0
0
0
0
0
0
0
0
0
0
0
0
0
0
0
0
0
0
0
0
0
0
0
0
0
0
0
0
0
0
0
0
0
0
0
0
0
0
0
0
0
0
0
0
0
0
0
0
0
0
0
0
0
0
0
0
0
0
0
0
0
0
0
0
0
0
0
0
0
0
0
0
0
0
0
0
0
0
0
0
0
0
0
0
0
0
0
0
0
0
0
0
0
0
0
0
0
0
0
0
0
0
0
0
0
0
0
0
0
0
0
0
0
0
0
0
0
0
0
0
0
0
0
0
0
0
0
0
0
0
0
0
0
0
0
0
0
0
0
0
0
0
0
0
0
0
0
0
0
0
0
0
0
0
0
0
0
0
0
0
0
0
0
0
0
0
0
0
0
0
0
0
0
0
0
0
0
0
0
0
0
0
0
0
0
0
0
0
0
0
0
0
0
0
0
0
0
0
0
0
0
0
0
0
0
0
0
0
0
0
0
0
0
0
0
0
0
0
0
0
0
0
0
0
0
0
0
0
0
0
0
0
0
0
0
0
0
0
0
0
0
0
0
0
0
0
0
0
0
0
0
0
0
0
0
0
0
0
0
0
0
0
0
0
0
0
0
0
0
0
0
0
0
0
0
0
0
0
0
0
0
0
0
0
0
0
0
0
0
0
0
0
0
0
0
0
0
0
0
0
0
0
0
0
0
0
0
0
0
0
0
0
0
0
0
0
0
0
0
0
0
0
0
0
0
0
0
0
0
0
0
0
0
0
0
0
0
0
0
0
0
0
0
0
0
0
0
0
0
0
0
0
0
0
0
0
0
0
0
0
0
0
0
0
0
0
0
0
0
0
0
0
0
0
0
0
0
0
0
0
0
0
0
0
0
0
0
0
0
0
0
0
0
0
0
0
0
0
0
0
0
0
0
0
0
0
0
0
0
0
0
0
0
0
0
0
0
0
0
0
0
0
0
0
0
0
0
0
0
0
0
0
0
0
0
0
0
0
0
0
0
0
0
0
0
0
0
0
0
0
0
0
0
0
0
0
0
0
0
0
0
0
0
0
0
0
0
0
0
0
0
0
0
0
0
0
0
0
0
0
0
0
0
0
0
0
0
0
0
0
0
0
0
0
0
0
0
0
0
0
0
0
0
0
0
0
0
0
0
0
0
0
0
0
0
0
0
0
0
0
0
0
0
0
0
0
0
0
0
0
0
0
0
0
0
0
0
0
0
0
0
0
0
0
0
0
0
0
0
0
0
0
0
0
0
0
0
0
0
0
0
0
0
0
0
0
0
0
0
0
0
0
0
0
0
0
0
0
0
0
0
0
0
0
0
0
0
0
0
0
0
0
0
0
0
0
0
0
0
0
0
0
0
0
0
0
0
0
0
0
0
0
0
0
0
0
0
0
0
0
0
0
0
0
0
0
0
0
0
0
0
0
0
0
0
0
0
0
0
0
0
0
0
0
0
0
0
0
0
0
0
0
0
0
0
0
0
0
0
0
0
0
0
0
0
0
0
0
0
0
0
0
0
0
0
0
0
0
0
0
0
0
0
0
0
0
0
0
0
0
0
0
0
0
0
0
0
0
0
0
0
0
0
0
0
0
0
0
0
0
0
0
0
0
0
0
0
0
0
0
0
0
0
0
0
0
0
0
0
0
0
0
0
0
0
0
0
0
0
0
0
0
0
0
0
0
0
0
0
0
0
0
0
0
0
0
0
0
0
0
0
0
0
0
0
0
0
0
0
0
0
0
0
0
0
0
0
0
0
0
0
0
0
0
0
0
0
0
0
0
0
0
0
0
0
0
0
0
0
0
0
0
0
0
0
0
0
0
0
0
0
0
0
0
0
0
0
0
0
0
0
0
0
0
0
0
0
0
0
0
0
0
0
0
0
0
0
0
0
0
0
0
0
0
0
0
0
0
0
0
0
0
0
0
0
0
0
0
0
0
0
0
0
0
0
0
0
0
0
0
0
0
0
0
0
0
0
0
0
0
0
0
0
0
0
0
0
0
0
0
0
0
0
0
0
0
0
0
0
0
0
0
0
0
0
0
0
0
0
0
0
0
0
0
0
0
0
0
0
0
0
0
0
0
0
0
0
0
0
0
0
0
0
0
0
0
0
0
0
0
0
0
0
0
0
0
0
0
0
0
0
0
0
0
0
0
0
0
0
0
0
0
0
0
0
0
0
0
0
0
0
0
0
0
0
0
0
0
0
0
0
0
0
0
0
0
0
0
0
0
0
0
0
0
0
0
0
0
0
0
0
0
0
0
0
0
0
0
0
0
0
0
0
0
0
0
0
0
0
0
0
0
0
0
0
0
0
0
0
0
0
0
0
0
0
0
0
0
0
0
0
0
0
0
0
0
0
0
0
0
0
0
0
0
0
0
0
0
0
0
0
0
0
0
0
0
0
0
0
0
0
0
0
0
0
0
0
0
0
0
0
0
0
0
0
0
0
0
0
0
0
0
0
0
0
0
0
0
0
0
0
0
0
0
0
0
0
0
0
0
0
0
0
0
0
0
0
0
0
0
0
0
0
0
0
0
0
0
0
0
0
0
0
0
0
0
0
0
0
0
0
0
0
0
0
0
0
0
0
0
0
0
0
0
0
0
0
0
0
0
0
0
0
0
0
0
0
0
0
0
0
0
0
0
0
0
0
0
0
0
0
0
0
0
0
0
0
0
0
0
0
0
0
0
0
0
0
0
0
0
0
0
0
0
0
0
0
0
0
0
0
0
0
0
0
0
0
0
0
0
0
0
0
0
0
0
0
0
0
0
0
0
0
0
0
0
0
0
0
0
0
0
0
0
0
0
0
0
0
0
0
0
0
0
0
0
0
0
0
0
0
0
0
0
0
0
0
0
0
0
0
0
0
0
0
0
0
0
0
0
0
0
0
0
0
0
0
0
0
0
0
0
0
0
0
0
0
0
0
0
0
0
0
0
0
0
0
0
0
0
0
0
0
0
0
0
0
0
0
0
0
0
0
0
0
0
0
0
0
0
0
0
0
0
0
0
0
0
0
0
0
0
0
0
0
0
0
0
0
0
0
0
0
0
0
0
0
0
0
0
0
0
0
0
0
0
0
0
0
0
0
0
0
0
0
0
0
0
0
0
0
0
0
0
0
0
0
0
0
0
0
0
0
0
0
0
0
0
0
0
0
0
0
0
0
0
0
0
0
0
0
0
0
0
0
0
0
0
0
0
0
0
0
0
0
0
0
0
0
0
0
0
0
0
0
0
0
0
0
0
0
0
0
0
0
0
0
0
0
0
0
0
0
0
0
0
0
0
0
0
0
0
0
0
0
0
0
0
0
0
0
0
0
0
0
0
0
0
0
0
0
0
0
0
0
0
0
0
0
0
0
0
0
0
0
0
0
0
0
0
0
0
0
0
0
0
0
0
0
0
0
0
0
0
0
0
0
0
0
0
0
0
0
0
0
0
0
0
0
0
0
0
0
0
0
0
0
0
0
0
0
0
0
0
0
0
0
0
0
0
0
0
0
0
0
0
0
0
0
0
0
0
0
0
0
0
0
0
0
0
0
0
0
0
0
0
0
0
0
0
0
0
0
0
0
0
0
0
0
0
0
0
0
0
0
0
0
0
0
0
0
0
0
0
0
0
0
0
0
0
0
0
0
0
0
0
0
0
0
0
0
0
0
0
0
0
0
0
0
0
0
0
0
0
0
0
0
0
0
0
0
0
0
0
0
0
0
0
0
0
0
0
0
0
0
0
0
0
0
0
0
0
0
0
0
0
0
0
0
0
0
0
0
0
0
0
0
0
0
0
0
0
0
0
0
0
0
0
0
0
0
0
0
0
0
0
0
0
0
0
0
0
0
0
0
0
0
0
0
0
0
0
0
0
0
0
0
0
0
0
0
0
0
0
0
0
0
0
0
0
0
0
0
0
0
0
0
0
0
0
0
0
0
0
0
0
0
0
0
0
0
0
0
0
0
0
0
0
0
0
0
0
0
0
0
0
0
0
0
0
0
0
0
0
0
0
0
0
0
0
0
0
0
0
0
0
0
0
0
0
0
0
0
0
0
0
0
0
0
0
0
0
0
0
0
0
0
0
0
0
0
0
0
0
0
0
0
0
0
0
0
0
0
0
0
0
0
0
0
0
0
0
0
0
0
0
0
0
0
0
0
0
0
0
0
0
0
0
0
0
0
0
0
0
0
0
0
0
0
0
0
0
0
0
0
0
0
0
0
0
0
0
0
0
0
0
0
0
0
0
0
0
0
0
0
0
0
0
0
0
0
0
0
0
0
0
0
0
0
0
0
0
0
0
0
0
0
0
0
0
0
0
0
0
0
0
0
0
0
0
0
0
0
0
0
0
0
0
0
0
0
0
0
0
0
0
0
0
0
0
0
0
0
0
0
0
0
0
0
0
0
0
0
0
0
0
0
0
0
0
0
0
0
0
0
0
0
0
0
0
0
0
0
0
0
0
0
0
0
0
0
0
0
0
0
0
0
0
0
0
0
0
0
0
0
0
0
0
0
0
0
0
0
0
0
0
0
0
0
0
0
0
0
0
0
0
0
0
0
0
0
0
0
0
0
0
0
0
0
0
0
0
0
0
0
0
0
0
0
0
0
0
0
0
0
0
0
0
0
0
0
0
0
0
0
0
0
0
0
0
0
0
0
0
0
0
0
0
0
0
0
0
0
0
0
0
0
0
0
0
0
0
0
0
0
0
0
0
0
0
0
0
0
0
0
0
0
0
0
0
0
0
0
0
0
0
0
0
0
0
0
0
0
0
0
0
0
0
0
0
0
0
0
0
0
0
0
0
0
0
0
0
0
0
0
0
0
0
0
0
0
0
0
0
0
0
0
0
0
0
0
0
0
0
0
0
0
0
0
0
0
0
0
0
0
0
0
0
0
0
0
0
0
0
0
0
0
0
0
0
0
0
0
0
0
0
0
0
0
0
0
0
0
0
0
0
0
0
0
0
0
0
0
0
0
0
0
0
0
0
0
0
0
0
0
0
0
0
0
0
0
0
0
0
0
0
0
0
0
0
0
0
0
0
0
0
0
0
0
0
0
0
0
0
0
0
0
0
0
0
0
0
0
0
0
0
0
0
0
0
0
0
0
0
0
0
0
0
0
0
0
0
0
0
0
0
0
0
0
0
0
0
0
0
0
0
0
0
0
0
0
0
0
0
0
0
0
0
0
0
0
0
0
0
0
0
0
0
0
0
0
0
0
0
0
0
0
0
0
0
0
0
0
0
0
0
0
0
0
0
0
0
0
0
0
0
0
0
0
0
0
0
0
0
0
0
0
0
0
0
0
0
0
0
0
0
0
0
0
0
0
0
0
0
0
0
0
0
0
0
0
0
0
0
0
0
0
0
0
0
0
0
0
0
0
0
0
0
0
0
0
0
0
0
0
0
0
0
0
0
0
0
0
0
0
0
0
0
0
0
0
0
0
0
0
0
0
0
0
0
0
0
0
0
0
0
0
0
0
0
0
0
0
0
0
0
0
0
0
0
0
0
0
0
0
0
0
0
0
0
0
0
0
0
0
0
0
0
0
0
0
0
0
0
0
0
0
0
0
0
0
0
0
0
0
0
0
0
0
0
0
0
0
0
0
0
0
0
0
0
0
0
0
0
0
0
0
0
0
0
0
0
0
0
0
0
0
0
0
0
0
0
0
0
0
0
0
0
0
0
0
0
0
0
0
0
0
0
0
0
0
0
0
0
0
0
0
0
0
0
0
0
0
0
0
0
0
0
0
0
0
0
0
0
0
0
0
0
0
0
0
0
0
0
0
0
0
0
0
0
0
0
0
0
0
0
0
0
0
0
0
0
0
0
0
0
0
0
0
0
0
0
0
0
0
0
0
0
0
0
0
0
0
0
0
0
0
0
0
0
0
0
0
0
0
0
0
0
0
0
0
0
0
0
0
0
0
0
0
0
0
0
0
0
0
0
0
0
0
0
0
0
0
0
0
0
0
0
0
0
0
0
0
0
0
0
0
0
0
0
0
0
0
0
0
0
0
0
0
0
0
0
0
0
0
0
0
0
0
0
0
0
0
0
0
0
0
0
0
0
0
0
0
0
0
0
0
0
0
0
0
0
0
0
0
0
0
0
0
0
0
0
0
0
0
0
0
0
0
0
0
0
0
0
0
0
0
0
0
0
0
0
0
0
0
0
0
0
0
0
0
0
0
0
0
0
0
0
0
0
0
0
0
0
0
0
0
0
0
0
0
0
0
0
0
0
0
0
0
0
0
0
0
0
0
0
0
0
0
0
0
0
0
0
0
0
0
0
0
0
0
0
0
0
0
0
0
0
0
0
0
0
0
0
0
0
0
0
0
0
0
0
0
0
0
0
0
0
0
0
0
0
0
0
0
0
0
0
0
0
0
0
0
0
0
0
0
0
0
0
0
0
0
0
0
0
0
0
0
0
0
0
0
0
0
0
0
0
0
0
0
0
0
0
0
0
0
0
0
0
0
0
0
0
0
0
0
0
0
0
0
0
0
0
0
0
0
0
0
0
0
0
0
0
0
0
0
0
0
0
0
0
0
0
0
0
0
0
0
0
0
0
0
0
0
0
0
0
0
0
0
0
0
0
0
0
0
0
0
0
0
0
0
0
0
0
0
0
0
0
0
0
0
0
0
0
0
0
0
0
0
0
0
0
0
0
0
0
0
0
0
0
0
0
0
0
0
0
0
0
0
0
0
0
0
0
0
0
0
0
0
0
0
0
0
0
0
0
0
0
0
0
0
0
0
0
0
0
0
0
0
0
0
0
0
0
0
0
0
0
0
0
0
0
0
0
0
0
0
0
0
0
0
0
0
0
0
0
0
0
0
0
0
0
0
0
0
0
0
0
0
0
0
0
0
0
0
0
0
0
0
0
0
0
0
0
0
0
0
0
0
0
0
0
0
0
0
0
0
0
0
0
0
0
0
0
0
0
0
0
0
0
0
0
0
0
0
0
0
0
0
0
0
0
0
0
0
0
0
0
0
0
0
0
0
0
0
0
0
0
0
0
0
0
0
0
0
0
0
0
0
0
0
0
0
0
0
0
0
0
0
0
0
0
0
0
0
0
0
0
0
0
0
0
0
0
0
0
0
0
0
0
0
0
0
0
0
0
0
0
0
0
0
0
0
0
0
0
0
0
0
0
0
0
0
0
0
0
0
0
0
0
0
0
0
0
0
0
0
0
0
0
0
0
0
0
0
0
0
0
0
0
0
0
0
0
0
0
0
0
0
0
0
0
0
0
0
0
0
0
0
0
0
0
0
0
0
0
0
0
0
0
0
0
0
0
0
0
0
0
0
0
0
0
0
0
0
0
0
0
0
0
0
0
0
0
0
0
0
0
0
0
0
0
0
0
0
0
0
0
0
0
0
0
0
0
0
0
0
0
0
0
0
0
0
0
0
0
0
0
0
0
0
0
0
0
0
0
0
0
0
0
0
0
0
0
0
0
0
0
0
0
0
0
0
0
0
0
0
0
0
0
0
0
0
0
0
0
0
0
0
0
0
0
0
0
0
0
0
0
0
0
0
0
0
0
0
0
0
0
0
0
0
0
0
0
0
0
0
0
0
0
0
0
0
0
0
0
0
0
0
0
0
0
0
0
0
0
0
0
0
0
0
0
0
0
0
0
0
0
0
0
0
0
0
0
0
0
0
0
0
0
0
0
0
0
0
0
0
0
0
0
0
0
0
0
0
0
0
0
0
0
0
0
0
0
0
0
0
0
0
0
0
0
0
0
0
0
0
0
0
0
0
0
0
0
0
0
0
0
0
0
0
0
0
0
0
0
0
0
0
0
0
0
0
0
0
0
0
0
0
0
0
0
0
0
0
0
0
0
0
0
0
0
0
0
0
0
0
0
0
0
0
0
0
0
0
0
0
0
0
0
0
0
0
0
0
0
0
0
0
0
0
0
0
0
0
0
0
0
0
0
0
0
0
0
0
0
0
0
0
0
0
0
0
0
0
0
0
0
0
0
0
0
0
0
0
0
0
0
0
0
0
0
0
0
0
0
0
0
0
0
0
0
0
0
0
0
0
0
0
0
0
0
0
0
0
0
0
0
0
0
0
0
0
0
0
0
0
0
0
0
0
0
0
0
0
0
0
0
0
0
0
0
0
0
0
0
0
0
0
0
0
0
0
0
0
0
0
0
0
0
0
0
0
0
0
0
0
0
0
0
0
0
0
0
0
0
0
0
0
0
0
0
0
0
0
0
0
0
0
0
0
0
0
0
0
0
0
0
0
0
0
0
0
0
0
0
0
0
0
0
0
0
0
0
0
0
0
0
0
0
0
0
0
0
0
0
0
0
0
0
0
0
0
0
0
0
0
0
0
0
0
0
0
0
0
0
0
0
0
0
0
0
0
0
0
0
0
0
0
0
0
0
0
0
0
0
0
0
0
0
0
0
0
0
0
0
0
0
0
0
0
0
0
0
0
0
0
0
0
0
0
0
0
0
0
0
0
0
0
0
0
0
0
0
0
0
0
0
0
0
0
0
0
0
0
0
0
0
0
0
0
0
0
0
0
0
0
0
0
0
0
0
0
0
0
0
0
0
0
0
0
0
0
0
0
0
0
0
0
0
0
0
0
0
0
0
0
0
0
0
0
0
0
0
0
0
0
0
0
0
0
0
0
0
0
0
0
0
0
0
0
0
0
0
0
0
0
0
0
0
0
0
0
0
0
0
0
0
0
0
0
0
0
0
0
0
0
0
0
0
0
0
0
0
0
0
0
0
0
0
0
0
0
0
0
0
0
0
0
0
0
0
0
0
0
0
0
0
0
0
0
0
0
0
0
0
0
0
0
0
0
0
0
0
0
0
0
0
0
0
0
0
0
0
0
0
0
0
0
0
0
0
0
0
0
0
0
0
0
0
0
0
0
0
0
0
0
0
0
0
0
0
0
0
0
0
0
0
0
0
0
0
0
0
0
0
0
0
0
0
0
0
0
0
0
0
0
0
0
0
0
0
0
0
0
0
0
0
0
0
0
0
0
0
0
0
0
0
0
0
0
0
0
0
0
0
0
0
0
0
0
0
0
0
0
0
0
0
0
0
0
0
0
0
0
0
0
0
0
0
0
0
0
0
0
0
0
0
0
0
0
0
0
0
0
0
0
0
0
0
0
0
0
0
0
0
0
0
0
0
0
0
0
0
0
0
0
0
0
0
0
0
0
0
0
0
0
0
0
0
0
0
0
0
0
0
0
0
0
0
0
0
0
0
0
0
0
0
0
0
0
0
0
0
0
0
0
0
0
0
0
0
0
0
0
0
0
0
0
0
0
0
0
0
0
0
0
0
0
0
0
0
0
0
0
0
0
0
0
0
0
0
0
0
0
0
0
0
0
0
0
0
0
0
0
0
0
0
0
0
0
0
0
0
0
0
0
0
0
0
0
0
0
0
0
0
0
0
0
0
0
0
0
0
0
0
0
0
0
0
0
0
0
0
0
0
0
0
0
0
0
0
0
0
0
0
0
0
0
0
0
0
0
0
0
0
0
0
0
0
0
0
0
0
0
0
0
0
0
0
0
0
0
0
0
0
0
0
0
0
0
0
0
0
0
0
0
0
0
0
0
0
0
0
0
0
0
0
0
0
0
0
0
0
0
0
0
0
0
0
0
0
0
0
0
0
0
0
0
0
0
0
0
0
0
0
0
0
0
0
0
0
0
0
0
0
0
0
0
0
0
0
0
0
0
0
0
0
0
0
0
0
0
0
0
0
0
0
0
0
0
0
0
0
0
0
0
0
0
0
0
0
0
0
0
0
0
0
0
0
0
0
0
0
0
0
0
0
0
0
0
0
0
0
0
0
0
0
0
0
0
0
0
0
0
0
0
0
0
0
0
0
0
0
0
0
0
0
0
0
0
0
0
0
0
0
0
0
0
0
0
0
0
0
0
0
0
0
0
0
0
0
0
0
0
0
0
0
0
0
0
0
0
0
0
0
0
0
0
0
0
0
0
0
0
0
0
0
0
0
0
0
0
0
0
0
0
0
0
0
0
0
0
0
0
0
0
0
0
0
0
0
0
0
0
0
0
0
0
0
0
0
0
0
0
0
0
0
0
0
0
0
0
0
0
0
0
0
0
0
0
0
0
0
0
0
0
0
0
0
0
0
0
0
0
0
0
0
0
0
0
0
0
0
0
0
0
0
0
0
0
0
0
0
0
0
0
0
0
0
0
0
0
0
0
0
0
0
0
0
0
0
0
0
0
0
0
0
0
0
0
0
0
0
0
0
0
0
0
0
0
0
0
0
0
0
0
0
0
0
0
0
0
0
0
0
0
0
0
0
0
0
0
0
0
0
0
0
0
0
0
0
0
0
0
0
0
0
0
0
0
0
0
0
0
0
0
0
0
0
0
0
0
0
0
0
0
0
0
0
0
0
0
0
0
0
0
0
0
0
0
0
0
0
0
0
0
0
0
0
0
0
0
0
0
0
0
0
0
0
0
0
0
0
0
0
0
0
0
0
0
0
0
0
0
0
0
0
0
0
0
0
0
0
0
0
0
0
0
0
0
0
0
0
0
0
0
0
0
0
0
0
0
0
0
0
0
0
0
0
0
0
0
0
0
0
0
0
0
0
0
0
0
0
0
0
0
0
0
0
0
0
0
0
0
0
0
0
0
0
0
0
0
0
0
0
0
0
0
0
0
0
0
0
0
0
0
0
0
0
0
0
0
0
0
0
0
0
0
0
0
0
0
0
0
0
0
0
0
0
0
0
0
0
0
0
0
0
0
0
0
0
0
0
0
0
0
0
0
0
0
0
0
0
0
0
0
0
0
0
0
0
0
0
0
0
0
0
0
0
0
0
0
0
0
0
0
0
0
0
0
0
0
0
0
0
0
0
0
0
0
0
0
0
0
0
0
0
0
0
0
0
0
0
0
0
0
0
0
0
0
0
0
0
0
0
0
0
0
0
0
0
0
0
0
0
0
0
0
0
0
0
0
0
0
0
0
0
0
0
0
0
0
0
0
0
0
0
0
0
0
0
0
0
0
0
0
0
0
0
0
0
0
0
0
0
0
0
0
0
0
0
0
0
0
0
0
0
0
0
0
0
0
0
0
0
0
0
0
0
0
0
0
0
0
0
0
0
0
0
0
0
0
0
0
0
0
0
0
0
0
0
0
0
0
0
0
0
0
0
0
0
0
0
0
0
0
0
0
0
0
0
0
0
0
0
0
0
0
0
0
0
0
0
0
0
0
0
0
0
0
0
0
0
0
0
0
0
0
0
0
0
0
0
0
0
0
0
0
0
0
0
0
0
0
0
0
0
0
0
0
0
0
0
0
0
0
0
0
0
0
0
0
0
0
0
0
0
0
0
0
0
0
0
0
0
0
0
0
0
0
0
0
0
0
0
0
0
0
0
0
0
0
0
0
0
0
0
0
0
0
0
0
0
0
0
0
0
0
0
0
0
0
0
0
0
0
0
0
0
0
0
0
0
0
0
0
0
0
0
0
0
0
0
0
0
0
0
0
0
0
0
0
0
0
0
0
0
0
0
0
0
0
0
0
0
0
0
0
0
0
0
0
0
0
0
0
0
0
0
0
0
0
0
0
0
0
0
0
0
0
0
0
0
0
0
0
0
0
0
0
0
0
0
0
0
0
0
0
0
0
0
0
0
0
0
0
0
0
0
0
0
0
0
0
0
0
0
0
0
0
0
0
0
0
0
0
0
0
0
0
0
0
0
0
0
0
0
0
0
0
0
0
0
0
0
0
0
0
0
0
0
0
0
0
0
0
0
0
0
0
0
0
0
0
0
0
0
0
0
0
0
0
0
0
0
0
0
0
0
0
0
0
0
0
0
0
0
0
0
0
0
0
0
0
0
0
0
0
0
0
0
0
0
0
0
0
0
0
0
0
0
0
0
0
0
0
0
0
0
0
0
0
0
0
0
0
0
0
0
0
0
0
0
0
0
0
0
0
0
0
0
0
0
0
0
0
0
0
0
0
0
0
0
0
0
0
0
0
0
0
0
0
0
0
0
0
0
0
0
0
0
0
0
0
0
0
0
0
0
0
0
0
0
0
0
0
0
0
0
0
0
0
0
0
0
0
0
0
0
0
0
0
0
0
0
0
0
0
0
0
0
0
0
0
0
0
0
0
0
0
0
0
0
0
0
0
0
0
0
0
0
0
0
0
0
0
0
0
0
0
0
0
0
0
0
0
0
0
0
0
0
0
0
0
0
0
0
0
0
0
0
0
0
0
0
0
0
0
0
0
0
0
0
0
0
0
0
0
0
0
0
0
0
0
0
0
0
0
0
0
0
0
0
0
0
0
0
0
0
0
0
0
0
0
0
0
0
0
0
0
0
0
0
0
0
0
0
0
0
0
0
0
0
0
0
0
0
0
0
0
0
0
0
0
0
0
0
0
0
0
0
0
0
0
0
0
0
0
0
0
0
0
0
0
0
0
0
0
0
0
0
0
0
0
0
0
0
0
0
0
0
0
0
0
0
0
0
0
0
0
0
0
0
0
0
0
0
0
0
0
0
0
0
0
0
0
0
0
0
0
0
0
0
0
0
0
0
0
0
0
0
0
0
0
0
0
0
0
0
0
0
0
0
0
0
0
0
0
0
0
0
0
0
0
0
0
0
0
0
0
0
0
0
0
0
0
0
0
0
0
0
0
0
0
0
0
0
0
0
0
0
0
0
0
0
0
0
0
0
0
0
0
0
0
0
0
0
0
0
0
0
0
0
0
0
0
0
0
0
0
0
0
0
0
0
0
0
0
0
0
0
0
0
0
0
0
0
0
0
0
0
0
0
0
0
0
0
0
0
0
0
0
0
0
0
0
0
0
0
0
0
0
0
0
0
0
0
0
0
0
0
0
0
0
0
0
0
0
0
0
0
0
0
0
0
0
0
0
0
0
0
0
0
0
0
0
0
0
0
0
0
0
0
0
0
0
0
0
0
0
0
0
0
0
0
0
0
0
0
0
0
0
0
0
0
0
0
0
0
0
0
0
0
0
0
0
0
0
0
0
0
0
0
0
0
0
0
0
0
0
0
0
0
0
0
0
0
0
0
0
0
0
0
0
0
0
0
0
0
0
0
0
0
0
0
0
0
0
0
0
0
0
0
0
0
0
0
0
0
0
0
0
0
0
0
0
0
0
0
0
0
0
0
0
0
0
0
0
0
0
0
0
0
0
0
0
0
0
0
0
0
0
0
0
0
0
0
0
0
0
0
0
0
0
0
0
0
0
0
0
0
0
0
0
0
0
0
0
0
0
0
0
0
0
0
0
0
0
0
0
0
0
0
0
0
0
0
0
0
0
0
0
0
0
0
0
0
0
0
0
0
0
0
0
0
0
0
0
0
0
0
0
0
0
0
0
0
0
0
0
0
0
0
0
0
0
0
0
0
0
0
0
0
0
0
0
0
0
0
0
0
0
0
0
0
0
0
0
0
0
0
0
0
0
0
0
0
0
0
0
0
0
0
0
0
0
0
0
0
0
0
0
0
0
0
0
0
0
0
0
0
0
0
0
0
0
0
0
0
0
0
0
0
0
0
0
0
0
0
0
0
0
0
0
0
0
0
0
0
0
0
0
0
0
0
0
0
0
0
0
0
0
0
0
0
0
0
0
0
0
0
0
0
0
0
0
0
0
0
0
0
0
0
0
0
0
0
0
0
0
0
0
0
0
0
0
0
0
0
0
0
0
0
0
0
0
0
0
0
0
0
0
0
0
0
0
0
0
0
0
0
0
0
0
0
0
0
0
0
0
0
0
0
0
0
0
0
0
0
0
0
0
0
0
0
0
0
0
0
0
0
0
0
0
0
0
0
0
0
0
0
0
0
0
0
0
0
0
0
0
0
0
0
0
0
0
0
0
0
0
0
0
0
0
0
0
0
0
0
0
0
0
0
0
0
0
0
0
0
0
0
0
0
0
0
0
0
0
0
0
0
0
0
0
0
0
0
0
0
0
0
0
0
0
0
0
0
0
0
0
0
0
0
0
0
0
0
0
0
0
0
0
0
0
0
0
0
0
0
0
0
0
0
0
0
0
0
0
0
0
0
0
0
0
0
0
0
0
0
0
0
0
0
0
0
0
0
0
0
0
0
0
0
0
0
0
0
0
0
0
0
0
0
0
0
0
0
0
0
0
0
0
0
0
0
0
0
0
0
0
0
0
0
0
0
0
0
0
0
0
0
0
0
0
0
0
0
0
0
0
0
0
0
0
0
0
0
0
0
0
0
0
0
0
0
0
0
0
0
0
0
0
0
0
0
0
0
0
0
0
0
0
0
0
0
0
0
0
0
0
0
0
0
0
0
0
0
0
0
0
0
0
0
0
0
0
0
0
0
0
0
0
0
0
0
0
0
0
0
0
0
0
0
0
0
0
0
0
0
0
0
0
0
0
0
0
0
0
0
0
0
0
0
0
0
0
0
0
0
0
0
0
0
0
0
0
0
0
0
0
0
0
0
0
0
0
0
0
0
0
0
0
0
0
0
0
0
0
0
0
0
0
0
0
0
0
0
0
0
0
0
0
0
0
0
0
0
0
0
0
0
0
0
0
0
0
0
0
0
0
0
0
0
0
0
0
0
0
0
0
0
0
0
0
0
0
0
0
0
0
0
0
0
0
0
0
0
0
0
0
0
0
0
0
0
0
0
0
0
0
0
0
0
0
0
0
0
0
0
0
0
0
0
0
0
0
0
0
0
0
0
0
0
0
0
0
0
0
0
0
0
0
0
0
0
0
0
0
0
0
0
0
0
0
0
0
0
0
0
0
0
0
0
0
0
0
0
0
0
0
0
0
0
0
0
0
0
0
0
0
0
0
0
0
0
0
0
0
0
0
0
0
0
0
0
0
0
0
0
0
0
0
0
0
0
0
0
0
0
0
0
0
0
0
0
0
0
0
0
0
0
0
0
0
0
0
0
0
0
0
0
0
0
0
0
0
0
0
0
0
0
0
0
0
0
0
0
0
0
0
0
0
0
0
0
0
0
0
0
0
0
0
0
0
0
0
0
0
0
0
0
0
0
0
0
0
0
0
0
0
0
0
0
0
0
0
0
0
0
0
0
0
0
0
0
0
0
0
0
0
0
0
0
0
0
0
0
0
0
0
0
0
0
0
0
0
0
0
0
0
0
0
0
0
0
0
0
0
0
0
0
0
0
0
0
0
0
0
0
0
0
0
0
0
0
0
0
0
0
0
0
0
0
0
0
0
0
0
0
0
0
0
0
0
0
0
0
0
0
0
0
0
0
0
0
0
0
0
0
0
0
0
0
0
0
0
0
0
0
0
0
0
0
0
0
0
0
0
0
0
0
0
0
0
0
0
0
0
0
0
0
0
0
0
0
0
0
0
0
0
0
0
0
0
0
0
0
0
0
0
0
0
0
0
0
0
0
0
0
0
0
0
0
0
0
0
0
0
0
0
0
0
0
0
0
0
0
0
0
0
0
0
0
0
0
0
0
0
0
0
0
0
0
0
0
0
0
0
0
0
0
0
0
0
0
0
0
0
0
0
0
0
0
0
0
0
0
0
0
0
0
0
0
0
0
0
0
0
0
0
0
0
0
0
0
0
0
0
0
0
0
0
0
0
0
0
0
0
0
0
0
0
0
0
0
0
0
0
0
0
0
0
0
0
0
0
0
0
0
0
0
0
0
0
0
0
0
0
0
0
0
0
0
0
0
0
0
0
0
0
0
0
0
0
0
0
0
0
0
0
0
0
0
0
0
0
0
0
0
0
0
0
0
0
0
0
0
0
0
0
0
0
0
0
0
0
0
0
0
0
0
0
0
0
0
0
0
0
0
0
0
0
0
0
0
0
0
0
0
0
0
0
0
0
0
0
0
0
0
0
0
0
0
0
0
0
0
0
0
0
0
0
0
0
0
0
0
0
0
0
0
0
0
0
0
0
0
0
0
0
0
0
0
0
0
0
0
0
0
0
0
0
0
0
0
0
0
0
0
0
0
0
0
0
0
0
0
0
0
0
0
0
0
0
0
0
0
0
0
0
0
0
0
0
0
0
0
0
0
0
0
0
0
0
0
0
0
0
0
0
0
0
0
0
0
0
0
0
0
0
0
0
0
0
0
0
0
0
0
0
0
0
0
0
0
0
0
0
0
0
0
0
0
0
0
0
0
0
0
0
0
0
0
0
0
0
0
0
0
0
0
0
0
0
0
0
0
0
0
0
0
0
0
0
0
0
0
0
0
0
0
0
0
0
0
0
0
0
0
0
0
0
0
0
0
0
0
0
0
0
0
0
0
0
0
0
0
0
0
0
0
0
0
0
0
0
0
0
0
0
0
0
0
0
0
0
0
0
0
0
0
0
0
0
0
0
0
0
0
0
0
0
0
0
0
0
0
0
0
0
0
0
0
0
0
0
0
0
0
0
0
0
0
0
0
0
0
0
0
0
0
0
0
0
0
0
0
0
0
0
0
0
0
0
0
0
0
0
0
0
0
0
0
0
0
0
0
0
0
0
0
0
0
0
0
0
0
0
0
0
0
0
0
0
0
0
0
0
0
0
0
0
0
0
0
0
0
0
0
0
0
0
0
0
0
0
0
0
0
0
0
0
0
0
0
0
0
0
0
0
0
0
0
0
0
0
0
0
0
0
0
0
0
0
0
0
0
0
0
0
0
0
0
0
0
0
0
0
0
0
0
0
0
0
0
0
0
0
0
0
0
0
0
0
0
0
0
0
0
0
0
0
0
0
0
0
0
0
0
0
0
0
0
0
0
0
0
0
0
0
0
0
0
0
0
0
0
0
0
0
0
0
0
0
0
0
0
0
0
0
0
0
0
0
0
0
0
0
0
0
0
0
0
0
0
0
0
0
0
0
0
0
0
0
0
0
0
0
0
0
0
0
0
0
0
0
0
0
0
0
0
0
0
0
0
0
0
0
0
0
0
0
0
0
0
0
0
0
0
0
0
0
0
0
0
0
0
0
0
0
0
0
0
0
0
0
0
0
0
0
0
0
0
0
0
0
0
0
0
0
0
0
0
0
0
0
0
0
0
0
0
0
0
0
0
0
0
0
0
0
0
0
0
0
0
0
0
0
0
0
0
0
0
0
0
0
0
0
0
0
0
0
0
0
0
0
0
0
0
0
0
0
0
0
0
0
0
0
0
0
0
0
0
0
0
0
0
0
0
0
0
0
0
0
0
0
0
0
0
0
0
0
0
0
0
0
0
0
0
0
0
0
0
0
0
0
0
0
0
0
0
0
0
0
0
0
0
0
0
0
0
0
0
0
0
0
0
0
0
0
0
0
0
0
0
0
0
0
0
0
0
0
0
0
0
0
0
0
0
0
0
0
0
0
0
0
0
0
0
0
0
0
0
0
0
0
0
0
0
0
0
0
0
0
0
0
0
0
0
0
0
0
0
0
0
0
0
0
0
0
0
0
0
0
0
0
0
0
0
0
0
0
0
0
0
0
0
0
0
0
0
0
0
0
0
0
0
0
0
0
0
0
0
0
0
0
0
0
0
0
0
0
0
0
0
0
0
0
0
0
0
0
0
0
0
0
0
0
0
0
0
0
0
0
0
0
0
0
0
0
0
0
0
0
0
0
0
0
0
0
0
0
0
0
0
0
0
0
0
0
0
0
0
0
0
0
0
0
0
0
0
0
0
0
0
0
0
0
0
0
0
0
0
0
0
0
0
0
0
0
0
0
0
0
0
0
0
0
0
0
0
0
0
0
0
0
0
0
0
0
0
0
0
0
0
0
0
0
0
0
0
0
0
0
0
0
0
0
0
0
0
0
0
0
0
0
0
0
0
0
0
0
0
0
0
0
0
0
0
0
0
0
0
0
0
0
0
0
0
0
0
0
0
0
0
0
0
0
0
0
0
0
0
0
0
0
0
0
0
0
0
0
0
0
0
0
0
0
0
0
0
0
0
0
0
0
0
0
0
0
0
0
0
0
0
0
0
0
0
0
0
0
0
0
0
0
0
0
0
0
0
0
0
0
0
0
0
0
0
0
0
0
0
0
0
0
0
0
0
0
0
0
0
0
0
0
0
0
0
0
0
0
0
0
0
0
0
0
0
0
0
0
0
0
0
0
0
0
0
0
0
0
0
0
0
0
0
0
0
0
0
0
0
0
0
0
0
0
0
0
0
0
0
0
0
0
0
0
0
0
0
0
0
0
0
0
0
0
0
0
0
0
0
0
0
0
0
0
0
0
0
0
0
0
0
0
0
0
0
0
0
0
0
0
0
0
0
0
0
0
0
0
0
0
0
0
0
0
0
0
0
0
0
0
0
0
0
0
0
0
0
0
0
0
0
0
0
0
0
0
0
0
0
0
0
0
0
0
0
0
0
0
0
0
0
0
0
0
0
0
0
0
0
0
0
0
0
0
0
0
0
0
0
0
0
0
0
0
0
0
0
0
0
0
0
0
0
0
0
0
0
0
0
0
0
0
0
0
0
0
0
0
0
0
0
0
0
0
0
0
0
0
0
0
0
0
0
0
0
0
0
0
0
0
0
0
0
0
0
0
0
0
0
0
0
0
0
0
0
0
0
0
0
0
0
0
0
0
0
0
0
0
0
0
0
0
0
0
0
0
0
0
0
0
0
0
0
0
0
0
0
0
0
0
0
0
0
0
0
0
0
0
0
0
0
0
0
0
0
0
0
0
0
0
0
0
0
0
0
0
0
0
0
0
0
0
0
0
0
0
0
0
0
0
0
0
0
0
0
0
0
0
0
0
0
0
0
0
0
0
0
0
0
0
0
0
0
0
0
0
0
0
0
0
0
0
0
0
0
0
0
0
0
0
0
0
0
0
0
0
0
0
0
0
0
0
0
0
0
0
0
0
0
0
0
0
0
0
0
0
0
0
0
0
0
0
0
0
0
0
0
0
0
0
0
0
0
0
0
0
0
0
0
0
0
0
0
0
0
0
0
0
0
0
0
0
0
0
0
0
0
0
0
0
0
0
0
0
0
0
0
0
0
0
0
0
0
0
0
0
0
0
0
0
0
0
0
0
0
0
0
0
0
0
0
0
0
0
0
0
0
0
0
0
0
0
0
0
0
0
0
0
0
0
0
0
0
0
0
0
0
0
0
0
0
0
0
0
0
0
0
0
0
0
0
0
0
0
0
0
0
0
0
0
0
0
0
0
0
0
0
0
0
0
0
0
0
0
0
0
0
0
0
0
0
0
0
0
0
0
0
0
0
0
0
0
0
0
0
0
0
0
0
0
0
0
0
0
0
0
0
0
0
0
0
0
0
0
0
0
0
0
0
0
0
0
0
0
0
0
0
0
0
0
0
0
0
0
0
0
0
0
0
0
0
0
0
0
0
0
0
0
0
0
0
0
0
0
0
0
0
0
0
0
0
0
0
0
0
0
0
0
0
0
0
0
0
0
0
0
0
0
0
0
0
0
0
0
0
0
0
0
0
0
0
0
0
0
0
0
0
0
0
0
0
0
0
0
0
0
0
0
0
0
0
0
0
0
0
0
0
0
0
0
0
0
0
0
0
0
0
0
0
0
0
0
0
0
0
0
0
0
0
0
0
0
0
0
0
0
0
0
0
0
0
0
0
0
0
0
0
0
0
0
0
0
0
0
0
0
0
0
0
0
0
0
0
0
0
0
0
0
0
0
0
0
0
0
0
0
0
0
0
0
0
0
0
0
0
0
0
0
0
0
0
0
0
0
0
0
0
0
0
0
0
0
0
0
0
0
0
0
0
0
0
0
0
0
0
0
0
0
0
0
0
0
0
0
0
0
0
0
0
0
0
0
0
0
0
0
0
0
0
0
0
0
0
0
0
0
0
0
0
0
0
0
0
0
0
0
0
0
0
0
0
0
0
0
0
0
0
0
0
0
0
0
0
0
0
0
0
0
0
0
0
0
0
0
0
0
0
0
0
0
0
0
0
0
0
0
0
0
0
0
0
0
0
0
0
0
0
0
0
0
0
0
0
0
0
0
0
0
0
0
0
0
0
0
0
0
0
0
0
0
0
0
0
0
0
0
0
0
0
0
0
0
0
0
0
0
0
0
0
0
0
0
0
0
0
0
0
0
0
0
0
0
0
0
0
0
0
0
0
0
0
0
0
0
0
0
0
0
0
0
0
0
0
0
0
0
0
0
0
0
0
0
0
0
0
0
0
0
0
0
0
0
0
0
0
0
0
0
0
0
0
0
0
0
0
0
0
0
0
0
0
0
0
0
0
0
0
0
0
0
0
0
0
0
0
0
0
0
0
0
0
0
0
0
0
0
0
0
0
0
0
0
0
0
0
0
0
0
0
0
0
0
0
0
0
0
0
0
0
0
0
0
0
0
0
0
0
0
0
0
0
0
0
0
0
0
0
0
0
0
0
0
0
0
0
0
0
0
0
0
0
0
0
0
0
0
0
0
0
0
0
0
0
0
0
0
0
0
0
0
0
0
0
0
0
0
0
0
0
0
0
0
0
0
0
0
0
0
0
0
0
0
0
0
0
0
0
0
0
0
0
0
0
0
0
0
0
0
0
0
0
0
0
0
0
0
0
0
0
0
0
0
0
0
0
0
0
0
0
0
0
0
0
0
0
0
0
0
0
0
0
0
0
0
0
0
0
0
0
0
0
0
0
0
0
0
0
0
0
0
0
0
0
0
0
0
0
0
0
0
0
0
0
0
0
0
0
0
0
0
0
0
0
0
0
0
0
0
0
0
0
0
0
0
0
0
0
0
0
0
0
0
0
0
0
0
0
0
0
0
0
0
0
0
0
0
0
0
0
0
0
0
0
0
0
0
0
0
0
0
0
0
0
0
0
0
0
0
0
0
0
0
0
0
0
0
0
0
0
0
0
0
0
0
0
0
0
0
0
0
0
0
0
0
0
0
0
0
0
0
0
0
0
0
0
0
0
0
0
0
0
0
0
0
0
0
0
0
0
0
0
0
0
0
0
0
0
0
0
0
0
0
0
0
0
0
0
0
0
0
0
0
0
0
0
0
0
0
0
0
0
0
0
0
0
0
0
0
0
0
0
0
0
0
0
0
0
0
0
0
0
0
0
0
0
0
0
0
0
0
0
0
0
0
0
0
0
0
0
0
0
0
0
0
0
0
0
0
0
0
0
0
0
0
0
0
0
0
0
0
0
0
0
0
0
0
0
0
0
0
0
0
0
0
0
0
0
0
0
0
0
0
0
0
0
0
0
0
0
0
0
0
0
0
0
0
0
0
0
0
0
0
0
0
0
0
0
0
0
0
0
0
0
0
0
0
0
0
0
0
0
0
0
0
0
0
0
0
0
0
0
0
0
0
0
0
0
0
0
0
0
0
0
0
0
0
0
0
0
0
0
0
0
0
0
0
0
0
0
0
0
0
0
0
0
0
0
0
0
0
0
0
0
0
0
0
0
0
0
0
0
0
0
0
0
0
0
0
0
0
0
0
0
0
0
0
0
0
0
0
0
0
0
0
0
0
0
0
0
0
0
0
0
0
0
0
0
0
0
0
0
0
0
0
0
0
0
0
0
0
0
0
0
0
0
0
0
0
0
0
0
0
0
0
0
0
0
0
0
0
0
0
0
0
0
0
0
0
0
0
0
0
0
0
0
0
0
0
0
0
0
0
0
0
0
0
0
0
0
0
0
0
0
0
0
0
0
0
0
0
0
0
0
0
0
0
0
0
0
0
0
0
0
0
0
0
0
0
0
0
0
0
0
0
0
0
0
0
0
0
0
0
0
0
0
0
0
0
0
0
0
0
0
0
0
0
0
0
0
0
0
0
0
0
0
0
0
0
0
0
0
0
0
0
0
0
0
0
0
0
0
0
0
0
0
0
0
0
0
0
0
0
0
0
0
0
0
0
0
0
0
0
0
0
0
0
0
0
0
0
0
0
0
0
0
0
0
0
0
0
0
0
0
0
0
0
0
0
0
0
0
0
0
0
0
0
0
0
0
0
0
0
0
0
0
0
0
0
0
0
0
0
0
0
0
0
0
0
0
0
0
0
0
0
0
0
0
0
0
0
0
0
0
0
0
0
0
0
0
0
0
0
0
0
0
0
0
0
0
0
0
0
0
0
0
0
0
0
0
0
0
0
0
0
0
0
0
0
0
0
0
0
0
0
0
0
0
0
0
0
0
0
0
0
0
0
0
0
0
0
0
0
0
0
0
0
0
0
0
0
0
0
0
0
0
0
0
0
0
0
0
0
0
0
0
0
0
0
0
0
0
0
0
0
0
0
0
0
0
0
0
0
0
0
0
0
0
0
0
0
0
0
0
0
0
0
0
0
0
0
0
0
0
0
0
0
0
0
0
0
0
0
0
0
0
0
0
0
0
0
0
0
0
0
0
0
0
0
0
0
0
0
0
0
0
0
0
0
0
0
0
0
0
0
0
0
0
0
0
0
0
0
0
0
0
0
0
0
0
0
0
0
0
0
0
0
0
0
0
0
0
0
0
0
0
0
0
0
0
0
0
0
0
0
0
0
0
0
0
0
0
0
0
0
0
0
0
0
0
0
0
0
0
0
0
0
0
0
0
0
0
0
0
0
0
0
0
0
0
0
0
0
0
0
0
0
0
0
0
0
0
0
0
0
0
0
0
0
0
0
0
0
0
0
0
0
0
0
0
0
0
0
0
0
0
0
0
0
0
0
0
0
0
0
0
0
0
0
0
0
0
0
0
0
0
0
0
0
0
0
0
0
0
0
0
0
0
0
0
0
0
0
0
0
0
0
0
0
0
0
0
0
0
0
0
0
0
0
0
0
0
0
0
0
0
0
0
0
0
0
0
0
0
0
0
0
0
0
0
0
0
0
0
0
0
0
0
0
0
0
0
0
0
0
0
0
0
0
0
0
0
0
0
0
0
0
0
0
0
0
0
0
0
0
0
0
0
0
0
0
0
0
0
0
0
0
0
0
0
0
0
0
0
0
0
0
0
0
0
0
0
0
0
0
0
0
0
0
0
0
0
0
0
0
0
0
0
0
0
0
0
0
0
0
0
0
0
0
0
0
0
0
0
0
0
0
0
0
0
0
0
0
0
0
0
0
0
0
0
0
0
0
0
0
0
0
0
0
0
0
0
0
0
0
0
0
0
0
0
0
0
0
0
0
0
0
0
0
0
0
0
0
0
0
0
0
0
0
0
0
0
0
0
0
0
0
0
0
0
0
0
0
0
0
0
0
0
0
0
0
0
0
0
0
0
0
0
0
0
0
0
0
0
0
0
0
0
0
0
0
0
0
0
0
0
0
0
0
0
0
0
0
0
0
0
0
0
0
0
0
0
0
0
0
0
0
0
0
0
0
0
0
0
0
0
0
0
0
0
0
0
0
0
0
0
0
0
0
0
0
0
0
0
0
0
0
0
0
0
0
0
0
0
0
0
0
0
0
0
0
0
0
0
0
0
0
0
0
0
0
0
0
0
0
0
0
0
0
0
0
0
0
0
0
0
0
0
0
0
0
0
0
0
0
0
0
0
0
0
0
0
0
0
0
0
0
0
0
0
0
0
0
0
0
0
0
0
0
0
0
0
0
0
0
0
0
0
0
0
0
0
0
0
0
0
0
0
0
0
0
0
0
0
0
0
0
0
0
0
0
0
0
0
0
0
0
0
0
0
0
0
0
0
0
0
0
0
0
0
0
0
0
0
0
0
0
0
0
0
0
0
0
0
0
0
0
0
0
0
0
0
0
0
0
0
0
0
0
0
0
0
0
0
0
0
0
0
0
0
0
0
0
0
0
0
0
0
0
0
0
0
0
0
0
0
0
0
0
0
0
0
0
0
0
0
0
0
0
0
0
0
0
0
0
0
0
0
0
0
0
0
0
0
0
0
0
0
0
0
0
0
0
0
0
0
0
0
0
0
0
0
0
0
0
0
0
0
0
0
0
0
0
0
0
0
0
0
0
0
0
0
0
0
0
0
0
0
0
0
0
0
0
0
0
0
0
0
0
0
0
0
0
0
0
0
0
0
0
0
0
0
0
0
0
0
0
0
0
0
0
0
0
0
0
0
0
0
0
0
0
0
0
0
0
0
0
0
0
0
0
0
0
0
0
0
0
0
0
0
0
0
0
0
0
0
0
0
0
0
0
0
0
0
0
0
0
0
0
0
0
0
0
0
0
0
0
0
0
0
0
0
0
0
0
0
0
0
0
0
0
0
0
0
0
0
0
0
0
0
0
0
0
0
0
0
0
0
0
0
0
0
0
0
0
0
0
0
0
0
0
0
0
0
0
0
0
0
0
0
0
0
0
0
0
0
0
0
0
0
0
0
0
0
0
0
0
0
0
0
0
0
0
0
0
0
0
0
0
0
0
0
0
0
0
0
0
0
0
0
0
0
0
0
0
0
0
0
0
0
0
0
0
0
0
0
0
0
0
0
0
0
0
0
0
0
0
0
0
0
0
0
0
0
0
0
0
0
0
0
0
0
0
0
0
0
0
0
0
0
0
0
0
0
0
0
0
0
0
0
0
0
0
0
0
0
0
0
0
0
0
0
0
0
0
0
0
0
0
0
0
0
0
0
0
0
0
0
0
0
0
0
0
0
0
0
0
0
0
0
0
0
0
0
0
0
0
0
0
0
0
0
0
0
0
0
0
0
0
0
0
0
0
0
0
0
0
0
0
0
0
0
0
0
0
0
0
0
0
0
0
0
0
0
0
0
0
0
0
0
0
0
0
0
0
0
0
0
0
0
0
0
0
0
0
0
0
0
0
0
0
0
0
0
0
0
0
0
0
0
0
0
0
0
0
0
0
0
0
0
0
0
0
0
0
0
0
0
0
0
0
0
0
0
0
0
0
0
0
0
0
0
0
0
0
0
0
0
0
0
0
0
0
0
0
0
0
0
0
0
0
0
0
0
0
0
0
0
0
0
0
0
0
0
0
0
0
0
0
0
0
0
0
0
0
0
0
0
0
0
0
0
0
0
0
0
0
0
0
0
0
0
0
0
0
0
0
0
0
0
0
0
0
0
0
0
0
0
0
0
0
0
0
0
0
0
0
0
0
0
0
0
0
0
0
0
0
0
0
0
0
0
0
0
0
0
0
0
0
0
0
0
0
0
0
0
0
0
0
0
0
0
0
0
0
0
0
0
0
0
0
0
0
0
0
0
0
0
0
0
0
0
0
0
0
0
0
0
0
0
0
0
0
0
0
0
0
0
0
0
0
0
0
0
0
0
0
0
0
0
0
0
0
0
0
0
0
0
0
0
0
0
0
0
0
0
0
0
0
0
0
0
0
0
0
0
0
0
0
0
0
0
0
0
0
0
0
0
0
0
0
0
0
0
0
0
0
0
0
0
0
0
0
0
0
0
0
0
0
0
0
0
0
0
0
0
0
0
0
0
0
0
0
0
0
0
0
0
0
0
0
0
0
0
0
0
0
0
0
0
0
0
0
0
0
0
0
0
0
0
0
0
0
0
0
0
0
0
0
0
0
0
0
0
0
0
0
0
0
0
0
0
0
0
0
0
0
0
0
0
0
0
0
0
0
0
0
0
0
0
0
0
0
0
0
0
0
0
0
0
0
0
0
0
0
0
0
0
0
0
0
0
0
0
0
0
0
0
0
0
0
0
0
0
0
0
0
0
0
0
0
0
0
0
0
0
0
0
0
0
0
0
0
0
0
0
0
0
0
0
0
0
0
0
0
0
0
0
0
0
0
0
0
0
0
0
0
0
0
0
0
0
0
0
0
0
0
0
0
0
0
0
0
0
0
0
0
0
0
0
0
0
0
0
0
0
0
0
0
0
0
0
0
0
0
0
0
0
0
0
0
0
0
0
0
0
0
0
0
0
0
0
0
0
0
0
0
0
0
0
0
0
0
0
0
0
0
0
0
0
0
0
0
0
0
0
0
0
0
0
0
0
0
0
0
0
0
0
0
0
0
0
0
0
0
0
0
0
0
0
0
0
0
0
0
0
0
0
0
0
0
0
0
0
0
0
0
0
0
0
0
0
0
0
0
0
0
0
0
0
0
0
0
0
0
0
0
0
0
0
0
0
0
0
0
0
0
0
0
0
0
0
0
0
0
0
0
0
0
0
0
0
0
0
0
0
0
0
0
0
0
0
0
0
0
0
0
0
0
0
0
0
0
0
0
0
0
0
0
0
0
0
0
0
0
0
0
0
0
0
0
0
0
0
0
0
0
0
0
0
0
0
0
0
0
0
0
0
0
0
0
0
0
0
0
0
0
0
0
0
0
0
0
0
0
0
0
0
0
0
0
0
0
0
0
0
0
0
0
0
0
0
0
0
0
0
0
0
0
0
0
0
0
0
0
0
0
0
0
0
0
0
0
0
0
0
0
0
0
0
0
0
0
0
0
0
0
0
0
0
0
0
0
0
0
0
0
0
0
0
0
0
0
0
0
0
0
0
0
0
0
0
0
0
0
0
0
0
0
0
0
0
0
0
0
0
0
0
0
0
0
0
0
0
0
0
0
0
0
0
0
0
0
0
0
0
0
0
0
0
0
0
0
0
0
0
0
0
0
0
0
0
0
0
0
0
0
0
0
0
0
0
0
0
0
0
0
0
0
0
0
0
0
0
0
0
0
0
0
0
0
0
0
0
0
0
0
0
0
0
0
0
0
0
0
0
0
0
0
0
0
0
0
0
0
0
0
0
0
0
0
0
0
0
0
0
0
0
0
0
0
0
0
0
0
0
0
0
0
0
0
0
0
0
0
0
0
0
0
0
0
0
0
0
0
0
0
0
0
0
0
0
0
0
0
0
0
0
0
0
0
0
0
0
0
0
0
0
0
0
0
0
0
0
0
0
0
0
0
0
0
0
0
0
0
0
0
0
0
0
0
0
0
0
0
0
0
0
0
0
0
0
0
0
0
0
0
0
0
0
0
0
0
0
0
0
0
0
0
0
0
0
0
0
0
0
0
0
0
0
0
0
0
0
0
0
0
0
0
0
0
0
0
0
0
0
0
0
0
0
0
0
0
0
0
0
0
0
0
0
0
0
0
0
0
0
0
0
0
0
0
0
0
0
0
0
0
0
0
0
0
0
0
0
0
0
0
0
0
0
0
0
0
0
0
0
0
0
0
0
0
0
0
0
0
0
0
0
0
0
0
0
0
0
0
0
0
0
0
0
0
0
0
0
0
0
0
0
0
0
0
0
0
0
0
0
0
0
0
0
0
0
0
0
0
0
0
0
0
0
0
0
0
0
0
0
0
0
0
0
0
0
0
0
0
0
0
0
0
0
0
0
0
0
0
0
0
0
0
0
0
0
0
0
0
0
0
0
0
0
0
0
0
0
0
0
0
0
0
0
0
0
0
0
0
0
0
0
0
0
0
0
0
0
0
0
0
0
0
0
0
0
0
0
0
0
0
0
0
0
0
0
0
0
0
0
0
0
0
0
0
0
0
0
0
0
0
0
0
0
0
0
0
0
0
0
0
0
0
0
0
0
0
0
0
0
0
0
0
0
0
0
0
0
0
0
0
0
0
0
0
0
0
0
0
0
0
0
0
0
0
0
0
0
0
0
0
0
0
0
0
0
0
0
0
0
0
0
0
0
0
0
0
0
0
0
0
0
0
0
0
0
0
0
0
0
0
0
0
0
0
0
0
0
0
0
0
0
0
0
0
0
0
0
0
0
0
0
0
0
0
0
0
0
0
0
0
0
0
0
0
0
0
0
0
0
0
0
0
0
0
0
0
0
0
0
0
0
0
0
0
0
0
0
0
0
0
0
0
0
0
0
0
0
0
0
0
0
0
0
0
0
0
0
0
0
0
0
0
0
0
0
0
0
0
0
0
0
0
0
0
0
0
0
0
0
0
0
0
0
0
0
0
0
0
0
0
0
0
0
0
0
0
0
0
0
0
0
0
0
0
0
0
0
0
0
0
0
0
0
0
0
0
0
0
0
0
0
0
0
0
0
0
0
0
0
0
0
0
0
0
0
0
0
0
0
0
0
0
0
0
0
0
0
0
0
0
0
0
0
0
0
0
0
0
0
0
0
0
0
0
0
0
0
0
0
0
0
0
0
0
0
0
0
0
0
0
0
0
0
0
0
0
0
0
0
0
0
0
0
0
0
0
0
0
0
0
0
0
0
0
0
0
0
0
0
0
0
0
0
0
0
0
0
0
0
0
0
0
0
0
0
0
0
0
0
0
0
0
0
0
0
0
0
0
0
0
0
0
0
0
0
0
0
0
0
0
0
0
0
0
0
0
0
0
0
0
0
0
0
0
0
0
0
0
0
0
0
0
0
0
0
0
0
0
0
0
0
0
0
0
0
0
0
0
0
0
0
0
0
0
0
0
0
0
0
0
0
0
0
0
0
0
0
0
0
0
0
0
0
0
0
0
0
0
0
0
0
0
0
0
0
0
0
0
0
0
0
0
0
0
0
0
0
0
0
0
0
0
0
0
0
0
0
0
0
0
0
0
0
0
0
0
0
0
0
0
0
0
0
0
0
0
0
0
0
0
0
0
0
0
0
0
0
0
0
0
0
0
0
0
0
0
0
0
0
0
0
0
0
0
0
0
0
0
0
0
0
0
0
0
0
0
0
0
0
0
0
0
0
0
0
0
0
0
0
0
0
0
0
0
0
0
0
0
0
0
0
0
0
0
0
0
0
0
0
0
0
0
0
0
0
0
0
0
0
0
0
0
0
0
0
0
0
0
0
0
0
0
0
0
0
0
0
0
0
0
0
0
0
0
0
0
0
0
0
0
0
0
0
0
0
0
0
0
0
0
0
0
0
0
0
0
0
0
0
0
0
0
0
0
0
0
0
0
0
0
0
0
0
0
0
0
0
0
0
0
0
0
0
0
0
0
0
0
0
0
0
0
0
0
0
0
0
0
0
0
0
0
0
0
0
0
0
0
0
0
0
0
0
0
0
0
0
0
0
0
0
0
0
0
0
0
0
0
0
0
0
0
0
0
0
0
0
0
0
0
0
0
0
0
0
0
0
0
0
0
0
0
0
0
0
0
0
0
0
0
0
0
0
0
0
0
0
0
0
0
0
0
0
0
0
0
0
0
0
0
0
0
0
0
0
0
0
0
0
0
0
0
0
0
0
0
0
0
0
0
0
0
0
0
0
0
0
0
0
0
0
0
0
0
0
0
0
0
0
0
0
0
0
0
0
0
0
0
0
0
0
0
0
0
0
0
0
0
0
0
0
0
0
0
0
0
0
0
0
0
0
0
0
0
0
0
0
0
0
0
0
0
0
0
0
0
0
0
0
0
0
0
0
0
0
0
0
0
0
0
0
0
0
0
0
0
0
0
0
0
0
0
0
0
0
0
0
0
0
0
0
0
0
0
0
0
0
0
0
0
0
0
0
0
0
0
0
0
0
0
0
0
0
0
0
0
0
0
0
0
0
0
0
0
0
0
0
0
0
0
0
0
0
0
0
0
0
0
0
0
0
0
0
0
0
0
0
0
0
0
0
0
0
0
0
0
0
0
0
0
0
0
0
0
0
0
0
0
0
0
0
0
0
0
0
0
0
0
0
0
0
0
0
0
0
0
0
0
0
0
0
0
0
0
0
0
0
0
0
0
0
0
0
0
0
0
0
0
0
0
0
0
0
0
0
0
0
0
0
0
0
0
0
0
0
0
0
0
0
0
0
0
0
0
0
0
0
0
0
0
0
0
0
0
0
0
0
0
0
0
0
0
0
0
0
0
0
0
0
0
0
0
0
0
0
0
0
0
0
0
0
0
0
0
0
0
0
0
0
0
0
0
0
0
0
0
0
0
0
0
0
0
0
0
0
0
0
0
0
0
0
0
0
0
0
0
0
0
0
0
0
0
0
0
0
0
0
0
0
0
0
0
0
0
0
0
0
0
0
0
0
0
0
0
0
0
0
0
0
0
0
0
0
0
0
0
0
0
0
0
0
0
0
0
0
0
0
0
0
0
0
0
0
0
0
0
0
0
0
0
0
0
0
0
0
0
0
0
0
0
0
0
0
0
0
0
0
0
0
0
0
0
0
0
0
0
0
0
0
0
0
0
0
0
0
0
0
0
0
0
0
0
0
0
0
0
0
0
0
0
0
0
0
0
0
0
0
0
0
0
0
0
0
0
0
0
0
0
0
0
0
0
0
0
0
0
0
0
0
0
0
0
0
0
0
0
0
0
0
0
0
0
0
0
0
0
0
0
0
0
0
0
0
0
0
0
0
0
0
0
0
0
0
0
0
0
0
0
0
0
0
0
0
0
0
0
0
0
0
0
0
0
0
0
0
0
0
0
0
0
0
0
0
0
0
0
0
0
0
0
0
0
0
0
0
0
0
0
0
0
0
0
0
0
0
0
0
0
0
0
0
0
0
0
0
0
0
0
0
0
0
0
0
0
0
0
0
0
0
0
0
0
0
0
0
0
0
0
0
0
0
0
0
0
0
0
0
0
0
0
0
0
0
0
0
0
0
0
0
0
0
0
0
0
0
0
0
0
0
0
0
0
0
0
0
0
0
0
0
0
0
0
0
0
0
0
0
0
0
0
0
0
0
0
0
0
0
0
0
0
0
0
0
0
0
0
0
0
0
0
0
0
0
0
0
0
0
0
0
0
0
0
0
0
0
0
0
0
0
0
0
0
0
0
0
0
0
0
0
0
0
0
0
0
0
0
0
0
0
0
0
0
0
0
0
0
0
0
0
0
0
0
0
0
0
0
0
0
0
0
0
0
0
0
0
0
0
0
0
0
0
0
0
0
0
0
0
0
0
0
0
0
0
0
0
0
0
0
0
0
0
0
0
0
0
0
0
0
0
0
0
0
0
0
0
0
0
0
0
0
0
0
0
0
0
0
0
0
0
0
0
0
0
0
0
0
0
0
0
0
0
0
0
0
0
0
0
0
0
0
0
0
0
0
0
0
0
0
0
0
0
0
0
0
0
0
0
0
0
0
0
0
0
0
0
0
0
0
0
0
0
0
0
0
0
0
0
0
0
0
0
0
0
0
0
0
0
0
0
0
0
0
0
0
0
0
0
0
0
0
0
0
0
0
0
0
0
0
0
0
0
0
0
0
0
0
0
0
0
0
0
0
0
0
0
0
0
0
0
0
0
0
0
0
0
0
0
0
0
0
0
0
0
0
0
0
0
0
0
0
0
0
0
0
0
0
0
0
0
0
0
0
0
0
0
0
0
0
0
0
0
0
0
0
0
0
0
0
0
0
0
0
0
0
0
0
0
0
0
0
0
0
0
0
0
0
0
0
0
0
0
0
0
0
0
0
0
0
0
0
0
0
0
0
0
0
0
0
0
0
0
0
0
0
0
0
0
0
0
0
0
0
0
0
0
0
0
0
0
0
0
0
0
0
0
0
0
0
0
0
0
0
0
0
0
0
0
0
0
0
0
0
0
0
0
0
0
0
0
0
0
0
0
0
0
0
0
0
0
0
0
0
0
0
0
0
0
0
0
0
0
0
0
0
0
0
0
0
0
0
0
0
0
0
0
0
0
0
0
0
0
0
0
0
0
0
0
0
0
0
0
0
0
0
0
0
0
0
0
0
0
0
0
0
0
0
0
0
0
0
0
0
0
0
0
0
0
0
0
0
0
0
0
0
0
0
0
0
0
0
0
0
0
0
0
0
0
0
0
0
0
0
0
0
0
0
0
0
0
0
0
0
0
0
0
0
0
0
0
0
0
0
0
0
0
0
0
0
0
0
0
0
0
0
0
0
0
0
0
0
0
0
0
0
0
0
0
0
0
0
0
0
0
0
0
0
0
0
0
0
0
0
0
0
0
0
0
0
0
0
0
0
0
0
0
0
0
0
0
0
0
0
0
0
0
0
0
0
0
0
0
0
0
0
0
0
0
0
0
0
0
0
0
0
0
0
0
0
0
0
0
0
0
0
0
0
0
0
0
0
0
0
0
0
0
0
0
0
0
0
0
0
0
0
0
0
0
0
0
0
0
0
0
0
0
0
0
0
0
0
0
0
0
0
0
0
0
0
0
0
0
0
0
0
0
0
0
0
0
0
0
0
0
0
0
0
0
0
0
0
0
0
0
0
0
0
0
0
0
0
0
0
0
0
0
0
0
0
0
0
0
0
0
0
0
0
0
0
0
0
0
0
0
0
0
0
0
0
0
0
0
0
0
0
0
0
0
0
0
0
0
0
0
0
0
0
0
0
0
0
0
0
0
0
0
0
0
0
0
0
0
0
0
0
0
0
0
0
0
0
0
0
0
0
0
0
0
0
0
0
0
0
0
0
0
0
0
0
0
0
0
0
0
0
0
0
0
0
0
0
0
0
0
0
0
0
0
0
0
0
0
0
0
0
0
0
0
0
0
0
0
0
0
0
0
0
0
0
0
0
0
0
0
0
0
0
0
0
0
0
0
0
0
0
0
0
0
0
0
0
0
0
0
0
0
0
0
0
0
0
0
0
0
0
0
0
0
0
0
0
0
0
0
0
0
0
0
0
0
0
0
0
0
0
0
0
0
0
0
0
0
0
0
0
0
0
0
0
0
0
0
0
0
0
0
0
0
0
0
0
0
0
0
0
0
0
0
0
0
0
0
0
0
0
0
0
0
0
0
0
0
0
0
0
0
0
0
0
0
0
0
0
0
0
0
0
0
0
0
0
0
0
0
0
0
0
0
0
0
0
0
0
0
0
0
0
0
0
0
0
0
0
0
0
0
0
0
0
0
0
0
0
0
0
0
0
0
0
0
0
0
0
0
0
0
0
0
0
0
0
0
0
0
0
0
0
0
0
0
0
0
0
0
0
0
0
0
0
0
0
0
0
0
0
0
0
0
0
0
0
0
0
0
0
0
0
0
0
0
0
0
0
0
0
0
0
0
0
0
0
0
0
0
0
0
0
0
0
0
0
0
0
0
0
0
0
0
0
0
0
0
0
0
0
0
0
0
0
0
0
0
0
0
0
0
0
0
0
0
0
0
0
0
0
0
0
0
0
0
0
0
0
0
0
0
0
0
0
0
0
0
0
0
0
0
0
0
0
0
0
0
0
0
0
0
0
0
0
0
0
0
0
0
0
0
0
0
0
0
0
0
0
0
0
0
0
0
0
0
0
0
0
0
0
0
0
0
0
0
0
0
0
0
0
0
0
0
0
0
0
0
0
0
0
0
0
0
0
0
0
0
0
0
0
0
0
0
0
0
0
0
0
0
0
0
0
0
0
0
0
0
0
0
0
0
0
0
0
0
0
0
0
0
0
0
0
0
0
0
0
0
0
0
0
0
0
0
0
0
0
0
0
0
0
0
0
0
0
0
0
0
0
0
0
0
0
0
0
0
0
0
0
0
0
0
0
0
0
0
0
0
0
0
0
0
0
0
0
0
0
0
0
0
0
0
0
0
0
0
0
0
0
0
0
0
0
0
0
0
0
0
0
0
0
0
0
0
0
0
0
0
0
0
0
0
0
0
0
0
0
0
0
0
0
0
0
0
0
0
0
0
0
0
0
0
0
0
0
0
0
0
0
0
0
0
0
0
0
0
0
0
0
0
0
0
0
0
0
0
0
0
0
0
0
0
0
0
0
0
0
0
0
0
0
0
0
0
0
0
0
0
0
0
0
0
0
0
0
0
0
0
0
0
0
0
0
0
0
0
0
0
0
0
0
0
0
0
0
0
0
0
0
0
0
0
0
0
0
0
0
0
0
0
0
0
0
0
0
0
0
0
0
0
0
0
0
0
0
0
0
0
0
0
0
0
0
0
0
0
0
0
0
0
0
0
0
0
0
0
0
0
0
0
0
0
0
0
0
0
0
0
0
0
0
0
0
0
0
0
0
0
0
0
0
0
0
0
0
0
0
0
0
0
0
0
0
0
0
0
0
0
0
0
0
0
0
0
0
0
0
0
0
0
0
0
0
0
0
0
0
0
0
0
0
0
0
0
0
0
0
0
0
0
0
0
0
0
0
0
0
0
0
0
0
0
0
0
0
0
0
0
0
0
0
0
0
0
0
0
0
0
0
0
0
0
0
0
0
0
0
0
0
0
0
0
0
0
0
0
0
0
0
0
0
0
0
0
0
0
0
0
0
0
0
0
0
0
0
0
0
0
0
0
0
0
0
0
0
0
0
0
0
0
0
0
0
0
0
0
0
0
0
0
0
0
0
0
0
0
0
0
0
0
0
0
0
0
0
0
0
0
0
0
0
0
0
0
0
0
0
0
0
0
0
0
0
0
0
0
0
0
0
0
0
0
0
0
0
0
0
0
0
0
0
0
0
0
0
0
0
0
0
0
0
0
0
0
0
0
0
0
0
0
0
0
0
0
0
0
0
0
0
0
0
0
0
0
0
0
0
0
0
0
0
0
0
0
0
0
0
0
0
0
0
0
0
0
0
0
0
0
0
0
0
0
0
0
0
0
0
0
0
0
0
0
0
0
0
0
0
0
0
0
0
0
0
0
0
0
0
0
0
0
0
0
0
0
0
0
0
0
0
0
0
0
0
0
0
0
0
0
0
0
0
0
0
0
0
0
0
0
0
0
0
0
0
0
0
0
0
0
0
0
0
0
0
0
0
0
0
0
0
0
0
0
0
0
0
0
0
0
0
0
0
0
0
0
0
0
0
0
0
0
0
0
0
0
0
0
0
0
0
0
0
0
0
0
0
0
0
0
0
0
0
0
0
0
0
0
0
0
0
0
0
0
0
0
0
0
0
0
0
0
0
0
0
0
0
0
0
0
0
0
0
0
0
0
0
0
0
0
0
0
0
0
0
0
0
0
0
0
0
0
0
0
0
0
0
0
0
0
0
0
0
0
0
0
0
0
0
0
0
0
0
0
0
0
0
0
0
0
0
0
0
0
0
0
0
0
0
0
0
0
0
0
0
0
0
0
0
0
0
0
0
0
0
0
0
0
0
0
0
0
0
0
0
0
0
0
0
0
0
0
0
0
0
0
0
0
0
0
0
0
0
0
0
0
0
0
0
0
0
0
0
0
0
0
0
0
0
0
0
0
0
0
0
0
0
0
0
0
0
0
0
0
0
0
0
0
0
0
0
0
0
0
0
0
0
0
0
0
0
0
0
0
0
0
0
0
0
0
0
0
0
0
0
0
0
0
0
0
0
0
0
0
0
0
0
0
0
0
0
0
0
0
0
0
0
0
0
0
0
0
0
0
0
0
0
0
0
0
0
0
0
0
0
0
0
0
0
0
0
0
0
0
0
0
0
0
0
0
0
0
0
0
0
0
0
0
0
0
0
0
0
0
0
0
0
0
0
0
0
0
0
0
0
0
0
0
0
0
0
0
0
0
0
0
0
0
0
0
0
0
0
0
0
0
0
0
0
0
0
0
0
0
0
0
0
0
0
0
0
0
0
0
0
0
0
0
0
0
0
0
0
0
0
0
0
0
0
0
0
0
0
0
0
0
0
0
0
0
0
0
0
0
0
0
0
0
0
0
0
0
0
0
0
0
0
0
0
0
0
0
0
0
0
0
0
0
0
0
0
0
0
0
0
0
0
0
0
0
0
0
0
0
0
0
0
0
0
0
0
0
0
0
0
0
0
0
0
0
0
0
0
0
0
0
0
0
0
0
0
0
0
0
0
0
0
0
0
0
0
0
0
0
0
0
0
0
0
0
0
0
0
0
0
0
0
0
0
0
0
0
0
0
0
0
0
0
0
0
0
0
0
0
0
0
0
0
0
0
0
0
0
0
0
0
0
0
0
0
0
0
0
0
0
0
0
0
0
0
0
0
0
0
0
0
0
0
0
0
0
0
0
0
0
0
0
0
0
0
0
0
0
0
0
0
0
0
0
0
0
0
0
0
0
0
0
0
0
0
0
0
0
0
0
0
0
0
0
0
0
0
0
0
0
0
0
0
0
0
0
0
0
0
0
0
0
0
0
0
0
0
0
0
0
0
0
0
0
0
0
0
0
0
0
0
0
0
0
0
0
0
0
0
0
0
0
0
0
0
0
0
0
0
0
0
0
0
0
0
0
0
0
0
0
0
0
0
0
0
0
0
0
0
0
0
0
0
0
0
0
0
0
0
0
0
0
0
0
0
0
0
0
0
0
0
0
0
0
0
0
0
0
0
0
0
0
0
0
0
0
0
0
0
0
0
0
0
0
0
0
0
0
0
0
0
0
0
0
0
0
0
0
0
0
0
0
0
0
0
0
0
0
0
0
0
0
0
0
0
0
0
0
0
0
0
0
0
0
0
0
0
0
0
0
0
0
0
0
0
0
0
0
0
0
0
0
0
0
0
0
0
0
0
0
0
0
0
0
0
0
0
0
0
0
0
0
0
0
0
0
0
0
0
0
0
0
0
0
0
0
0
0
0
0
0
0
0
0
0
0
0
0
0
0
0
0
0
0
0
0
0
0
0
0
0
0
0
0
0
0
0
0
0
0
0
0
0
0
0
0
0
0
0
0
0
0
0
0
0
0
0
0
0
0
0
0
0
0
0
0
0
0
0
0
0
0
0
0
0
0
0
0
0
0
0
0
0
0
0
0
0
0
0
0
0
0
0
0
0
0
0
0
0
0
0
0
0
0
0
0
0
0
0
0
0
0
0
0
0
0
0
0
0
0
0
0
0
0
0
0
0
0
0
0
0
0
0
0
0
0
0
0
0
0
0
0
0
0
0
0
0
0
0
0
0
0
0
0
0
0
0
0
0
0
0
0
0
0
0
0
0
0
0
0
0
0
0
0
0
0
0
0
0
0
0
0
0
0
0
0
0
0
0
0
0
0
0
0
0
0
0
0
0
0
0
0
0
0
0
0
0
0
0
0
0
0
0
0
0
0
0
0
0
0
0
0
0
0
0
0
0
0
0
0
0
0
0
0
0
0
0
0
0
0
0
0
0
0
0
0
0
0
0
0
0
0
0
0
0
0
0
0
0
0
0
0
0
0
0
0
0
0
0
0
0
0
0
0
0
0
0
0
0
0
0
0
0
0
0
0
0
0
0
0
0
0
0
0
0
0
0
0
0
0
0
0
0
0
0
0
0
0
0
0
0
0
0
0
0
0
0
0
0
0
0
0
0
0
0
0
0
0
0
0
0
0
0
0
0
0
0
0
0
0
0
0
0
0
0
0
0
0
0
0
0
0
0
0
0
0
0
0
0
0
0
0
0
0
0
0
0
0
0
0
0
0
0
0
0
0
0
0
0
0
0
0
0
0
0
0
0
0
0
0
0
0
0
0
0
0
0
0
0
0
0
0
0
0
0
0
0
0
0
0
0
0
0
0
0
0
0
0
0
0
0
0
0
0
0
0
0
0
0
0
0
0
0
0
0
0
0
0
0
0
0
0
0
0
0
0
0
0
0
0
0
0
0
0
0
0
0
0
0
0
0
0
0
0
0
0
0
0
0
0
0
0
0
0
0
0
0
0
0
0
0
0
0
0
0
0
0
0
0
0
0
0
0
0
0
0
0
0
0
0
0
0
0
0
0
0
0
0
0
0
0
0
0
0
0
0
0
0
0
0
0
0
0
0
0
0
0
0
0
0
0
0
0
0
0
0
0
0
0
0
0
0
0
0
0
0
0
0
0
0
0
0
0
0
0
0
0
0
0
0
0
0
0
0
0
0
0
0
0
0
0
0
0
0
0
0
0
0
0
0
0
0
0
0
0
0
0
0
0
0
0
0
0
0
0
0
0
0
0
0
0
0
0
0
0
0
0
0
0
0
0
0
0
0
0
0
0
0
0
0
0
0
0
0
0
0
0
0
0
0
0
0
0
0
0
0
0
0
0
0
0
0
0
0
0
0
0
0
0
0
0
0
0
0
0
0
0
0
0
0
0
0
0
0
0
0
0
0
0
0
0
0
0
0
0
0
0
0
0
0
0
0
0
0
0
0
0
0
0
0
0
0
0
0
0
0
0
0
0
0
0
0
0
0
0
0
0
0
0
0
0
0
0
0
0
0
0
0
0
0
0
0
0
0
0
0
0
0
0
0
0
0
0
0
0
0
0
0
0
0
0
0
0
0
0
0
0
0
0
0
0
0
0
0
0
0
0
0
0
0
0
0
0
0
0
0
0
0
0
0
0
0
0
0
0
0
0
0
0
0
0
0
0
0
0
0
0
0
0
0
0
0
0
0
0
0
0
0
0
0
0
0
0
0
0
0
0
0
0
0
0
0
0
0
0
0
0
0
0
0
0
0
0
0
0
0
0
0
0
0
0
0
0
0
0
0
0
0
0
0
0
0
0
0
0
0
0
0
0
0
0
0
0
0
0
0
0
0
0
0
0
0
0
0
0
0
0
0
0
0
0
0
0
0
0
0
0
0
0
0
0
0
0
0
0
0
0
0
0
0
0
0
0
0
0
0
0
0
0
0
0
0
0
0
0
0
0
0
0
0
0
0
0
0
0
0
0
0
0
0
0
0
0
0
0
0
0
0
0
0
0
0
0
0
0
0
0
0
0
0
0
0
0
0
0
0
0
0
0
0
0
0
0
0
0
0
0
0
0
0
0
0
0
0
0
0
0
0
0
0
0
0
0
0
0
0
0
0
0
0
0
0
0
0
0
0
0
0
0
0
0
0
0
0
0
0
0
0
0
0
0
0
0
0
0
0
0
0
0
0
0
0
0
0
0
0
0
0
0
0
0
0
0
0
0
0
0
0
0
0
0
0
0
0
0
0
0
0
0
0
0
0
0
0
0
0
0
0
0
0
0
0
0
0
0
0
0
0
0
0
0
0
0
0
0
0
0
0
0
0
0
0
0
0
0
0
0
0
0
0
0
0
0
0
0
0
0
0
0
0
0
0
0
0
0
0
0
0
0
0
0
0
0
0
0
0
0
0
0
0
0
0
0
0
0
0
0
0
0
0
0
0
0
0
0
0
0
0
0
0
0
0
0
0
0
0
0
0
0
0
0
0
0
0
0
0
0
0
0
0
0
0
0
0
0
0
0
0
0
0
0
0
0
0
0
0
0
0
0
0
0
0
0
0
0
0
0
0
0
0
0
0
0
0
0
0
0
0
0
0
0
0
0
0
0
0
0
0
0
0
0
0
0
0
0
0
0
0
0
0
0
0
0
0
0
0
0
0
0
0
0
0
0
0
0
0
0
0
0
0
0
0
0
0
0
0
0
0
0
0
0
0
0
0
0
0
0
0
0
0
0
0
0
0
0
0
0
0
0
0
0
0
0
0
0
0
0
0
0
0
0
0
0
0
0
0
0
0
0
0
0
0
0
0
0
0
0
0
0
0
0
0
0
0
0
0
0
0
0
0
0
0
0
0
0
0
0
0
0
0
0
0
0
0
0
0
0
0
0
0
0
0
0
0
0
0
0
0
0
0
0
0
0
0
0
0
0
0
0
0
0
0
0
0
0
0
0
0
0
0
0
0
0
0
0
0
0
0
0
0
0
0
0
0
0
0
0
0
0
0
0
0
0
0
0
0
0
0
0
0
0
0
0
0
0
0
0
0
0
0
0
0
0
0
0
0
0
0
0
0
0
0
0
0
0
0
0
0
0
0
0
0
0
0
0
0
0
0
0
0
0
0
0
0
0
0
0
0
0
0
0
0
0
0
0
0
0
0
0
0
0
0
0
0
0
0
0
0
0
0
0
0
0
0
0
0
0
0
0
0
0
0
0
0
0
0
0
0
0
0
0
0
0
0
0
0
0
0
0
0
0
0
0
0
0
0
0
0
0
0
0
0
0
0
0
0
0
0
0
0
0
0
0
0
0
0
0
0
0
0
0
0
0
0
0
0
0
0
0
0
0
0
0
0
0
0
0
0
0
0
0
0
0
0
0
0
0
0
0
0
0
0
0
0
0
0
0
0
0
0
0
0
0
0
0
0
0
0
0
0
0
0
0
0
0
0
0
0
0
0
0
0
0
0
0
0
0
0
0
0
0
0
0
0
0
0
0
0
0
0
0
0
0
0
0
0
0
0
0
0
0
0
0
0
0
0
0
0
0
0
0
0
0
0
0
0
0
0
0
0
0
0
0
0
0
0
0
0
0
0
0
0
0
0
0
0
0
0
0
0
0
0
0
0
0
0
0
0
0
0
0
0
0
0
0
0
0
0
0
0
0
0
0
0
0
0
0
0
0
0
0
0
0
0
0
0
0
0
0
0
0
0
0
0
0
0
0
0
0
0
0
0
0
0
0
0
0
0
0
0
0
0
0
0
0
0
0
0
0
0
0
0
0
0
0
0
0
0
0
0
0
0
0
0
0
0
0
0
0
0
0
0
0
0
0
0
0
0
0
0
0
0
0
0
0
0
0
0
0
0
0
0
0
0
0
0
0
0
0
0
0
0
0
0
0
0
0
0
0
0
0
0
0
0
0
0
0
0
0
0
0
0
0
0
0
0
0
0
0
0
0
0
0
0
0
0
0
0
0
0
0
0
0
0
0
0
0
0
0
0
0
0
0
0
0
0
0
0
0
0
0
0
0
0
0
0
0
0
0
0
0
0
0
0
0
0
0
0
0
0
0
0
0
0
0
0
0
0
0
0
0
0
0
0
0
0
0
0
0
0
0
0
0
0
0
0
0
0
0
0
0
0
0
0
0
0
0
0
0
0
0
0
0
0
0
0
0
0
0
0
0
0
0
0
0
0
0
0
0
0
0
0
0
0
0
0
0
0
0
0
0
0
0
0
0
0
0
0
0
0
0
0
0
0
0
0
0
0
0
0
0
0
0
0
0
0
0
0
0
0
0
0
0
0
0
0
0
0
0
0
0
0
0
0
0
0
0
0
0
0
0
0
0
0
0
0
0
0
0
0
0
0
0
0
0
0
0
0
0
0
0
0
0
0
0
0
0
0
0
0
0
0
0
0
0
0
0
0
0
0
0
0
0
0
0
0
0
0
0
0
0
0
0
0
0
0
0
0
0
0
0
0
0
0
0
0
0
0
0
0
0
0
0
0
0
0
0
0
0
0
0
0
0
0
0
0
0
0
0
0
0
0
0
0
0
0
0
0
0
0
0
0
0
0
0
0
0
0
0
0
0
0
0
0
0
0
0
0
0
0
0
0
0
0
0
0
0
0
0
0
0
0
0
0
0
0
0
0
0
0
0
0
0
0
0
0
0
0
0
0
0
0
0
0
0
0
0
0
0
0
0
0
0
0
0
0
0
0
0
0
0
0
0
0
0
0
0
0
0
0
0
0
0
0
0
0
0
0
0
0
0
0
0
0
0
0
0
0
0
0
0
0
0
0
0
0
0
0
0
0
0
0
0
0
0
0
0
0
0
0
0
0
0
0
0
0
0
0
0
0
0
0
0
0
0
0
0
0
0
0
0
0
0
0
0
0
0
0
0
0
0
0
0
0
0
0
0
0
0
0
0
0
0
0
0
0
0
0
0
0
0
0
0
0
0
0
0
0
0
0
0
0
0
0
0
0
0
0
0
0
0
0
0
0
0
0
0
0
0
0
0
0
0
0
0
0
0
0
0
0
0
0
0
0
0
0
0
0
0
0
0
0
0
0
0
0
0
0
0
0
0
0
0
0
0
0
0
0
0
0
0
0
0
0
0
0
0
0
0
0
0
0
0
0
0
0
0
0
0
0
0
0
0
0
0
0
0
0
0
0
0
0
0
0
0
0
0
0
0
0
0
0
0
0
0
0
0
0
0
0
0
0
0
0
0
0
0
0
0
0
0
0
0
0
0
0
0
0
0
0
0
0
0
0
0
0
0
0
0
0
0
0
0
0
0
0
0
0
0
0
0
0
0
0
0
0
0
0
0
0
0
0
0
0
0
0
0
0
0
0
0
0
0
0
0
0
0
0
0
0
0
0
0
0
0
0
0
0
0
0
0
0
0
0
0
0
0
0
0
0
0
0
0
0
0
0
0
0
0
0
0
0
0
0
0
0
0
0
0
0
0
0
0
0
0
0
0
0
0
0
0
0
0
0
0
0
0
0
0
0
0
0
0
0
0
0
0
0
0
0
0
0
0
0
0
0
0
0
0
0
0
0
0
0
0
0
0
0
0
0
0
0
0
0
0
0
0
0
0
0
0
0
0
0
0
0
0
0
0
0
0
0
0
0
0
0
0
0
0
0
0
0
0
0
0
0
0
0
0
0
0
0
0
0
0
0
0
0
0
0
0
0
0
0
0
0
0
0
0
0
0
0
0
0
0
0
0
0
0
0
0
0
0
0
0
0
0
0
0
0
0
0
0
0
0
0
0
0
0
0
0
0
0
0
0
0
0
0
0
0
0
0
0
0
0
0
0
0
0
0
0
0
0
0
0
0
0
0
0
0
0
0
0
0
0
0
0
0
0
0
0
0
0
0
0
0
0
0
0
0
0
0
0
0
0
0
0
0
0
0
0
0
0
0
0
0
0
0
0
0
0
0
0
0
0
0
0
0
0
0
0
0
0
0
0
0
0
0
0
0
0
0
0
0
0
0
0
0
0
0
0
0
0
0
0
0
0
0
0
0
0
0
0
0
0
0
0
0
0
0
0
0
0
0
0
0
0
0
0
0
0
0
0
0
0
0
0
0
0
0
0
0
0
0
0
0
0
0
0
0
0
0
0
0
0
0
0
0
0
0
0
0
0
0
0
0
0
0
0
0
0
0
0
0
0
0
0
0
0
0
0
0
0
0
0
0
0
0
0
0
0
0
0
0
0
0
0
0
0
0
0
0
0
0
0
0
0
0
0
0
0
0
0
0
0
0
0
0
0
0
0
0
0
0
0
0
0
0
0
0
0
0
0
0
0
0
0
0
0
0
0
0
0
0
0
0
0
0
0
0
0
0
0
0
0
0
0
0
0
0
0
0
0
0
0
0
0
0
0
0
0
0
0
0
0
0
0
0
0
0
0
0
0
0
0
0
0
0
0
0
0
0
0
0
0
0
0
0
0
0
0
0
0
0
0
0
0
0
0
0
0
0
0
0
0
0
0
0
0
0
0
0
0
0
0
0
0
0
0
0
0
0
0
0
0
0
0
0
0
0
0
0
0
0
0
0
0
0
0
0
0
0
0
0
0
0
0
0
0
0
0
0
0
0
0
0
0
0
0
0
0
0
0
0
0
0
0
0
0
0
0
0
0
0
0
0
0
0
0
0
0
0
0
0
0
0
0
0
0
0
0
0
0
0
0
0
0
0
0
0
0
0
0
0
0
0
0
0
0
0
0
0
0
0
0
0
0
0
0
0
0
0
0
0
0
0
0
0
0
0
0
0
0
0
0
0
0
0
0
0
0
0
0
0
0
0
0
0
0
0
0
0
0
0
0
0
0
0
0
0
0
0
0
0
0
0
0
0
0
0
0
0
0
0
0
0
0
0
0
0
0
0
0
0
0
0
0
0
0
0
0
0
0
0
0
0
0
0
0
0
0
0
0
0
0
0
0
0
0
0
0
0
0
0
0
0
0
0
0
0
0
0
0
0
0
0
0
0
0
0
0
0
0
0
0
0
0
0
0
0
0
0
0
0
0
0
0
0
0
0
0
0
0
0
0
0
0
0
0
0
0
0
0
0
0
0
0
0
0
0
0
0
0
0
0
0
0
0
0
0
0
0
0
0
0
0
0
0
0
0
0
0
0
0
0
0
0
0
0
0
0
0
0
0
0
0
0
0
0
0
0
0
0
0
0
0
0
0
0
0
0
0
0
0
0
0
0
0
0
0
0
0
0
0
0
0
0
0
0
0
0
0
0
0
0
0
0
0
0
0
0
0
0
0
0
0
0
0
0
0
0
0
0
0
0
0
0
0
0
0
0
0
0
0
0
0
0
0
0
0
0
0
0
0
0
0
0
0
0
0
0
0
0
0
0
0
0
0
0
0
0
0
0
0
0
0
0
0
0
0
0
0
0
0
0
0
0
0
0
0
0
0
0
0
0
0
0
0
0
0
0
0
0
0
0
0
0
0
0
0
0
0
0
0
0
0
0
0
0
0
0
0
0
0
0
0
0
0
0
0
0
0
0
0
0
0
0
0
0
0
0
0
0
0
0
0
0
0
0
0
0
0
0
0
0
0
0
0
0
0
0
0
0
0
0
0
0
0
0
0
0
0
0
0
0
0
0
0
0
0
0
0
0
0
0
0
0
0
0
0
0
0
0
0
0
0
0
0
0
0
0
0
0
0
0
0
0
0
0
0
0
0
0
0
0
0
0
0
0
0
0
0
0
0
0
0
0
0
0
0
0
0
0
0
0
0
0
0
0
0
0
0
0
0
0
0
0
0
0
0
0
0
0
0
0
0
0
0
0
0
0
0
0
0
0
0
0
0
0
0
0
0
0
0
0
0
0
0
0
0
0
0
0
0
0
0
0
0
0
0
0
0
0
0
0
0
0
0
0
0
0
0
0
0
0
0
0
0
0
0
0
0
0
0
0
0
0
0
0
0
0
0
0
0
0
0
0
0
0
0
0
0
0
0
0
0
0
0
0
0
0
0
0
0
0
0
0
0
0
0
0
0
0
0
0
0
0
0
0
0
0
0
0
0
0
0
0
0
0
0
0
0
0
0
0
0
0
0
0
0
0
0
0
0
0
0
0
0
0
0
0
0
0
0
0
0
0
0
0
0
0
0
0
0
0
0
0
0
0
0
0
0
0
0
0
0
0
0
0
0
0
0
0
0
0
0
0
0
0
0
0
0
0
0
0
0
0
0
0
0
0
0
0
0
0
0
0
0
0
0
0
0
0
0
0
0
0
0
0
0
0
0
0
0
0
0
0
0
0
0
0
0
0
0
0
0
0
0
0
0
0
0
0
0
0
0
0
0
0
0
0
0
0
0
0
0
0
0
0
0
0
0
0
0
0
0
0
0
0
0
0
0
0
0
0
0
0
0
0
0
0
0
0
0
0
0
0
0
0
0
0
0
0
0
0
0
0
0
0
0
0
0
0
0
0
0
0
0
0
0
0
0
0
0
0
0
0
0
0
0
0
0
0
0
0
0
0
0
0
0
0
0
0
0
0
0
0
0
0
0
0
0
0
0
0
0
0
0
0
0
0
0
0
0
0
0
0
0
0
0
0
0
0
0
0
0
0
0
0
0
0
0
0
0
0
0
0
0
0
0
0
0
0
0
0
0
0
0
0
0
0
0
0
0
0
0
0
0
0
0
0
0
0
0
0
0
0
0
0
0
0
0
0
0
0
0
0
0
0
0
0
0
0
0
0
0
0
0
0
0
0
0
0
0
0
0
0
0
0
0
0
0
0
0
0
0
0
0
0
0
0
0
0
0
0
0
0
0
0
0
0
0
0
0
0
0
0
0
0
0
0
0
0
0
0
0
0
0
0
0
0
0
0
0
0
0
0
0
0
0
0
0
0
0
0
0
0
0
0
0
0
0
0
0
0
0
0
0
0
0
0
0
0
0
0
0
0
0
0
0
0
0
0
0
0
0
0
0
0
0
0
0
0
0
0
0
0
0
0
0
0
0
0
0
0
0
0
0
0
0
0
0
0
0
0
0
0
0
0
0
0
0
0
0
0
0
0
0
0
0
0
0
0
0
0
0
0
0
0
0
0
0
0
0
0
0
0
0
0
0
0
0
0
0
0
0
0
0
0
0
0
0
0
0
0
0
0
0
0
0
0
0
0
0
0
0
0
0
0
0
0
0
0
0
0
0
0
0
0
0
0
0
0
0
0
0
0
0
0
0
0
0
0
0
0
0
0
0
0
0
0
0
0
0
0
0
0
0
0
0
0
0
0
0
0
0
0
0
0
0
0
0
0
0
0
0
0
0
0
0
0
0
0
0
0
0
0
0
0
0
0
0
0
0
0
0
0
0
0
0
0
0
0
0
0
0
0
0
0
0
0
0
0
0
0
0
0
0
0
0
0
0
0
0
0
0
0
0
0
0
0
0
0
0
0
0
0
0
0
0
0
0
0
0
0
0
0
0
0
0
0
0
0
0
0
0
0
0
0
0
0
0
0
0
0
0
0
0
0
0
0
0
0
0
0
0
0
0
0
0
0
0
0
0
0
0
0
0
0
0
0
0
0
0
0
0
0
0
0
0
0
0
0
0
0
0
0
0
0
0
0
0
0
0
0
0
0
0
0
0
0
0
0
0
0
0
0
0
0
0
0
0
0
0
0
0
0
0
0
0
0
0
0
0
0
0
0
0
0
0
0
0
0
0
0
0
0
0
0
0
0
0
0
0
0
0
0
0
0
0
0
0
0
0
0
0
0
0
0
0
0
0
0
0
0
0
0
0
0
0
0
0
0
0
0
0
0
0
0
0
0
0
0
0
0
0
0
0
0
0
0
0
0
0
0
0
0
0
0
0
0
0
0
0
0
0
0
0
0
0
0
0
0
0
0
0
0
0
0
0
0
0
0
0
0
0
0
0
0
0
0
0
0
0
0
0
0
0
0
0
0
0
0
0
0
0
0
0
0
0
0
0
0
0
0
0
0
0
0
0
0
0
0
0
0
0
0
0
0
0
0
0
0
0
0
0
0
0
0
0
0
0
0
0
0
0
0
0
0
0
0
0
0
0
0
0
0
0
0
0
0
0
0
0
0
0
0
0
0
0
0
0
0
0
0
0
0
0
0
0
0
0
0
0
0
0
0
0
0
0
0
0
0
0
0
0
0
0
0
0
0
0
0
0
0
0
0
0
0
0
0
0
0
0
0
0
0
0
0
0
0
0
0
0
0
0
0
0
0
0
0
0
0
0
0
0
0
0
0
0
0
0
0
0
0
0
0
0
0
0
0
0
0
0
0
0
0
0
0
0
0
0
0
0
0
0
0
0
0
0
0
0
0
0
0
0
0
0
0
0
0
0
0
0
0
0
0
0
0
0
0
0
0
0
0
0
0
0
0
0
0
0
0
0
0
0
0
0
0
0
0
0
0
0
0
0
0
0
0
0
0
0
0
0
0
0
0
0
0
0
0
0
0
0
0
0
0
0
0
0
0
0
0
0
0
0
0
0
0
0
0
0
0
0
0
0
0
0
0
0
0
0
0
0
0
0
0
0
0
0
0
0
0
0
0
0
0
0
0
0
0
0
0
0
0
0
0
0
0
0
0
0
0
0
0
0
0
0
0
0
0
0
0
0
0
0
0
0
0
0
0
0
0
0
0
0
0
0
0
0
0
0
0
0
0
0
0
0
0
0
0
0
0
0
0
0
0
0
0
0
0
0
0
0
0
0
0
0
0
0
0
0
0
0
0
0
0
0
0
0
0
0
0
0
0
0
0
0
0
0
0
0
0
0
0
0
0
0
0
0
0
0
0
0
0
0
0
0
0
0
0
0
0
0
0
0
0
0
0
0
0
0
0
0
0
0
0
0
0
0
0
0
0
0
0
0
0
0
0
0
0
0
0
0
0
0
0
0
0
0
0
0
0
0
0
0
0
0
0
0
0
0
0
0
0
0
0
0
0
0
0
0
0
0
0
0
0
0
0
0
0
0
0
0
0
0
0
0
0
0
0
0
0
0
0
0
0
0
0
0
0
0
0
0
0
0
0
0
0
0
0
0
0
0
0
0
0
0
0
0
0
0
0
0
0
0
0
0
0
0
0
0
0
0
0
0
0
0
0
0
0
0
0
0
0
0
0
0
0
0
0
0
0
0
0
0
0
0
0
0
0
0
0
0
0
0
0
0
0
0
0
0
0
0
0
0
0
0
0
0
0
0
0
0
0
0
0
0
0
0
0
0
0
0
0
0
0
0
0
0
0
0
0
0
0
0
0
0
0
0
0
0
0
0
0
0
0
0
0
0
0
0
0
0
0
0
0
0
0
0
0
0
0
0
0
0
0
0
0
0
0
0
0
0
0
0
0
0
0
0
0
0
0
0
0
0
0
0
0
0
0
0
0
0
0
0
0
0
0
0
0
0
0
0
0
0
0
0
0
0
0
0
0
0
0
0
0
0
0
0
0
0
0
0
0
0
0
0
0
0
0
0
0
0
0
0
0
0
0
0
0
0
0
0
0
0
0
0
0
0
0
0
0
0
0
0
0
0
0
0
0
0
0
0
0
0
0
0
0
0
0
0
0
0
0
0
0
0
0
0
0
0
0
0
0
0
0
0
0
0
0
0
0
0
0
0
0
0
0
0
0
0
0
0
0
0
0
0
0
0
0
0
0
0
0
0
0
0
0
0
0
0
0
0
0
0
0
0
0
0
0
0
0
0
0
0
0
0
0
0
0
0
0
0
0
0
0
0
0
0
0
0
0
0
0
0
0
0
0
0
0
0
0
0
0
0
0
0
0
0
0
0
0
0
0
0
0
0
0
0
0
0
0
0
0
0
0
0
0
0
0
0
0
0
0
0
0
0
0
0
0
0
0
0
0
0
0
0
0
0
0
0
0
0
0
0
0
0
0
0
0
0
0
0
0
0
0
0
0
0
0
0
0
0
0
0
0
0
0
0
0
0
0
0
0
0
0
0
0
0
0
0
0
0
0
0
0
0
0
0
0
0
0
0
0
0
0
0
0
0
0
0
0
0
0
0
0
0
0
0
0
0
0
0
0
0
0
0
0
0
0
0
0
0
0
0
0
0
0
0
0
0
0
0
0
0
0
0
0
0
0
0
0
0
0
0
0
0
0
0
0
0
0
0
0
0
0
0
0
0
0
0
0
0
0
0
0
0
0
0
0
0
0
0
0
0
0
0
0
0
0
0
0
0
0
0
0
0
0
0
0
0
0
0
0
0
0
0
0
0
0
0
0
0
0
0
0
0
0
0
0
0
0
0
0
0
0
0
0
0
0
0
0
0
0
0
0
0
0
0
0
0
0
0
0
0
0
0
0
0
0
0
0
0
0
0
0
0
0
0
0
0
0
0
0
0
0
0
0
0
0
0
0
0
0
0
0
0
0
0
0
0
0
0
0
0
0
0
0
0
0
0
0
0
0
0
0
0
0
0
0
0
0
0
0
0
0
0
0
0
0
0
0
0
0
0
0
0
0
0
0
0
0
0
0
0
0
0
0
0
0
0
0
0
0
0
0
0
0
0
0
0
0
0
0
0
0
0
0
0
0
0
0
0
0
0
0
0
0
0
0
0
0
0
0
0
0
0
0
0
0
0
0
0
0
0
0
0
0
0
0
0
0
0
0
0
0
0
0
0
0
0
0
0
0
0
0
0
0
0
0
0
0
0
0
0
0
0
0
0
0
0
0
0
0
0
0
0
0
0
0
0
0
0
0
0
0
0
0
0
0
0
0
0
0
0
0
0
0
0
0
0
0
0
0
0
0
0
0
0
0
0
0
0
0
0
0
0
0
0
0
0
0
0
0
0
0
0
0
0
0
0
0
0
0
0
0
0
0
0
0
0
0
0
0
0
0
0
0
0
0
0
0
0
0
0
0
0
0
0
0
0
0
0
0
0
0
0
0
0
0
0
0
0
0
0
0
0
0
0
0
0
0
0
0
0
0
0
0
0
0
0
0
0
0
0
0
0
0
0
0
0
0
0
0
0
0
0
0
0
0
0
0
0
0
0
0
0
0
0
0
0
0
0
0
0
0
0
0
0
0
0
0
0
0
0
0
0
0
0
0
0
0
0
0
0
0
0
0
0
0
0
0
0
0
0
0
0
0
0
0
0
0
0
0
0
0
0
0
0
0
0
0
0
0
0
0
0
0
0
0
0
0
0
0
0
0
0
0
0
0
0
0
0
0
0
0
0
0
0
0
0
0
0
0
0
0
0
0
0
0
0
0
0
0
0
0
0
0
0
0
0
0
0
0
0
0
0
0
0
0
0
0
0
0
0
0
0
0
0
0
0
0
0
0
0
0
0
0
0
0
0
0
0
0
0
0
0
0
0
0
0
0
0
0
0
0
0
0
0
0
0
0
0
0
0
0
0
0
0
0
0
0
0
0
0
0
0
0
0
0
0
0
0
0
0
0
0
0
0
0
0
0
0
0
0
0
0
0
0
0
0
0
0
0
0
0
0
0
0
0
0
0
0
0
0
0
0
0
0
0
0
0
0
0
0
0
0
0
0
0
0
0
0
0
0
0
0
0
0
0
0
0
0
0
0
0
0
0
0
0
0
0
0
0
0
0
0
0
0
0
0
0
0
0
0
0
0
0
0
0
0
0
0
0
0
0
0
0
0
0
0
0
0
0
0
0
0
0
0
0
0
0
0
0
0
0
0
0
0
0
0
0
0
0
0
0
0
0
0
0
0
0
0
0
0
0
0
0
0
0
0
0
0
0
0
0
0
0
0
0
0
0
0
0
0
0
0
0
0
0
0
0
0
0
0
0
0
0
0
0
0
0
0
0
0
0
0
0
0
0
0
0
0
0
0
0
0
0
0
0
0
0
0
0
0
0
0
0
0
0
0
0
0
0
0
0
0
0
0
0
0
0
0
0
0
0
0
0
0
0
0
0
0
0
0
0
0
0
0
0
0
0
0
0
0
0
0
0
0
0
0
0
0
0
0
0
0
0
0
0
0
0
0
0
0
0
0
0
0
0
0
0
0
0
0
0
0
0
0
0
0
0
0
0
0
0
0
0
0
0
0
0
0
0
0
0
0
0
0
0
0
0
0
0
0
0
0
0
0
0
0
0
0
0
0
0
0
0
0
0
0
0
0
0
0
0
0
0
0
0
0
0
0
0
0
0
0
0
0
0
0
0
0
0
0
0
0
0
0
0
0
0
0
0
0
0
0
0
0
0
0
0
0
0
0
0
0
0
0
0
0
0
0
0
0
0
0
0
0
0
0
0
0
0
0
0
0
0
0
0
0
0
0
0
0
0
0
0
0
0
0
0
0
0
0
0
0
0
0
0
0
0
0
0
0
0
0
0
0
0
0
0
0
0
0
0
0
0
0
0
0
0
0
0
0
0
0
0
0
0
0
0
0
0
0
0
0
0
0
0
0
0
0
0
0
0
0
0
0
0
0
0
0
0
0
0
0
0
0
0
0
0
0
0
0
0
0
0
0
0
0
0
0
0
0
0
0
0
0
0
0
0
0
0
0
0
0
0
0
0
0
0
0
0
0
0
0
0
0
0
0
0
0
0
0
0
0
0
0
0
0
0
0
0
0
0
0
0
0
0
0
0
0
0
0
0
0
0
0
0
0
0
0
0
0
0
0
0
0
0
0
0
0
0
0
0
0
0
0
0
0
0
0
0
0
0
0
0
0
0
0
0
0
0
0
0
0
0
0
0
0
0
0
0
0
0
0
0
0
0
0
0
0
0
0
0
0
0
0
0
0
0
0
0
0
0
0
0
0
0
0
0
0
0
0
0
0
0
0
0
0
0
0
0
0
0
0
0
0
0
0
0
0
0
0
0
0
0
0
0
0
0
0
0
0
0
0
0
0
0
0
0
0
0
0
0
0
0
0
0
0
0
0
0
0
0
0
0
0
0
0
0
0
0
0
0
0
0
0
0
0
0
0
0
0
0
0
0
0
0
0
0
0
0
0
0
0
0
0
0
0
0
0
0
0
0
0
0
0
0
0
0
0
0
0
0
0
0
0
0
0
0
0
0
0
0
0
0
0
0
0
0
0
0
0
0
0
0
0
0
0
0
0
0
0
0
0
0
0
0
0
0
0
0
0
0
0
0
0
0
0
0
0
0
0
0
0
0
0
0
0
0
0
0
0
0
0
0
0
0
0
0
0
0
0
0
0
0
0
0
0
0
0
0
0
0
0
0
0
0
0
0
0
0
0
0
0
0
0
0
0
0
0
0
0
0
0
0
0
0
0
0
0
0
0
0
0
0
0
0
0
0
0
0
0
0
0
0
0
0
0
0
0
0
0
0
0
0
0
0
0
0
0
0
0
0
0
0
0
0
0
0
0
0
0
0
0
0
0
0
0
0
0
0
0
0
0
0
0
0
0
0
0
0
0
0
0
0
0
0
0
0
0
0
0
0
0
0
0
0
0
0
0
0
0
0
0
0
0
0
0
0
0
0
0
0
0
0
0
0
0
0
0
0
0
0
0
0
0
0
0
0
0
0
0
0
0
0
0
0
0
0
0
0
0
0
0
0
0
0
0
0
0
0
0
0
0
0
0
0
0
0
0
0
0
0
0
0
0
0
0
0
0
0
0
0
0
0
0
0
0
0
0
0
0
0
0
0
0
0
0
0
0
0
0
0
0
0
0
0
0
0
0
0
0
0
0
0
0
0
0
0
0
0
0
0
0
0
0
0
0
0
0
0
0
0
0
0
0
0
0
0
0
0
0
0
0
0
0
0
0
0
0
0
0
0
0
0
0
0
0
0
0
0
0
0
0
0
0
0
0
0
0
0
0
0
0
0
0
0
0
0
0
0
0
0
0
0
0
0
0
0
0
0
0
0
0
0
0
0
0
0
0
0
0
0
0
0
0
0
0
0
0
0
0
0
0
0
0
0
0
0
0
0
0
0
0
0
0
0
0
0
0
0
0
0
0
0
0
0
0
0
0
0
0
0
0
0
0
0
0
0
0
0
0
0
0
0
0
0
0
0
0
0
0
0
0
0
0
0
0
0
0
0
0
0
0
0
0
0
0
0
0
0
0
0
0
0
0
0
0
0
0
0
0
0
0
0
0
0
0
0
0
0
0
0
0
0
0
0
0
0
0
0
0
0
0
0
0
0
0
0
0
0
0
0
0
0
0
0
0
0
0
0
0
0
0
0
0
0
0
0
0
0
0
0
0
0
0
0
0
0
0
0
0
0
0
0
0
0
0
0
0
0
0
0
0
0
0
0
0
0
0
0
0
0
0
0
0
0
0
0
0
0
0
0
0
0
0
0
0
0
0
0
0
0
0
0
0
0
0
0
0
0
0
0
0
0
0
0
0
0
0
0
0
0
0
0
0
0
0
0
0
0
0
0
0
0
0
0
0
0
0
0
0
0
0
0
0
0
0
0
0
0
0
0
0
0
0
0
0
0
0
0
0
0
0
0
0
0
0
0
0
0
0
0
0
0
0
0
0
0
0
0
0
0
0
0
0
0
0
0
0
0
0
0
0
0
0
0
0
0
0
0
0
0
0
0
0
0
0
0
0
0
0
0
0
0
0
0
0
0
0
0
0
0
0
0
0
0
0
0
0
0
0
0
0
0
0
0
0
0
0
0
0
0
0
0
0
0
0
0
0
0
0
0
0
0
0
0
0
0
0
0
0
0
0
0
0
0
0
0
0
0
0
0
0
0
0
0
0
0
0
0
0
0
0
0
0
0
0
0
0
0
0
0
0
0
0
0
0
0
0
0
0
0
0
0
0
0
0
0
0
0
0
0
0
0
0
0
0
0
0
0
0
0
0
0
0
0
0
0
0
0
0
0
0
0
0
0
0
0
0
0
0
0
0
0
0
0
0
0
0
0
0
0
0
0
0
0
0
0
0
0
0
0
0
0
0
0
0
0
0
0
0
0
0
0
0
0
0
0
0
0
0
0
0
0
0
0
0
0
0
0
0
0
0
0
0
0
0
0
0
0
0
0
0
0
0
0
0
0
0
0
0
0
0
0
0
0
0
0
0
0
0
0
0
0
0
0
0
0
0
0
0
0
0
0
0
0
0
0
0
0
0
0
0
0
0
0
0
0
0
0
0
0
0
0
0
0
0
0
0
0
0
0
0
0
0
0
0
0
0
0
0
0
0
0
0
0
0
0
0
0
0
0
0
0
0
0
0
0
0
0
0
0
0
0
0
0
0
0
0
0
0
0
0
0
0
0
0
0
0
0
0
0
0
0
0
0
0
0
0
0
0
0
0
0
0
0
0
0
0
0
0
0
0
0
0
0
0
0
0
0
0
0
0
0
0
0
0
0
0
0
0
0
0
0
0
0
0
0
0
0
0
0
0
0
0
0
0
0
0
0
0
0
0
0
0
0
0
0
0
0
0
0
0
0
0
0
0
0
0
0
0
0
0
0
0
0
0
0
0
0
0
0
0
0
0
0
0
0
0
0
0
0
0
0
0
0
0
0
0
0
0
0
0
0
0
0
0
0
0
0
0
0
0
0
0
0
0
0
0
0
0
0
0
0
0
0
0
0
0
0
0
0
0
0
0
0
0
0
0
0
0
0
0
0
0
0
0
0
0
0
0
0
0
0
0
0
0
0
0
0
0
0
0
0
0
0
0
0
0
0
0
0
0
0
0
0
0
0
0
0
0
0
0
0
0
0
0
0
0
0
0
0
0
0
0
0
0
0
0
0
0
0
0
0
0
0
0
0
0
0
0
0
0
0
0
0
0
0
0
0
0
0
0
0
0
0
0
0
0
0
0
0
0
0
0
0
0
0
0
0
0
0
0
0
0
0
0
0
0
0
0
0
0
0
0
0
0
0
0
0
0
0
0
0
0
0
0
0
0
0
0
0
0
0
0
0
0
0
0
0
0
0
0
0
0
0
0
0
0
0
0
0
0
0
0
0
0
0
0
0
0
0
0
0
0
0
0
0
0
0
0
0
0
0
0
0
0
0
0
0
0
0
0
0
0
0
0
0
0
0
0
0
0
0
0
0
0
0
0
0
0
0
0
0
0
0
0
0
0
0
0
0
0
0
0
0
0
0
0
0
0
0
0
0
0
0
0
0
0
0
0
0
0
0
0
0
0
0
0
0
0
0
0
0
0
0
0
0
0
0
0
0
0
0
0
0
0
0
0
0
0
0
0
0
0
0
0
0
0
0
0
0
0
0
0
0
0
0
0
0
0
0
0
0
0
0
0
0
0
0
0
0
0
0
0
0
0
0
0
0
0
0
0
0
0
0
0
0
0
0
0
0
0
0
0
0
0
0
0
0
0
0
0
0
0
0
0
0
0
0
0
0
0
0
0
0
0
0
0
0
0
0
0
0
0
0
0
0
0
0
0
0
0
0
0
0
0
0
0
0
0
0
0
0
0
0
0
0
0
0
0
0
0
0
0
0
0
0
0
0
0
0
0
0
0
0
0
0
0
0
0
0
0
0
0
0
0
0
0
0
0
0
0
0
0
0
0
0
0
0
0
0
0
0
0
0
0
0
0
0
0
0
0
0
0
0
0
0
0
0
0
0
0
0
0
0
0
0
0
0
0
0
0
0
0
0
0
0
0
0
0
0
0
0
0
0
0
0
0
0
0
0
0
0
0
0
0
0
0
0
0
0
0
0
0
0
0
0
0
0
0
0
0
0
0
0
0
0
0
0
0
0
0
0
0
0
0
0
0
0
0
0
0
0
0
0
0
0
0
0
0
0
0
0
0
0
0
0
0
0
0
0
0
0
0
0
0
0
0
0
0
0
0
0
0
0
0
0
0
0
0
0
0
0
0
0
0
0
0
0
0
0
0
0
0
0
0
0
0
0
0
0
0
0
0
0
0
0
0
0
0
0
0
0
0
0
0
0
0
0
0
0
0
0
0
0
0
0
0
0
0
0
0
0
0
0
0
0
0
0
0
0
0
0
0
0
0
0
0
0
0
0
0
0
0
0
0
0
0
0
0
0
0
0
0
0
0
0
0
0
0
0
0
0
0
0
0
0
0
0
0
0
0
0
0
0
0
0
0
0
0
0
0
0
0
0
0
0
0
0
0
0
0
0
0
0
0
0
0
0
0
0
0
0
0
0
0
0
0
0
0
0
0
0
0
0
0
0
0
0
0
0
0
0
0
0
0
0
0
0
0
0
0
0
0
0
0
0
0
0
0
0
0
0
0
0
0
0
0
0
0
0
0
0
0
0
0
0
0
0
0
0
0
0
0
0
0
0
0
0
0
0
0
0
0
0
0
0
0
0
0
0
0
0
0
0
0
0
0
0
0
0
0
0
0
0
0
0
0
0
0
0
0
0
0
0
0
0
0
0
0
0
0
0
0
0
0
0
0
0
0
0
0
0
0
0
0
0
0
0
0
0
0
0
0
0
0
0
0
0
0
0
0
0
0
0
0
0
0
0
0
0
0
0
0
0
0
0
0
0
0
0
0
0
0
0
0
0
0
0
0
0
0
0
0
0
0
0
0
0
0
0
0
0
0
0
0
0
0
0
0
0
0
0
0
0
0
0
0
0
0
0
0
0
0
0
0
0
0
0
0
0
0
0
0
0
0
0
0
0
0
0
0
0
0
0
0
0
0
0
0
0
0
0
0
0
0
0
0
0
0
0
0
0
0
0
0
0
0
0
0
0
0
0
0
0
0
0
0
0
0
0
0
0
0
0
0
0
0
0
0
0
0
0
0
0
0
0
0
0
0
0
0
0
0
0
0
0
0
0
0
0
0
0
0
0
0
0
0
0
0
0
0
0
0
0
0
0
0
0
0
0
0
0
0
0
0
0
0
0
0
0
0
0
0
0
0
0
0
0
0
0
0
0
0
0
0
0
0
0
0
0
0
0
0
0
0
0
0
0
0
0
0
0
0
0
0
0
0
0
0
0
0
0
0
0
0
0
0
0
0
0
0
0
0
0
0
0
0
0
0
0
0
0
0
0
0
0
0
0
0
0
0
0
0
0
0
0
0
0
0
0
0
0
0
0
0
0
0
0
0
0
0
0
0
0
0
0
0
0
0
0
0
0
0
0
0
0
0
0
0
0
0
0
0
0
0
0
0
0
0
0
0
0
0
0
0
0
0
0
0
0
0
0
0
0
0
0
0
0
0
0
0
0
0
0
0
0
0
0
0
0
0
0
0
0
0
0
0
0
0
0
0
0
0
0
0
0
0
0
0
0
0
0
0
0
0
0
0
0
0
0
0
0
0
0
0
0
0
0
0
0
0
0
0
0
0
0
0
0
0
0
0
0
0
0
0
0
0
0
0
0
0
0
0
0
0
0
0
0
0
0
0
0
0
0
0
0
0
0
0
0
0
0
0
0
0
0
0
0
0
0
0
0
0
0
0
0
0
0
0
0
0
0
0
0
0
0
0
0
0
0
0
0
0
0
0
0
0
0
0
0
0
0
0
0
0
0
0
0
0
0
0
0
0
0
0
0
0
0
0
0
0
0
0
0
0
0
0
0
0
0
0
0
0
0
0
0
0
0
0
0
0
0
0
0
0
0
0
0
0
0
0
0
0
0
0
0
0
0
0
0
0
0
0
0
0
0
0
0
0
0
0
0
0
0
0
0
0
0
0
0
0
0
0
0
0
0
0
0
0
0
0
0
0
0
0
0
0
0
0
0
0
0
0
0
0
0
0
0
0
0
0
0
0
0
0
0
0
0
0
0
0
0
0
0
0
0
0
0
0
0
0
0
0
0
0
0
0
0
0
0
0
0
0
0
0
0
0
0
0
0
0
0
0
0
0
0
0
0
0
0
0
0
0
0
0
0
0
0
0
0
0
0
0
0
0
0
0
0
0
0
0
0
0
0
0
0
0
0
0
0
0
0
0
0
0
0
0
0
0
0
0
0
0
0
0
0
0
0
0
0
0
0
0
0
0
0
0
0
0
0
0
0
0
0
0
0
0
0
0
0
0
0
0
0
0
0
0
0
0
0
0
0
0
0
0
0
0
0
0
0
0
0
0
0
0
0
0
0
0
0
0
0
0
0
0
0
0
0
0
0
0
0
0
0
0
0
0
0
0
0
0
0
0
0
0
0
0
0
0
0
0
0
0
0
0
0
0
0
0
0
0
0
0
0
0
0
0
0
0
0
0
0
0
0
0
0
0
0
0
0
0
0
0
0
0
0
0
0
0
0
0
0
0
0
0
0
0
0
0
0
0
0
0
0
0
0
0
0
0
0
0
0
0
0
0
0
0
0
0
0
0
0
0
0
0
0
0
0
0
0
0
0
0
0
0
0
0
0
0
0
0
0
0
0
0
0
0
0
0
0
0
0
0
0
0
0
0
0
0
0
0
0
0
0
0
0
0
0
0
0
0
0
0
0
0
0
0
0
0
0
0
0
0
0
0
0
0
0
0
0
0
0
0
0
0
0
0
0
0
0
0
0
0
0
0
0
0
0
0
0
0
0
0
0
0
0
0
0
0
0
0
0
0
0
0
0
0
0
0
0
0
0
0
0
0
0
0
0
0
0
0
0
0
0
0
0
0
0
0
0
0
0
0
0
0
0
0
0
0
0
0
0
0
0
0
0
0
0
0
0
0
0
0
0
0
0
0
0
0
0
0
0
0
0
0
0
0
0
0
0
0
0
0
0
0
0
0
0
0
0
0
0
0
0
0
0
0
0
0
0
0
0
0
0
0
0
0
0
0
0
0
0
0
0
0
0
0
0
0
0
0
0
0
0
0
0
0
0
0
0
0
0
0
0
0
0
0
0
0
0
0
0
0
0
0
0
0
0
0
0
0
0
0
0
0
0
0
0
0
0
0
0
0
0
0
0
0
0
0
0
0
0
0
0
0
0
0
0
0
0
0
0
0
0
0
0
0
0
0
0
0
0
0
0
0
0
0
0
0
0
0
0
0
0
0
0
0
0
0
0
0
0
0
0
0
0
0
0
0
0
0
0
0
0
0
0
0
0
0
0
0
0
0
0
0
0
0
0
0
0
0
0
0
0
0
0
0
0
0
0
0
0
0
0
0
0
0
0
0
0
0
0
0
0
0
0
0
0
0
0
0
0
0
0
0
0
0
0
0
0
0
0
0
0
0
0
0
0
0
0
0
0
0
0
0
0
0
0
0
0
0
0
0
0
0
0
0
0
0
0
0
0
0
0
0
0
0
0
0
0
0
0
0
0
0
0
0
0
0
0
0
0
0
0
0
0
0
0
0
0
0
0
0
0
0
0
0
0
0
0
0
0
0
0
0
0
0
0
0
0
0
0
0
0
0
0
0
0
0
0
0
0
0
0
0
0
0
0
0
0
0
0
0
0
0
0
0
0
0
0
0
0
0
0
0
0
0
0
0
0
0
0
0
0
0
0
0
0
0
0
0
0
0
0
0
0
0
0
0
0
0
0
0
0
0
0
0
0
0
0
0
0
0
0
0
0
0
0
0
0
0
0
0
0
0
0
0
0
0
0
0
0
0
0
0
0
0
0
0
0
0
0
0
0
0
0
0
0
0
0
0
0
0
0
0
0
0
0
0
0
0
0
0
0
0
0
0
0
0
0
0
0
0
0
0
0
0
0
0
0
0
0
0
0
0
0
0
0
0
0
0
0
0
0
0
0
0
0
0
0
0
0
0
0
0
0
0
0
0
0
0
0
0
0
0
0
0
0
0
0
0
0
0
0
0
0
0
0
0
0
0
0
0
0
0
0
0
0
0
0
0
0
0
0
0
0
0
0
0
0
0
0
0
0
0
0
0
0
0
0
0
0
0
0
0
0
0
0
0
0
0
0
0
0
0
0
0
0
0
0
0
0
0
0
0
0
0
0
0
0
0
0
0
0
0
0
0
0
0
0
0
0
0
0
0
0
0
0
0
0
0
0
0
0
0
0
0
0
0
0
0
0
0
0
0
0
0
0
0
0
0
0
0
0
0
0
0
0
0
0
0
0
0
0
0
0
0
0
0
0
0
0
0
0
0
0
0
0
0
0
0
0
0
0
0
0
0
0
0
0
0
0
0
0
0
0
0
0
0
0
0
0
0
0
0
0
0
0
0
0
0
0
0
0
0
0
0
0
0
0
0
0
0
0
0
0
0
0
0
0
0
0
0
0
0
0
0
0
0
0
0
0
0
0
0
0
0
0
0
0
0
0
0
0
0
0
0
0
0
0
0
0
0
0
0
0
0
0
0
0
0
0
0
0
0
0
0
0
0
0
0
0
0
0
0
0
0
0
0
0
0
0
0
0
0
0
0
0
0
0
0
0
0
0
0
0
0
0
0
0
0
0
0
0
0
0
0
0
0
0
0
0
0
0
0
0
0
0
0
0
0
0
0
0
0
0
0
0
0
0
0
0
0
0
0
0
0
0
0
0
0
0
0
0
0
0
0
0
0
0
0
0
0
0
0
0
0
0
0
0
0
0
0
0
0
0
0
0
0
0
0
0
0
0
0
0
0
0
0
0
0
0
0
0
0
0
0
0
0
0
0
0
0
0
0
0
0
0
0
0
0
0
0
0
0
0
0
0
0
0
0
0
0
0
0
0
0
0
0
0
0
0
0
0
0
0
0
0
0
0
0
0
0
0
0
0
0
0
0
0
0
0
0
0
0
0
0
0
0
0
0
0
0
0
0
0
0
0
0
0
0
0
0
0
0
0
0
0
0
0
0
0
0
0
0
0
0
0
0
0
0
0
0
0
0
0
0
0
0
0
0
0
0
0
0
0
0
0
0
0
0
0
0
0
0
0
0
0
0
0
0
0
0
0
0
0
0
0
0
0
0
0
0
0
0
0
0
0
0
0
0
0
0
0
0
0
0
0
0
0
0
0
0
0
0
0
0
0
0
0
0
0
0
0
0
0
0
0
0
0
0
0
0
0
0
0
0
0
0
0
0
0
0
0
0
0
0
0
0
0
0
0
0
0
0
0
0
0
0
0
0
0
0
0
0
0
0
0
0
0
0
0
0
0
0
0
0
0
0
0
0
0
0
0
0
0
0
0
0
0
0
0
0
0
0
0
0
0
0
0
0
0
0
0
0
0
0
0
0
0
0
0
0
0
0
0
0
0
0
0
0
0
0
0
0
0
0
0
0
0
0
0
0
0
0
0
0
0
0
0
0
0
0
0
0
0
0
0
0
0
0
0
0
0
0
0
0
0
0
0
0
0
0
0
0
0
0
0
0
0
0
0
0
0
0
0
0
0
0
0
0
0
0
0
0
0
0
0
0
0
0
0
0
0
0
0
0
0
0
0
0
0
0
0
0
0
0
0
0
0
0
0
0
0
0
0
0
0
0
0
0
0
0
0
0
0
0
0
0
0
0
0
0
0
0
0
0
0
0
0
0
0
0
0
0
0
0
0
0
0
0
0
0
0
0
0
0
0
0
0
0
0
0
0
0
0
0
0
0
0
0
0
0
0
0
0
0
0
0
0
0
0
0
0
0
0
0
0
0
0
0
0
0
0
0
0
0
0
0
0
0
0
0
0
0
0
0
0
0
0
0
0
0
0
0
0
0
0
0
0
0
0
0
0
0
0
0
0
0
0
0
0
0
0
0
0
0
0
0
0
0
0
0
0
0
0
0
0
0
0
0
0
0
0
0
0
0
0
0
0
0
0
0
0
0
0
0
0
0
0
0
0
0
0
0
0
0
0
0
0
0
0
0
0
0
0
0
0
0
0
0
0
0
0
0
0
0
0
0
0
0
0
0
0
0
0
0
0
0
0
0
0
0
0
0
0
0
0
0
0
0
0
0
0
0
0
0
0
0
0
0
0
0
0
0
0
0
0
0
0
0
0
0
0
0
0
0
0
0
0
0
0
0
0
0
0
0
0
0
0
0
0
0
0
0
0
0
0
0
0
0
0
0
0
0
0
0
0
0
0
0
0
0
0
0
0
0
0
0
0
0
0
0
0
0
0
0
0
0
0
0
0
0
0
0
0
0
0
0
0
0
0
0
0
0
0
0
0
0
0
0
0
0
0
0
0
0
0
0
0
0
0
0
0
0
0
0
0
0
0
0
0
0
0
0
0
0
0
0
0
0
0
0
0
0
0
0
0
0
0
0
0
0
0
0
0
0
0
0
0
0
0
0
0
0
0
0
0
0
0
0
0
0
0
0
0
0
0
0
0
0
0
0
0
0
0
0
0
0
0
0
0
0
0
0
0
0
0
0
0
0
0
0
0
0
0
0
0
0
0
0
0
0
0
0
0
0
0
0
0
0
0
0
0
0
0
0
0
0
0
0
0
0
0
0
0
0
0
0
0
0
0
0
0
0
0
0
0
0
0
0
0
0
0
0
0
0
0
0
0
0
0
0
0
0
0
0
0
0
0
0
0
0
0
0
0
0
0
0
0
0
0
0
0
0
0
0
0
0
0
0
0
0
0
0
0
0
0
0
0
0
0
0
0
0
0
0
0
0
0
0
0
0
0
0
0
0
0
0
0
0
0
0
0
0
0
0
0
0
0
0
0
0
0
0
0
0
0
0
0
0
0
0
0
0
0
0
0
0
0
0
0
0
0
0
0
0
0
0
0
0
0
0
0
0
0
0
0
0
0
0
0
0
0
0
0
0
0
0
0
0
0
0
0
0
0
0
0
0
0
0
0
0
0
0
0
0
0
0
0
0
0
0
0
0
0
0
0
0
0
0
0
0
0
0
0
0
0
0
0
0
0
0
0
0
0
0
0
0
0
0
0
0
0
0
0
0
0
0
0
0
0
0
0
0
0
0
0
0
0
0
0
0
0
0
0
0
0
0
0
0
0
0
0
0
0
0
0
0
0
0
0
0
0
0
0
0
0
0
0
0
0
0
0
0
0
0
0
0
0
0
0
0
0
0
0
0
0
0
0
0
0
0
0
0
0
0
0
0
0
0
0
0
0
0
0
0
0
0
0
0
0
0
0
0
0
0
0
0
0
0
0
0
0
0
0
0
0
0
0
0
0
0
0
0
0
0
0
0
0
0
0
0
0
0
0
0
0
0
0
0
0
0
0
0
0
0
0
0
0
0
0
0
0
0
0
0
0
0
0
0
0
0
0
0
0
0
0
0
0
0
0
0
0
0
0
0
0
0
0
0
0
0
0
0
0
0
0
0
0
0
0
0
0
0
0
0
0
0
0
0
0
0
0
0
0
0
0
0
0
0
0
0
0
0
0
0
0
0
0
0
0
0
0
0
0
0
0
0
0
0
0
0
0
0
0
0
0
0
0
0
0
0
0
0
0
0
0
0
0
0
0
0
0
0
0
0
0
0
0
0
0
0
0
0
0
0
0
0
0
0
0
0
0
0
0
0
0
0
0
0
0
0
0
0
0
0
0
0
0
0
0
0
0
0
0
0
0
0
0
0
0
0
0
0
0
0
0
0
0
0
0
0
0
0
0
0
0
0
0
0
0
0
0
0
0
0
0
0
0
0
0
0
0
0
0
0
0
0
0
0
0
0
0
0
0
0
0
0
0
0
0
0
0
0
0
0
0
0
0
0
0
0
0
0
0
0
0
0
0
0
0
0
0
0
0
0
0
0
0
0
0
0
0
0
0
0
0
0
0
0
0
0
0
0
0
0
0
0
0
0
0
0
0
0
0
0
0
0
0
0
0
0
0
0
0
0
0
0
0
0
0
0
0
0
0
0
0
0
0
0
0
0
0
0
0
0
0
0
0
0
0
0
0
0
0
0
0
0
0
0
0
0
0
0
0
0
0
0
0
0
0
0
0
0
0
0
0
0
0
0
0
0
0
0
0
0
0
0
0
0
0
0
0
0
0
0
0
0
0
0
0
0
0
0
0
0
0
0
0
0
0
0
0
0
0
0
0
0
0
0
0
0
0
0
0
0
0
0
0
0
0
0
0
0
0
0
0
0
0
0
0
0
0
0
0
0
0
0
0
0
0
0
0
0
0
0
0
0
0
0
0
0
0
0
0
0
0
0
0
0
0
0
0
0
0
0
0
0
0
0
0
0
0
0
0
0
0
0
0
0
0
0
0
0
0
0
0
0
0
0
0
0
0
0
0
0
0
0
0
0
0
0
0
0
0
0
0
0
0
0
0
0
0
0
0
0
0
0
0
0
0
0
0
0
0
0
0
0
0
0
0
0
0
0
0
0
0
0
0
0
0
0
0
0
0
0
0
0
0
0
0
0
0
0
0
0
0
0
0
0
0
0
0
0
0
0
0
0
0
0
0
0
0
0
0
0
0
0
0
0
0
0
0
0
0
0
0
0
0
0
0
0
0
0
0
0
0
0
0
0
0
0
0
0
0
0
0
0
0
0
0
0
0
0
0
0
0
0
0
0
0
0
0
0
0
0
0
0
0
0
0
0
0
0
0
0
0
0
0
0
0
0
0
0
0
0
0
0
0
0
0
0
0
0
0
0
0
0
0
0
0
0
0
0
0
0
0
0
0
0
0
0
0
0
0
0
0
0
0
0
0
0
0
0
0
0
0
0
0
0
0
0
0
0
0
0
0
0
0
0
0
0
0
0
0
0
0
0
0
0
0
0
0
0
0
0
0
0
0
0
0
0
0
0
0
0
0
0
0
0
0
0
0
0
0
0
0
0
0
0
0
0
0
0
0
0
0
0
0
0
0
0
0
0
0
0
0
0
0
0
0
0
0
0
0
0
0
0
0
0
0
0
0
0
0
0
0
0
0
0
0
0
0
0
0
0
0
0
0
0
0
0
0
0
0
0
0
0
0
0
0
0
0
0
0
0
0
0
0
0
0
0
0
0
0
0
0
0
0
0
0
0
0
0
0
0
0
0
0
0
0
0
0
0
0
0
0
0
0
0
0
0
0
0
0
0
0
0
0
0
0
0
0
0
0
0
0
0
0
0
0
0
0
0
0
0
0
0
0
0
0
0
0
0
0
0
0
0
0
0
0
0
0
0
0
0
0
0
0
0
0
0
0
0
0
0
0
0
0
0
0
0
0
0
0
0
0
0
0
0
0
0
0
0
0
0
0
0
0
0
0
0
0
0
0
0
0
0
0
0
0
0
0
0
0
0
0
0
0
0
0
0
0
0
0
0
0
0
0
0
0
0
0
0
0
0
0
0
0
0
0
0
0
0
0
0
0
0
0
0
0
0
0
0
0
0
0
0
0
0
0
0
0
0
0
0
0
0
0
0
0
0
0
0
0
0
0
0
0
0
0
0
0
0
0
0
0
0
0
0
0
0
0
0
0
0
0
0
0
0
0
0
0
0
0
0
0
0
0
0
0
0
0
0
0
0
0
0
0
0
0
0
0
0
0
0
0
0
0
0
0
0
0
0
0
0
0
0
0
0
0
0
0
0
0
0
0
0
0
0
0
0
0
0
0
0
0
0
0
0
0
0
0
0
0
0
0
0
0
0
0
0
0
0
0
0
0
0
0
0
0
0
0
0
0
0
0
0
0
0
0
0
0
0
0
0
0
0
0
0
0
0
0
0
0
0
0
0
0
0
0
0
0
0
0
0
0
0
0
0
0
0
0
0
0
0
0
0
0
0
0
0
0
0
0
0
0
0
0
0
0
0
0
0
0
0
0
0
0
0
0
0
0
0
0
0
0
0
0
0
0
0
0
0
0
0
0
0
0
0
0
0
0
0
0
0
0
0
0
0
0
0
0
0
0
0
0
0
0
0
0
0
0
0
0
0
0
0
0
0
0
0
0
0
0
0
0
0
0
0
0
0
0
0
0
0
0
0
0
0
0
0
0
0
0
0
0
0
0
0
0
0
0
0
0
0
0
0
0
0
0
0
0
0
0
0
0
0
0
0
0
0
0
0
0
0
0
0
0
0
0
0
0
0
0
0
0
0
0
0
0
0
0
0
0
0
0
0
0
0
0
0
0
0
0
0
0
0
0
0
0
0
0
0
0
0
0
0
0
0
0
0
0
0
0
0
0
0
0
0
0
0
0
0
0
0
0
0
0
0
0
0
0
0
0
0
0
0
0
0
0
0
0
0
0
0
0
0
0
0
0
0
0
0
0
0
0
0
0
0
0
0
0
0
0
0
0
0
0
0
0
0
0
0
0
0
0
0
0
0
0
0
0
0
0
0
0
0
0
0
0
0
0
0
0
0
0
0
0
0
0
0
0
0
0
0
0
0
0
0
0
0
0
0
0
0
0
0
0
0
0
0
0
0
0
0
0
0
0
0
0
0
0
0
0
0
0
0
0
0
0
0
0
0
0
0
0
0
0
0
0
0
0
0
0
0
0
0
0
0
0
0
0
0
0
0
0
0
0
0
0
0
0
0
0
0
0
0
0
0
0
0
0
0
0
0
0
0
0
0
0
0
0
0
0
0
0
0
0
0
0
0
0
0
0
0
0
0
0
0
0
0
0
0
0
0
0
0
0
0
0
0
0
0
0
0
0
0
0
0
0
0
0
0
0
0
0
0
0
0
0
0
0
0
0
0
0
0
0
0
0
0
0
0
0
0
0
0
0
0
0
0
0
0
0
0
0
0
0
0
0
0
0
0
0
0
0
0
0
0
0
0
0
0
0
0
0
0
0
0
0
0
0
0
0
0
0
0
0
0
0
0
0
0
0
0
0
0
0
0
0
0
0
0
0
0
0
0
0
0
0
0
0
0
0
0
0
0
0
0
0
0
0
0
0
0
0
0
0
0
0
0
0
0
0
0
0
0
0
0
0
0
0
0
0
0
0
0
0
0
0
0
0
0
0
0
0
0
0
0
0
0
0
0
0
0
0
0
0
0
0
0
0
0
0
0
0
0
0
0
0
0
0
0
0
0
0
0
0
0
0
0
0
0
0
0
0
0
0
0
0
0
0
0
0
0
0
0
0
0
0
0
0
0
0
0
0
0
0
0
0
0
0
0
0
0
0
0
0
0
0
0
0
0
0
0
0
0
0
0
0
0
0
0
0
0
0
0
0
0
0
0
0
0
0
0
0
0
0
0
0
0
0
0
0
0
0
0
0
0
0
0
0
0
0
0
0
0
0
0
0
0
0
0
0
0
0
0
0
0
0
0
0
0
0
0
0
0
0
0
0
0
0
0
0
0
0
0
0
0
0
0
0
0
0
0
0
0
0
0
0
0
0
0
0
0
0
0
0
0
0
0
0
0
0
0
0
0
0
0
0
0
0
0
0
0
0
0
0
0
0
0
0
0
0
0
0
0
0
0
0
0
0
0
0
0
0
0
0
0
0
0
0
0
0
0
0
0
0
0
0
0
0
0
0
0
0
0
0
0
0
0
0
0
0
0
0
0
0
0
0
0
0
0
0
0
0
0
0
0
0
0
0
0
0
0
0
0
0
0
0
0
0
0
0
0
0
0
0
0
0
0
0
0
0
0
0
0
0
0
0
0
0
0
0
0
0
0
0
0
0
0
0
0
0
0
0
0
0
0
0
0
0
0
0
0
0
0
0
0
0
0
0
0
0
0
0
0
0
0
0
0
0
0
0
0
0
0
0
0
0
0
0
0
0
0
0
0
0
0
0
0
0
0
0
0
0
0
0
0
0
0
0
0
0
0
0
0
0
0
0
0
0
0
0
0
0
0
0
0
0
0
0
0
0
0
0
0
0
0
0
0
0
0
0
0
0
0
0
0
0
0
0
0
0
0
0
0
0
0
0
0
0
0
0
0
0
0
0
0
0
0
0
0
0
0
0
0
0
0
0
0
0
0
0
0
0
0
0
0
0
0
0
0
0
0
0
0
0
0
0
0
0
0
0
0
0
0
0
0
0
0
0
0
0
0
0
0
0
0
0
0
0
0
0
0
0
0
0
0
0
0
0
0
0
0
0
0
0
0
0
0
0
0
0
0
0
0
0
0
0
0
0
0
0
0
0
0
0
0
0
0
0
0
0
0
0
0
0
0
0
0
0
0
0
0
0
0
0
0
0
0
0
0
0
0
0
0
0
0
0
0
0
0
0
0
0
0
0
0
0
0
0
0
0
0
0
0
0
0
0
0
0
0
0
0
0
0
0
0
0
0
0
0
0
0
0
0
0
0
0
0
0
0
0
0
0
0
0
0
0
0
0
0
0
0
0
0
0
0
0
0
0
0
0
0
0
0
0
0
0
0
0
0
0
0
0
0
0
0
0
0
0
0
0
0
0
0
0
0
0
0
0
0
0
0
0
0
0
0
0
0
0
0
0
0
0
0
0
0
0
0
0
0
0
0
0
0
0
0
0
0
0
0
0
0
0
0
0
0
0
0
0
0
0
0
0
0
0
0
0
0
0
0
0
0
0
0
0
0
0
0
0
0
0
0
0
0
0
0
0
0
0
0
0
0
0
0
0
0
0
0
0
0
0
0
0
0
0
0
0
0
0
0
0
0
0
0
0
0
0
0
0
0
0
0
0
0
0
0
0
0
0
0
0
0
0
0
0
0
0
0
0
0
0
0
0
0
0
0
0
0
0
0
0
0
0
0
0
0
0
0
0
0
0
0
0
0
0
0
0
0
0
0
0
0
0
0
0
0
0
0
0
0
0
0
0
0
0
0
0
0
0
0
0
0
0
0
0
0
0
0
0
0
0
0
0
0
0
0
0
0
0
0
0
0
0
0
0
0
0
0
0
0
0
0
0
0
0
0
0
0
0
0
0
0
0
0
0
0
0
0
0
0
0
0
0
0
0
0
0
0
0
0
0
0
0
0
0
0
0
0
0
0
0
0
0
0
0
0
0
0
0
0
0
0
0
0
0
0
0
0
0
0
0
0
0
0
0
0
0
0
0
0
0
0
0
0
0
0
0
0
0
0
0
0
0
0
0
0
0
0
0
0
0
0
0
0
0
0
0
0
0
0
0
0
0
0
0
0
0
0
0
0
0
0
0
0
0
0
0
0
0
0
0
0
0
0
0
0
0
0
0
0
0
0
0
0
0
0
0
0
0
0
0
0
0
0
0
0
0
0
0
0
0
0
0
0
0
0
0
0
0
0
0
0
0
0
0
0
0
0
0
0
0
0
0
0
0
0
0
0
0
0
0
0
0
0
0
0
0
0
0
0
0
0
0
0
0
0
0
0
0
0
0
0
0
0
0
0
0
0
0
0
0
0
0
0
0
0
0
0
0
0
0
0
0
0
0
0
0
0
0
0
0
0
0
0
0
0
0
0
0
0
0
0
0
0
0
0
0
0
0
0
0
0
0
0
0
0
0
0
0
0
0
0
0
0
0
0
0
0
0
0
0
0
0
0
0
0
0
0
0
0
0
0
0
0
0
0
0
0
0
0
0
0
0
0
0
0
0
0
0
0
0
0
0
0
0
0
0
0
0
0
0
0
0
0
0
0
0
0
0
0
0
0
0
0
0
0
0
0
0
0
0
0
0
0
0
0
0
0
0
0
0
0
0
0
0
0
0
0
0
0
0
0
0
0
0
0
0
0
0
0
0
0
0
0
0
0
0
0
0
0
0
0
0
0
0
0
0
0
0
0
0
0
0
0
0
0
0
0
0
0
0
0
0
0
0
0
0
0
0
0
0
0
0
0
0
0
0
0
0
0
0
0
0
0
0
0
0
0
0
0
0
0
0
0
0
0
0
0
0
0
0
0
0
0
0
0
0
0
0
0
0
0
0
0
0
0
0
0
0
0
0
0
0
0
0
0
0
0
0
0
0
0
0
0
0
0
0
0
0
0
0
0
0
0
0
0
0
0
0
0
0
0
0
0
0
0
0
0
0
0
0
0
0
0
0
0
0
0
0
0
0
0
0
0
0
0
0
0
0
0
0
0
0
0
0
0
0
0
0
0
0
0
0
0
0
0
0
0
0
0
0
0
0
0
0
0
0
0
0
0
0
0
0
0
0
0
0
0
0
0
0
0
0
0
0
0
0
0
0
0
0
0
0
0
0
0
0
0
0
0
0
0
0
0
0
0
0
0
0
0
0
0
0
0
0
0
0
0
0
0
0
0
0
0
0
0
0
0
0
0
0
0
0
0
0
0
0
0
0
0
0
0
0
0
0
0
0
0
0
0
0
0
0
0
0
0
0
0
0
0
0
0
0
0
0
0
0
0
0
0
0
0
0
0
0
0
0
0
0
0
0
0
0
0
0
0
0
0
0
0
0
0
0
0
0
0
0
0
0
0
0
0
0
0
0
0
0
0
0
0
0
0
0
0
0
0
0
0
0
0
0
0
0
0
0
0
0
0
0
0
0
0
0
0
0
0
0
0
0
0
0
0
0
0
0
0
0
0
0
0
0
0
0
0
0
0
0
0
0
0
0
0
0
0
0
0
0
0
0
0
0
0
0
0
0
0
0
0
0
0
0
0
0
0
0
0
0
0
0
0
0
0
0
0
0
0
0
0
0
0
0
0
0
0
0
0
0
0
0
0
0
0
0
0
0
0
0
0
0
0
0
0
0
0
0
0
0
0
0
0
0
0
0
0
0
0
0
0
0
0
0
0
0
0
0
0
0
0
0
0
0
0
0
0
0
0
0
0
0
0
0
0
0
0
0
0
0
0
0
0
0
0
0
0
0
0
0
0
0
0
0
0
0
0
0
0
0
0
0
0
0
0
0
0
0
0
0
0
0
0
0
0
0
0
0
0
0
0
0
0
0
0
0
0
0
0
0
0
0
0
0
0
0
0
0
0
0
0
0
0
0
0
0
0
0
0
0
0
0
0
0
0
0
0
0
0
0
0
0
0
0
0
0
0
0
0
0
0
0
0
0
0
0
0
0
0
0
0
0
0
0
0
0
0
0
0
0
0
0
0
0
0
0
0
0
0
0
0
0
0
0
0
0
0
0
0
0
0
0
0
0
0
0
0
0
0
0
0
0
0
0
0
0
0
0
0
0
0
0
0
0
0
0
0
0
0
0
0
0
0
0
0
0
0
0
0
0
0
0
0
0
0
0
0
0
0
0
0
0
0
0
0
0
0
0
0
0
0
0
0
0
0
0
0
0
0
0
0
0
0
0
0
0
0
0
0
0
0
0
0
0
0
0
0
0
0
0
0
0
0
0
0
0
0
0
0
0
0
0
0
0
0
0
0
0
0
0
0
0
0
0
0
0
0
0
0
0
0
0
0
0
0
0
0
0
0
0
0
0
0
0
0
0
0
0
0
0
0
0
0
0
0
0
0
0
0
0
0
0
0
0
0
0
0
0
0
0
0
0
0
0
0
0
0
0
0
0
0
0
0
0
0
0
0
0
0
0
0
0
0
0
0
0
0
0
0
0
0
0
0
0
0
0
0
0
0
0
0
0
0
0
0
0
0
0
0
0
0
0
0
0
0
0
0
0
0
0
0
0
0
0
0
0
0
0
0
0
0
0
0
0
0
0
0
0
0
0
0
0
0
0
0
0
0
0
0
0
0
0
0
0
0
0
0
0
0
0
0
0
0
0
0
0
0
0
0
0
0
0
0
0
0
0
0
0
0
0
0
0
0
0
0
0
0
0
0
0
0
0
0
0
0
0
0
0
0
0
0
0
0
0
0
0
0
0
0
0
0
0
0
0
0
0
0
0
0
0
0
0
0
0
0
0
0
0
0
0
0
0
0
0
0
0
0
0
0
0
0
0
0
0
0
0
0
0
0
0
0
0
0
0
0
0
0
0
0
0
0
0
0
0
0
0
0
0
0
0
0
0
0
0
0
0
0
0
0
0
0
0
0
0
0
0
0
0
0
0
0
0
0
0
0
0
0
0
0
0
0
0
0
0
0
0
0
0
0
0
0
0
0
0
0
0
0
0
0
0
0
0
0
0
0
0
0
0
0
0
0
0
0
0
0
0
0
0
0
0
0
0
0
0
0
0
0
0
0
0
0
0
0
0
0
0
0
0
0
0
0
0
0
0
0
0
0
0
0
0
0
0
0
0
0
0
0
0
0
0
0
0
0
0
0
0
0
0
0
0
0
0
0
0
0
0
0
0
0
0
0
0
0
0
0
0
0
0
0
0
0
0
0
0
0
0
0
0
0
0
0
0
0
0
0
0
0
0
0
0
0
0
0
0
0
0
0
0
0
0
0
0
0
0
0
0
0
0
0
0
0
0
0
0
0
0
0
0
0
0
0
0
0
0
0
0
0
0
0
0
0
0
0
0
0
0
0
0
0
0
0
0
0
0
0
0
0
0
0
0
0
0
0
0
0
0
0
0
0
0
0
0
0
0
0
0
0
0
0
0
0
0
0
0
0
0
0
0
0
0
0
0
0
0
0
0
0
0
0
0
0
0
0
0
0
0
0
0
0
0
0
0
0
0
0
0
0
0
0
0
0
0
0
0
0
0
0
0
0
0
0
0
0
0
0
0
0
0
0
0
0
0
0
0
0
0
0
0
0
0
0
0
0
0
0
0
0
0
0
0
0
0
0
0
0
0
0
0
0
0
0
0
0
0
0
0
0
0
0
0
0
0
0
0
0
0
0
0
0
0
0
0
0
0
0
0
0
0
0
0
0
0
0
0
0
0
0
0
0
0
0
0
0
0
0
0
0
0
0
0
0
0
0
0
0
0
0
0
0
0
0
0
0
0
0
0
0
0
0
0
0
0
0
0
0
0
0
0
0
0
0
0
0
0
0
0
0
0
0
0
0
0
0
0
0
0
0
0
0
0
0
0
0
0
0
0
0
0
0
0
0
0
0
0
0
0
0
0
0
0
0
0
0
0
0
0
0
0
0
0
0
0
0
0
0
0
0
0
0
0
0
0
0
0
0
0
0
0
0
0
0
0
0
0
0
0
0
0
0
0
0
0
0
0
0
0
0
0
0
0
0
0
0
0
0
0
0
0
0
0
0
0
0
0
0
0
0
0
0
0
0
0
0
0
0
0
0
0
0
0
0
0
0
0
0
0
0
0
0
0
0
0
0
0
0
0
0
0
0
0
0
0
0
0
0
0
0
0
0
0
0
0
0
0
0
0
0
0
0
0
0
0
0
0
0
0
0
0
0
0
0
0
0
0
0
0
0
0
0
0
0
0
0
0
0
0
0
0
0
0
0
0
0
0
0
0
0
0
0
0
0
0
0
0
0
0
0
0
0
0
0
0
0
0
0
0
0
0
0
0
0
0
0
0
0
0
0
0
0
0
0
0
0
0
0
0
0
0
0
0
0
0
0
0
0
0
0
0
0
0
0
0
0
0
0
0
0
0
0
0
0
0
0
0
0
0
0
0
0
0
0
0
0
0
0
0
0
0
0
0
0
0
0
0
0
0
0
0
0
0
0
0
0
0
0
0
0
0
0
0
0
0
0
0
0
0
0
0
0
0
0
0
0
0
0
0
0
0
0
0
0
0
0
0
0
0
0
0
0
0
0
0
0
0
0
0
0
0
0
0
0
0
0
0
0
0
0
0
0
0
0
0
0
0
0
0
0
0
0
0
0
0
0
0
0
0
0
0
0
0
0
0
0
0
0
0
0
0
0
0
0
0
0
0
0
0
0
0
0
0
0
0
0
0
0
0
0
0
0
0
0
0
0
0
0
0
0
0
0
0
0
0
0
0
0
0
0
0
0
0
0
0
0
0
0
0
0
0
0
0
0
0
0
0
0
0
0
0
0
0
0
0
0
0
0
0
0
0
0
0
0
0
0
0
0
0
0
0
0
0
0
0
0
0
0
0
0
0
0
0
0
0
0
0
0
0
0
0
0
0
0
0
0
0
0
0
0
0
0
0
0
0
0
0
0
0
0
0
0
0
0
0
0
0
0
0
0
0
0
0
0
0
0
0
0
0
0
0
0
0
0
0
0
0
0
0
0
0
0
0
0
0
0
0
0
0
0
0
0
0
0
0
0
0
0
0
0
0
0
0
0
0
0
0
0
0
0
0
0
0
0
0
0
0
0
0
0
0
0
0
0
0
0
0
0
0
0
0
0
0
0
0
0
0
0
0
0
0
0
0
0
0
0
0
0
0
0
0
0
0
0
0
0
0
0
0
0
0
0
0
0
0
0
0
0
0
0
0
0
0
0
0
0
0
0
0
0
0
0
0
0
0
0
0
0
0
0
0
0
0
0
0
0
0
0
0
0
0
0
0
0
0
0
0
0
0
0
0
0
0
0
0
0
0
0
0
0
0
0
0
0
0
0
0
0
0
0
0
0
0
0
0
0
0
0
0
0
0
0
0
0
0
0
0
0
0
0
0
0
0
0
0
0
0
0
0
0
0
0
0
0
0
0
0
0
0
0
0
0
0
0
0
0
0
0
0
0
0
0
0
0
0
0
0
0
0
0
0
0
0
0
0
0
0
0
0
0
0
0
0
0
0
0
0
0
0
0
0
0
0
0
0
0
0
0
0
0
0
0
0
0
0
0
0
0
0
0
0
0
0
0
0
0
0
0
0
0
0
0
0
0
0
0
0
0
0
0
0
0
0
0
0
0
0
0
0
0
0
0
0
0
0
0
0
0
0
0
0
0
0
0
0
0
0
0
0
0
0
0
0
0
0
0
0
0
0
0
0
0
0
0
0
0
0
0
0
0
0
0
0
0
0
0
0
0
0
0
0
0
0
0
0
0
0
0
0
0
0
0
0
0
0
0
0
0
0
0
0
0
0
0
0
0
0
0
0
0
0
0
0
0
0
0
0
0
0
0
0
0
0
0
0
0
0
0
0
0
0
0
0
0
0
0
0
0
0
0
0
0
0
0
0
0
0
0
0
0
0
0
0
0
0
0
0
0
0
0
0
0
0
0
0
0
0
0
0
0
0
0
0
0
0
0
0
0
0
0
0
0
0
0
0
0
0
0
0
0
0
0
0
0
0
0
0
0
0
0
0
0
0
0
0
0
0
0
0
0
0
0
0
0
0
0
0
0
0
0
0
0
0
0
0
0
0
0
0
0
0
0
0
0
0
0
0
0
0
0
0
0
0
0
0
0
0
0
0
0
0
0
0
0
0
0
0
0
0
0
0
0
0
0
0
0
0
0
0
0
0
0
0
0
0
0
0
0
0
0
0
0
0
0
0
0
0
0
0
0
0
0
0
0
0
0
0
0
0
0
0
0
0
0
0
0
0
0
0
0
0
0
0
0
0
0
0
0
0
0
0
0
0
0
0
0
0
0
0
0
0
0
0
0
0
0
0
0
0
0
0
0
0
0
0
0
0
0
0
0
0
0
0
0
0
0
0
0
0
0
0
0
0
0
0
0
0
0
0
0
0
0
0
0
0
0
0
0
0
0
0
0
0
0
0
0
0
0
0
0
0
0
0
0
0
0
0
0
0
0
0
0
0
0
0
0
0
0
0
0
0
0
0
0
0
0
0
0
0
0
0
0
0
0
0
0
0
0
0
0
0
0
0
0
0
0
0
0
0
0
0
0
0
0
0
0
0
0
0
0
0
0
0
0
0
0
0
0
0
0
0
0
0
0
0
0
0
0
0
0
0
0
0
0
0
0
0
0
0
0
0
0
0
0
0
0
0
0
0
0
0
0
0
0
0
0
0
0
0
0
0
0
0
0
0
0
0
0
0
0
0
0
0
0
0
0
0
0
0
0
0
0
0
0
0
0
0
0
0
0
0
0
0
0
0
0
0
0
0
0
0
0
0
0
0
0
0
0
0
0
0
0
0
0
0
0
0
0
0
0
0
0
0
0
0
0
0
0
0
0
0
0
0
0
0
0
0
0
0
0
0
0
0
0
0
0
0
0
0
0
0
0
0
0
0
0
0
0
0
0
0
0
0
0
0
0
0
0
0
0
0
0
0
0
0
0
0
0
0
0
0
0
0
0
0
0
0
0
0
0
0
0
0
0
0
0
0
0
0
0
0
0
0
0
0
0
0
0
0
0
0
0
0
0
0
0
0
0
0
0
0
0
0
0
0
0
0
0
0
0
0
0
0
0
0
0
0
0
0
0
0
0
0
0
0
0
0
0
0
0
0
0
0
0
0
0
0
0
0
0
0
0
0
0
0
0
0
0
0
0
0
0
0
0
0
0
0
0
0
0
0
0
0
0
0
0
0
0
0
0
0
0
0
0
0
0
0
0
0
0
0
0
0
0
0
0
0
0
0
0
0
0
0
0
0
0
0
0
0
0
0
0
0
0
0
0
0
0
0
0
0
0
0
0
0
0
0
0
0
0
0
0
0
0
0
0
0
0
0
0
0
0
0
0
0
0
0
0
0
0
0
0
0
0
0
0
0
0
0
0
0
0
0
0
0
0
0
0
0
0
0
0
0
0
0
0
0
0
0
0
0
0
0
0
0
0
0
0
0
0
0
0
0
0
0
0
0
0
0
0
0
0
0
0
0
0
0
0
0
0
0
0
0
0
0
0
0
0
0
0
0
0
0
0
0
0
0
0
0
0
0
0
0
0
0
0
0
0
0
0
0
0
0
0
0
0
0
0
0
0
0
0
0
0
0
0
0
0
0
0
0
0
0
0
0
0
0
0
0
0
0
0
0
0
0
0
0
0
0
0
0
0
0
0
0
0
0
0
0
0
0
0
0
0
0
0
0
0
0
0
0
0
0
0
0
0
0
0
0
0
0
0
0
0
0
0
0
0
0
0
0
0
0
0
0
0
0
0
0
0
0
0
0
0
0
0
0
0
0
0
0
0
0
0
0
0
0
0
0
0
0
0
0
0
0
0
0
0
0
0
0
0
0
0
0
0
0
0
0
0
0
0
0
0
0
0
0
0
0
0
0
0
0
0
0
0
0
0
0
0
0
0
0
0
0
0
0
0
0
0
0
0
0
0
0
0
0
0
0
0
0
0
0
0
0
0
0
0
0
0
0
0
0
0
0
0
0
0
0
0
0
0
0
0
0
0
0
0
0
0
0
0
0
0
0
0
0
0
0
0
0
0
0
0
0
0
0
0
0
0
0
0
0
0
0
0
0
0
0
0
0
0
0
0
0
0
0
0
0
0
0
0
0
0
0
0
0
0
0
0
0
0
0
0
0
0
0
0
0
0
0
0
0
0
0
0
0
0
0
0
0
0
0
0
0
0
0
0
0
0
0
0
0
0
0
0
0
0
0
0
0
0
0
0
0
0
0
0
0
0
0
0
0
0
0
0
0
0
0
0
0
0
0
0
0
0
0
0
0
0
0
0
0
0
0
0
0
0
0
0
0
0
0
0
0
0
0
0
0
0
0
0
0
0
0
0
0
0
0
0
0
0
0
0
0
0
0
0
0
0
0
0
0
0
0
0
0
0
0
0
0
0
0
0
0
0
0
0
0
0
0
0
0
0
0
0
0
0
0
0
0
0
0
0
0
0
0
0
0
0
0
0
0
0
0
0
0
0
0
0
0
0
0
0
0
0
0
0
0
0
0
0
0
0
0
0
0
0
0
0
0
0
0
0
0
0
0
0
0
0
0
0
0
0
0
0
0
0
0
0
0
0
0
0
0
0
0
0
0
0
0
0
0
0
0
0
0
0
0
0
0
0
0
0
0
0
0
0
0
0
0
0
0
0
0
0
0
0
0
0
0
0
0
0
0
0
0
0
0
0
0
0
0
0
0
0
0
0
0
0
0
0
0
0
0
0
0
0
0
0
0
0
0
0
0
0
0
0
0
0
0
0
0
0
0
0
0
0
0
0
0
0
0
0
0
0
0
0
0
0
0
0
0
0
0
0
0
0
0
0
0
0
0
0
0
0
0
0
0
0
0
0
0
0
0
0
0
0
0
0
0
0
0
0
0
0
0
0
0
0
0
0
0
0
0
0
0
0
0
0
0
0
0
0
0
0
0
0
0
0
0
0
0
0
0
0
0
0
0
0
0
0
0
0
0
0
0
0
0
0
0
0
0
0
0
0
0
0
0
0
0
0
0
0
0
0
0
0
0
0
0
0
0
0
0
0
0
0
0
0
0
0
0
0
0
0
0
0
0
0
0
0
0
0
0
0
0
0
0
0
0
0
0
0
0
0
0
0
0
0
0
0
0
0
0
0
0
0
0
0
0
0
0
0
0
0
0
0
0
0
0
0
0
0
0
0
0
0
0
0
0
0
0
0
0
0
0
0
0
0
0
0
0
0
0
0
0
0
0
0
0
0
0
0
0
0
0
0
0
0
0
0
0
0
0
0
0
0
0
0
0
0
0
0
0
0
0
0
0
0
0
0
0
0
0
0
0
0
0
0
0
0
0
0
0
0
0
0
0
0
0
0
0
0
0
0
0
0
0
0
0
0
0
0
0
0
0
0
0
0
0
0
0
0
0
0
0
0
0
0
0
0
0
0
0
0
0
0
0
0
0
0
0
0
0
0
0
0
0
0
0
0
0
0
0
0
0
0
0
0
0
0
0
0
0
0
0
0
0
0
0
0
0
0
0
0
0
0
0
0
0
0
0
0
0
0
0
0
0
0
0
0
0
0
0
0
0
0
0
0
0
0
0
0
0
0
0
0
0
0
0
0
0
0
0
0
0
0
0
0
0
0
0
0
0
0
0
0
0
0
0
0
0
0
0
0
0
0
0
0
0
0
0
0
0
0
0
0
0
0
0
0
0
0
0
0
0
0
0
0
0
0
0
0
0
0
0
0
0
0
0
0
0
0
0
0
0
0
0
0
0
0
0
0
0
0
0
0
0
0
0
0
0
0
0
0
0
0
0
0
0
0
0
0
0
0
0
0
0
0
0
0
0
0
0
0
0
0
0
0
0
0
0
0
0
0
0
0
0
0
0
0
0
0
0
0
0
0
0
0
0
0
0
0
0
0
0
0
0
0
0
0
0
0
0
0
0
0
0
0
0
0
0
0
0
0
0
0
0
0
0
0
0
0
0
0
0
0
0
0
0
0
0
0
0
0
0
0
0
0
0
0
0
0
0
0
0
0
0
0
0
0
0
0
0
0
0
0
0
0
0
0
0
0
0
0
0
0
0
0
0
0
0
0
0
0
0
0
0
0
0
0
0
0
0
0
0
0
0
0
0
0
0
0
0
0
0
0
0
0
0
0
0
0
0
0
0
0
0
0
0
0
0
0
0
0
0
0
0
0
0
0
0
0
0
0
0
0
0
0
0
0
0
0
0
0
0
0
0
0
0
0
0
0
0
0
0
0
0
0
0
0
0
0
0
0
0
0
0
0
0
0
0
0
0
0
0
0
0
0
0
0
0
0
0
0
0
0
0
0
0
0
0
0
0
0
0
0
0
0
0
0
0
0
0
0
0
0
0
0
0
0
0
0
0
0
0
0
0
0
0
0
0
0
0
0
0
0
0
0
0
0
0
0
0
0
0
0
0
0
0
0
0
0
0
0
0
0
0
0
0
0
0
0
0
0
0
0
0
0
0
0
0
0
0
0
0
0
0
0
0
0
0
0
0
0
0
0
0
0
0
0
0
0
0
0
0
0
0
0
0
0
0
0
0
0
0
0
0
0
0
0
0
0
0
0
0
0
0
0
0
0
0
0
0
0
0
0
0
0
0
0
0
0
0
0
0
0
0
0
0
0
0
0
0
0
0
0
0
0
0
0
0
0
0
0
0
0
0
0
0
0
0
0
0
0
0
0
0
0
0
0
0
0
0
0
0
0
0
0
0
0
0
0
0
0
0
0
0
0
0
0
0
0
0
0
0
0
0
0
0
0
0
0
0
0
0
0
0
0
0
0
0
0
0
0
0
0
0
0
0
0
0
0
0
0
0
0
0
0
0
0
0
0
0
0
0
0
0
0
0
0
0
0
0
0
0
0
0
0
0
0
0
0
0
0
0
0
0
0
0
0
0
0
0
0
0
0
0
0
0
0
0
0
0
0
0
0
0
0
0
0
0
0
0
0
0
0
0
0
0
0
0
0
0
0
0
0
0
0
0
0
0
0
0
0
0
0
0
0
0
0
0
0
0
0
0
0
0
0
0
0
0
0
0
0
0
0
0
0
0
0
0
0
0
0
0
0
0
0
0
0
0
0
0
0
0
0
0
0
0
0
0
0
0
0
0
0
0
0
0
0
0
0
0
0
0
0
0
0
0
0
0
0
0
0
0
0
0
0
0
0
0
0
0
0
0
0
0
0
0
0
0
0
0
0
0
0
0
0
0
0
0
0
0
0
0
0
0
0
0
0
0
0
0
0
0
0
0
0
0
0
0
0
0
0
0
0
0
0
0
0
0
0
0
0
0
0
0
0
0
0
0
0
0
0
0
0
0
0
0
0
0
0
0
0
0
0
0
0
0
0
0
0
0
0
0
0
0
0
0
0
0
0
0
0
0
0
0
0
0
0
0
0
0
0
0
0
0
0
0
0
0
0
0
0
0
0
0
0
0
0
0
0
0
0
0
0
0
0
0
0
0
0
0
0
0
0
0
0
0
0
0
0
0
0
0
0
0
0
0
0
0
0
0
0
0
0
0
0
0
0
0
0
0
0
0
0
0
0
0
0
0
0
0
0
0
0
0
0
0
0
0
0
0
0
0
0
0
0
0
0
0
0
0
0
0
0
0
0
0
0
0
0
0
0
0
0
0
0
0
0
0
0
0
0
0
0
0
0
0
0
0
0
0
0
0
0
0
0
0
0
0
0
0
0
0
0
0
0
0
0
0
0
0
0
0
0
0
0
0
0
0
0
0
0
0
0
0
0
0
0
0
0
0
0
0
0
0
0
0
0
0
0
0
0
0
0
0
0
0
0
0
0
0
0
0
0
0
0
0
0
0
0
0
0
0
0
0
0
0
0
0
0
0
0
0
0
0
0
0
0
0
0
0
0
0
0
0
0
0
0
0
0
0
0
0
0
0
0
0
0
0
0
0
0
0
0
0
0
0
0
0
0
0
0
0
0
0
0
0
0
0
0
0
0
0
0
0
0
0
0
0
0
0
0
0
0
0
0
0
0
0
0
0
0
0
0
0
0
0
0
0
0
0
0
0
0
0
0
0
0
0
0
0
0
0
0
0
0
0
0
0
0
0
0
0
0
0
0
0
0
0
0
0
0
0
0
0
0
0
0
0
0
0
0
0
0
0
0
0
0
0
0
0
0
0
0
0
0
0
0
0
0
0
0
0
0
0
0
0
0
0
0
0
0
0
0
0
0
0
0
0
0
0
0
0
0
0
0
0
0
0
0
0
0
0
0
0
0
0
0
0
0
0
0
0
0
0
0
0
0
0
0
0
0
0
0
0
0
0
0
0
0
0
0
0
0
0
0
0
0
0
0
0
0
0
0
0
0
0
0
0
0
0
0
0
0
0
0
0
0
0
0
0
0
0
0
0
0
0
0
0
0
0
0
0
0
0
0
0
0
0
0
0
0
0
0
0
0
0
0
0
0
0
0
0
0
0
0
0
0
0
0
0
0
0
0
0
0
0
0
0
0
0
0
0
0
0
0
0
0
0
0
0
0
0
0
0
0
0
0
0
0
0
0
0
0
0
0
0
0
0
0
0
0
0
0
0
0
0
0
0
0
0
0
0
0
0
0
0
0
0
0
0
0
0
0
0
0
0
0
0
0
0
0
0
0
0
0
0
0
0
0
0
0
0
0
0
0
0
0
0
0
0
0
0
0
0
0
0
0
0
0
0
0
0
0
0
0
0
0
0
0
0
0
0
0
0
0
0
0
0
0
0
0
0
0
0
0
0
0
0
0
0
0
0
0
0
0
0
0
0
0
0
0
0
0
0
0
0
0
0
0
0
0
0
0
0
0
0
0
0
0
0
0
0
0
0
0
0
0
0
0
0
0
0
0
0
0
0
0
0
0
0
0
0
0
0
0
0
0
0
0
0
0
0
0
0
0
0
0
0
0
0
0
0
0
0
0
0
0
0
0
0
0
0
0
0
0
0
0
0
0
0
0
0
0
0
0
0
0
0
0
0
0
0
0
0
0
0
0
0
0
0
0
0
0
0
0
0
0
0
0
0
0
0
0
0
0
0
0
0
0
0
0
0
0
0
0
0
0
0
0
0
0
0
0
0
0
0
0
0
0
0
0
0
0
0
0
0
0
0
0
0
0
0
0
0
0
0
0
0
0
0
0
0
0
0
0
0
0
0
0
0
0
0
0
0
0
0
0
0
0
0
0
0
0
0
0
0
0
0
0
0
0
0
0
0
0
0
0
0
0
0
0
0
0
0
0
0
0
0
0
0
0
0
0
0
0
0
0
0
0
0
0
0
0
0
0
0
0
0
0
0
0
0
0
0
0
0
0
0
0
0
0
0
0
0
0
0
0
0
0
0
0
0
0
0
0
0
0
0
0
0
0
0
0
0
0
0
0
0
0
0
0
0
0
0
0
0
0
0
0
0
0
0
0
0
0
0
0
0
0
0
0
0
0
0
0
0
0
0
0
0
0
0
0
0
0
0
0
0
0
0
0
0
0
0
0
0
0
0
0
0
0
0
0
0
0
0
0
0
0
0
0
0
0
0
0
0
0
0
0
0
0
0
0
0
0
0
0
0
0
0
0
0
0
0
0
0
0
0
0
0
0
0
0
0
0
0
0
0
0
0
0
0
0
0
0
0
0
0
0
0
0
0
0
0
0
0
0
0
0
0
0
0
0
0
0
0
0
0
0
0
0
0
0
0
0
0
0
0
0
0
0
0
0
0
0
0
0
0
0
0
0
0
0
0
0
0
0
0
0
0
0
0
0
0
0
0
0
0
0
0
0
0
0
0
0
0
0
0
0
0
0
0
0
0
0
0
0
0
0
0
0
0
0
0
0
0
0
0
0
0
0
0
0
0
0
0
0
0
0
0
0
0
0
0
0
0
0
0
0
0
0
0
0
0
0
0
0
0
0
0
0
0
0
0
0
0
0
0
0
0
0
0
0
0
0
0
0
0
0
0
0
0
0
0
0
0
0
0
0
0
0
0
0
0
0
0
0
0
0
0
0
0
0
0
0
0
0
0
0
0
0
0
0
0
0
0
0
0
0
0
0
0
0
0
0
0
0
0
0
0
0
0
0
0
0
0
0
0
0
0
0
0
0
0
0
0
0
0
0
0
0
0
0
0
0
0
0
0
0
0
0
0
0
0
0
0
0
0
0
0
0
0
0
0
0
0
0
0
0
0
0
0
0
0
0
0
0
0
0
0
0
0
0
0
0
0
0
0
0
0
0
0
0
0
0
0
0
0
0
0
0
0
0
0
0
0
0
0
0
0
0
0
0
0
0
0
0
0
0
0
0
0
0
0
0
0
0
0
0
0
0
0
0
0
0
0
0
0
0
0
0
0
0
0
0
0
0
0
0
0
0
0
0
0
0
0
0
0
0
0
0
0
0
0
0
0
0
0
0
0
0
0
0
0
0
0
0
0
0
0
0
0
0
0
0
0
0
0
0
0
0
0
0
0
0
0
0
0
0
0
0
0
0
0
0
0
0
0
0
0
0
0
0
0
0
0
0
0
0
0
0
0
0
0
0
0
0
0
0
0
0
0
0
0
0
0
0
0
0
0
0
0
0
0
0
0
0
0
0
0
0
0
0
0
0
0
0
0
0
0
0
0
0
0
0
0
0
0
0
0
0
0
0
0
0
0
0
0
0
0
0
0
0
0
0
0
0
0
0
0
0
0
0
0
0
0
0
0
0
0
0
0
0
0
0
0
0
0
0
0
0
0
0
0
0
0
0
0
0
0
0
0
0
0
0
0
0
0
0
0
0
0
0
0
0
0
0
0
0
0
0
0
0
0
0
0
0
0
0
0
0
0
0
0
0
0
0
0
0
0
0
0
0
0
0
0
0
0
0
0
0
0
0
0
0
0
0
0
0
0
0
0
0
0
0
0
0
0
0
0
0
0
0
0
0
0
0
0
0
0
0
0
0
0
0
0
0
0
0
0
0
0
0
0
0
0
0
0
0
0
0
0
0
0
0
0
0
0
0
0
0
0
0
0
0
0
0
0
0
0
0
0
0
0
0
0
0
0
0
0
0
0
0
0
0
0
0
0
0
0
0
0
0
0
0
0
0
0
0
0
0
0
0
0
0
0
0
0
0
0
0
0
0
0
0
0
0
0
0
0
0
0
0
0
0
0
0
0
0
0
0
0
0
0
0
0
0
0
0
0
0
0
0
0
0
0
0
0
0
0
0
0
0
0
0
0
0
0
0
0
0
0
0
0
0
0
0
0
0
0
0
0
0
0
0
0
0
0
0
0
0
0
0
0
0
0
0
0
0
0
0
0
0
0
0
0
0
0
0
0
0
0
0
0
0
0
0
0
0
0
0
0
0
0
0
0
0
0
0
0
0
0
0
0
0
0
0
0
0
0
0
0
0
0
0
0
0
0
0
0
0
0
0
0
0
0
0
0
0
0
0
0
0
0
0
0
0
0
0
0
0
0
0
0
0
0
0
0
0
0
0
0
0
0
0
0
0
0
0
0
0
0
0
0
0
0
0
0
0
0
0
0
0
0
0
0
0
0
0
0
0
0
0
0
0
0
0
0
0
0
0
0
0
0
0
0
0
0
0
0
0
0
0
0
0
0
0
0
0
0
0
0
0
0
0
0
0
0
0
0
0
0
0
0
0
0
0
0
0
0
0
0
0
0
0
0
0
0
0
0
0
0
0
0
0
0
0
0
0
0
0
0
0
0
0
0
0
0
0
0
0
0
0
0
0
0
0
0
0
0
0
0
0
0
0
0
0
0
0
0
0
0
0
0
0
0
0
0
0
0
0
0
0
0
0
0
0
0
0
0
0
0
0
0
0
0
0
0
0
0
0
0
0
0
0
0
0
0
0
0
0
0
0
0
0
0
0
0
0
0
0
0
0
0
0
0
0
0
0
0
0
0
0
0
0
0
0
0
0
0
0
0
0
0
0
0
0
0
0
0
0
0
0
0
0
0
0
0
0
0
0
0
0
0
0
0
0
0
0
0
0
0
0
0
0
0
0
0
0
0
0
0
0
0
0
0
0
0
0
0
0
0
0
0
0
0
0
0
0
0
0
0
0
0
0
0
0
0
0
0
0
0
0
0
0
0
0
0
0
0
0
0
0
0
0
0
0
0
0
0
0
0
0
0
0
0
0
0
0
0
0
0
0
0
0
0
0
0
0
0
0
0
0
0
0
0
0
0
0
0
0
0
0
0
0
0
0
0
0
0
0
0
0
0
0
0
0
0
0
0
0
0
0
0
0
0
0
0
0
0
0
0
0
0
0
0
0
0
0
0
0
0
0
0
0
0
0
0
0
0
0
0
0
0
0
0
0
0
0
0
0
0
0
0
0
0
0
0
0
0
0
0
0
0
0
0
0
0
0
0
0
0
0
0
0
0
0
0
0
0
0
0
0
0
0
0
0
0
0
0
0
0
0
0
0
0
0
0
0
0
0
0
0
0
0
0
0
0
0
0
0
0
0
0
0
0
0
0
0
0
0
0
0
0
0
0
0
0
0
0
0
0
0
0
0
0
0
0
0
0
0
0
0
0
0
0
0
0
0
0
0
0
0
0
0
0
0
0
0
0
0
0
0
0
0
0
0
0
0
0
0
0
0
0
0
0
0
0
0
0
0
0
0
0
0
0
0
0
0
0
0
0
0
0
0
0
0
0
0
0
0
0
0
0
0
0
0
0
0
0
0
0
0
0
0
0
0
0
0
0
0
0
0
0
0
0
0
0
0
0
0
0
0
0
0
0
0
0
0
0
0
0
0
0
0
0
0
0
0
0
0
0
0
0
0
0
0
0
0
0
0
0
0
0
0
0
0
0
0
0
0
0
0
0
0
0
0
0
0
0
0
0
0
0
0
0
0
0
0
0
0
0
0
0
0
0
0
0
0
0
0
0
0
0
0
0
0
0
0
0
0
0
0
0
0
0
0
0
0
0
0
0
0
0
0
0
0
0
0
0
0
0
0
0
0
0
0
0
0
0
0
0
0
0
0
0
0
0
0
0
0
0
0
0
0
0
0
0
0
0
0
0
0
0
0
0
0
0
0
0
0
0
0
0
0
0
0
0
0
0
0
0
0
0
0
0
0
0
0
0
0
0
0
0
0
0
0
0
0
0
0
0
0
0
0
0
0
0
0
0
0
0
0
0
0
0
0
0
0
0
0
0
0
0
0
0
0
0
0
0
0
0
0
0
0
0
0
0
0
0
0
0
0
0
0
0
0
0
0
0
0
0
0
0
0
0
0
0
0
0
0
0
0
0
0
0
0
0
0
0
0
0
0
0
0
0
0
0
0
0
0
0
0
0
0
0
0
0
0
0
0
0
0
0
0
0
0
0
0
0
0
0
0
0
0
0
0
0
0
0
0
0
0
0
0
0
0
0
0
0
0
0
0
0
0
0
0
0
0
0
0
0
0
0
0
0
0
0
0
0
0
0
0
0
0
0
0
0
0
0
0
0
0
0
0
0
0
0
0
0
0
0
0
0
0
0
0
0
0
0
0
0
0
0
0
0
0
0
0
0
0
0
0
0
0
0
0
0
0
0
0
0
0
0
0
0
0
0
0
0
0
0
0
0
0
0
0
0
0
0
0
0
0
0
0
0
0
0
0
0
0
0
0
0
0
0
0
0
0
0
0
0
0
0
0
0
0
0
0
0
0
0
0
0
0
0
0
0
0
0
0
0
0
0
0
0
0
0
0
0
0
0
0
0
0
0
0
0
0
0
0
0
0
0
0
0
0
0
0
0
0
0
0
0
0
0
0
0
0
0
0
0
0
0
0
0
0
0
0
0
0
0
0
0
0
0
0
0
0
0
0
0
0
0
0
0
0
0
0
0
0
0
0
0
0
0
0
0
0
0
0
0
0
0
0
0
0
0
0
0
0
0
0
0
0
0
0
0
0
0
0
0
0
0
0
0
0
0
0
0
0
0
0
0
0
0
0
0
0
0
0
0
0
0
0
0
0
0
0
0
0
0
0
0
0
0
0
0
0
0
0
0
0
0
0
0
0
0
0
0
0
0
0
0
0
0
0
0
0
0
0
0
0
0
0
0
0
0
0
0
0
0
0
0
0
0
0
0
0
0
0
0
0
0
0
0
0
0
0
0
0
0
0
0
0
0
0
0
0
0
0
0
0
0
0
0
0
0
0
0
0
0
0
0
0
0
0
0
0
0
0
0
0
0
0
0
0
0
0
0
0
0
0
0
0
0
0
0
0
0
0
0
0
0
0
0
0
0
0
0
0
0
0
0
0
0
0
0
0
0
0
0
0
0
0
0
0
0
0
0
0
0
0
0
0
0
0
0
0
0
0
0
0
0
0
0
0
0
0
0
0
0
0
0
0
0
0
0
0
0
0
0
0
0
0
0
0
0
0
0
0
0
0
0
0
0
0
0
0
0
0
0
0
0
0
0
0
0
0
0
0
0
0
0
0
0
0
0
0
0
0
0
0
0
0
0
0
0
0
0
0
0
0
0
0
0
0
0
0
0
0
0
0
0
0
0
0
0
0
0
0
0
0
0
0
0
0
0
0
0
0
0
0
0
0
0
0
0
0
0
0
0
0
0
0
0
0
0
0
0
0
0
0
0
0
0
0
0
0
0
0
0
0
0
0
0
0
0
0
0
0
0
0
0
0
0
0
0
0
0
0
0
0
0
0
0
0
0
0
0
0
0
0
0
0
0
0
0
0
0
0
0
0
0
0
0
0
0
0
0
0
0
0
0
0
0
0
0
0
0
0
0
0
0
0
0
0
0
0
0
0
0
0
0
0
0
0
0
0
0
0
0
0
0
0
0
0
0
0
0
0
0
0
0
0
0
0
0
0
0
0
0
0
0
0
0
0
0
0
0
0
0
0
0
0
0
0
0
0
0
0
0
0
0
0
0
0
0
0
0
0
0
0
0
0
0
0
0
0
0
0
0
0
0
0
0
0
0
0
0
0
0
0
0
0
0
0
0
0
0
0
0
0
0
0
0
0
0
0
0
0
0
0
0
0
0
0
0
0
0
0
0
0
0
0
0
0
0
0
0
0
0
0
0
0
0
0
0
0
0
0
0
0
0
0
0
0
0
0
0
0
0
0
0
0
0
0
0
0
0
0
0
0
0
0
0
0
0
0
0
0
0
0
0
0
0
0
0
0
0
0
0
0
0
0
0
0
0
0
0
0
0
0
0
0
0
0
0
0
0
0
0
0
0
0
0
0
0
0
0
0
0
0
0
0
0
0
0
0
0
0
0
0
0
0
0
0
0
0
0
0
0
0
0
0
0
0
0
0
0
0
0
0
0
0
0
0
0
0
0
0
0
0
0
0
0
0
0
0
0
0
0
0
0
0
0
0
0
0
0
0
0
0
0
0
0
0
0
0
0
0
0
0
0
0
0
0
0
0
0
0
0
0
0
0
0
0
0
0
0
0
0
0
0
0
0
0
0
0
0
0
0
0
0
0
0
0
0
0
0
0
0
0
0
0
0
0
0
0
0
0
0
0
0
0
0
0
0
0
0
0
0
0
0
0
0
0
0
0
0
0
0
0
0
0
0
0
0
0
0
0
0
0
0
0
0
0
0
0
0
0
0
0
0
0
0
0
0
0
0
0
0
0
0
0
0
0
0
0
0
0
0
0
0
0
0
0
0
0
0
0
0
0
0
0
0
0
0
0
0
0
0
0
0
0
0
0
0
0
0
0
0
0
0
0
0
0
0
0
0
0
0
0
0
0
0
0
0
0
0
0
0
0
0
0
0
0
0
0
0
0
0
0
0
0
0
0
0
0
0
0
0
0
0
0
0
0
0
0
0
0
0
0
0
0
0
0
0
0
0
0
0
0
0
0
0
0
0
0
0
0
0
0
0
0
0
0
0
0
0
0
0
0
0
0
0
0
0
0
0
0
0
0
0
0
0
0
0
0
0
0
0
0
0
0
0
0
0
0
0
0
0
0
0
0
0
0
0
0
0
0
0
0
0
0
0
0
0
0
0
0
0
0
0
0
0
0
0
0
0
0
0
0
0
0
0
0
0
0
0
0
0
0
0
0
0
0
0
0
0
0
0
0
0
0
0
0
0
0
0
0
0
0
0
0
0
0
0
0
0
0
0
0
0
0
0
0
0
0
0
0
0
0
0
0
0
0
0
0
0
0
0
0
0
0
0
0
0
0
0
0
0
0
0
0
0
0
0
0
0
0
0
0
0
0
0
0
0
0
0
0
0
0
0
0
0
0
0
0
0
0
0
0
0
0
0
0
0
0
0
0
0
0
0
0
0
0
0
0
0
0
0
0
0
0
0
0
0
0
0
0
0
0
0
0
0
0
0
0
0
0
0
0
0
0
0
0
0
0
0
0
0
0
0
0
0
0
0
0
0
0
0
0
0
0
0
0
0
0
0
0
0
0
0
0
0
0
0
0
0
0
0
0
0
0
0
0
0
0
0
0
0
0
0
0
0
0
0
0
0
0
0
0
0
0
0
0
0
0
0
0
0
0
0
0
0
0
0
0
0
0
0
0
0
0
0
0
0
0
0
0
0
0
0
0
0
0
0
0
0
0
0
0
0
0
0
0
0
0
0
0
0
0
0
0
0
0
0
0
0
0
0
0
0
0
0
0
0
0
0
0
0
0
0
0
0
0
0
0
0
0
0
0
0
0
0
0
0
0
0
0
0
0
0
0
0
0
0
0
0
0
0
0
0
0
0
0
0
0
0
0
0
0
0
0
0
0
0
0
0
0
0
0
0
0
0
0
0
0
0
0
0
0
0
0
0
0
0
0
0
0
0
0
0
0
0
0
0
0
0
0
0
0
0
0
0
0
0
0
0
0
0
0
0
0
0
0
0
0
0
0
0
0
0
0
0
0
0
0
0
0
0
0
0
0
0
0
0
0
0
0
0
0
0
0
0
0
0
0
0
0
0
0
0
0
0
0
0
0
0
0
0
0
0
0
0
0
0
0
0
0
0
0
0
0
0
0
0
0
0
0
0
0
0
0
0
0
0
0
0
0
0
0
0
0
0
0
0
0
0
0
0
0
0
0
0
0
0
0
0
0
0
0
0
0
0
0
0
0
0
0
0
0
0
0
0
0
0
0
0
0
0
0
0
0
0
0
0
0
0
0
0
0
0
0
0
0
0
0
0
0
0
0
0
0
0
0
0
0
0
0
0
0
0
0
0
0
0
0
0
0
0
0
0
0
0
0
0
0
0
0
0
0
0
0
0
0
0
0
0
0
0
0
0
0
0
0
0
0
0
0
0
0
0
0
0
0
0
0
0
0
0
0
0
0
0
0
0
0
0
0
0
0
0
0
0
0
0
0
0
0
0
0
0
0
0
0
0
0
0
0
0
0
0
0
0
0
0
0
0
0
0
0
0
0
0
0
0
0
0
0
0
0
0
0
0
0
0
0
0
0
0
0
0
0
0
0
0
0
0
0
0
0
0
0
0
0
0
0
0
0
0
0
0
0
0
0
0
0
0
0
0
0
0
0
0
0
0
0
0
0
0
0
0
0
0
0
0
0
0
0
0
0
0
0
0
0
0
0
0
0
0
0
0
0
0
0
0
0
0
0
0
0
0
0
0
0
0
0
0
0
0
0
0
0
0
0
0
0
0
0
0
0
0
0
0
0
0
0
0
0
0
0
0
0
0
0
0
0
0
0
0
0
0
0
0
0
0
0
0
0
0
0
0
0
0
0
0
0
0
0
0
0
0
0
0
0
0
0
0
0
0
0
0
0
0
0
0
0
0
0
0
0
0
0
0
0
0
0
0
0
0
0
0
0
0
0
0
0
0
0
0
0
0
0
0
0
0
0
0
0
0
0
0
0
0
0
0
0
0
0
0
0
0
0
0
0
0
0
0
0
0
0
0
0
0
0
0
0
0
0
0
0
0
0
0
0
0
0
0
0
0
0
0
0
0
0
0
0
0
0
0
0
0
0
0
0
0
0
0
0
0
0
0
0
0
0
0
0
0
0
0
0
0
0
0
0
0
0
0
0
0
0
0
0
0
0
0
0
0
0
0
0
0
0
0
0
0
0
0
0
0
0
0
0
0
0
0
0
0
0
0
0
0
0
0
0
0
0
0
0
0
0
0
0
0
0
0
0
0
0
0
0
0
0
0
0
0
0
0
0
0
0
0
0
0
0
0
0
0
0
0
0
0
0
0
0
0
0
0
0
0
0
0
0
0
0
0
0
0
0
0
0
0
0
0
0
0
0
0
0
0
0
0
0
0
0
0
0
0
0
0
0
0
0
0
0
0
0
0
0
0
0
0
0
0
0
0
0
0
0
0
0
0
0
0
0
0
0
0
0
0
0
0
0
0
0
0
0
0
0
0
0
0
0
0
0
0
0
0
0
0
0
0
0
0
0
0
0
0
0
0
0
0
0
0
0
0
0
0
0
0
0
0
0
0
0
0
0
0
0
0
0
0
0
0
0
0
0
0
0
0
0
0
0
0
0
0
0
0
0
0
0
0
0
0
0
0
0
0
0
0
0
0
0
0
0
0
0
0
0
0
0
0
0
0
0
0
0
0
0
0
0
0
0
0
0
0
0
0
0
0
0
0
0
0
0
0
0
0
0
0
0
0
0
0
0
0
0
0
0
0
0
0
0
0
0
0
0
0
0
0
0
0
0
0
0
0
0
0
0
0
0
0
0
0
0
0
0
0
0
0
0
0
0
0
0
0
0
0
0
0
0
0
0
0
0
0
0
0
0
0
0
0
0
0
0
0
0
0
0
0
0
0
0
0
0
0
0
0
0
0
0
0
0
0
0
0
0
0
0
0
0
0
0
0
0
0
0
0
0
0
0
0
0
0
0
0
0
0
0
0
0
0
0
0
0
0
0
0
0
0
0
0
0
0
0
0
0
0
0
0
0
0
0
0
0
0
0
0
0
0
0
0
0
0
0
0
0
0
0
0
0
0
0
0
0
0
0
0
0
0
0
0
0
0
0
0
0
0
0
0
0
0
0
0
0
0
0
0
0
0
0
0
0
0
0
0
0
0
0
0
0
0
0
0
0
0
0
0
0
0
0
0
0
0
0
0
0
0
0
0
0
0
0
0
0
0
0
0
0
0
0
0
0
0
0
0
0
0
0
0
0
0
0
0
0
0
0
0
0
0
0
0
0
0
0
0
0
0
0
0
0
0
0
0
0
0
0
0
0
0
0
0
0
0
0
0
0
0
0
0
0
0
0
0
0
0
0
0
0
0
0
0
0
0
0
0
0
0
0
0
0
0
0
0
0
0
0
0
0
0
0
0
0
0
0
0
0
0
0
0
0
0
0
0
0
0
0
0
0
0
0
0
0
0
0
0
0
0
0
0
0
0
0
0
0
0
0
0
0
0
0
0
0
0
0
0
0
0
0
0
0
0
0
0
0
0
0
0
0
0
0
0
0
0
0
0
0
0
0
0
0
0
0
0
0
0
0
0
0
0
0
0
0
0
0
0
0
0
0
0
0
0
0
0
0
0
0
0
0
0
0
0
0
0
0
0
0
0
0
0
0
0
0
0
0
0
0
0
0
0
0
0
0
0
0
0
0
0
0
0
0
0
0
0
0
0
0
0
0
0
0
0
0
0
0
0
0
0
0
0
0
0
0
0
0
0
0
0
0
0
0
0
0
0
0
0
0
0
0
0
0
0
0
0
0
0
0
0
0
0
0
0
0
0
0
0
0
0
0
0
0
0
0
0
0
0
0
0
0
0
0
0
0
0
0
0
0
0
0
0
0
0
0
0
0
0
0
0
0
0
0
0
0
0
0
0
0
0
0
0
0
0
0
0
0
0
0
0
0
0
0
0
0
0
0
0
0
0
0
0
0
0
0
0
0
0
0
0
0
0
0
0
0
0
0
0
0
0
0
0
0
0
0
0
0
0
0
0
0
0
0
0
0
0
0
0
0
0
0
0
0
0
0
0
0
0
0
0
0
0
0
0
0
0
0
0
0
0
0
0
0
0
0
0
0
0
0
0
0
0
0
0
0
0
0
0
0
0
0
0
0
0
0
0
0
0
0
0
0
0
0
0
0
0
0
0
0
0
0
0
0
0
0
0
0
0
0
0
0
0
0
0
0
0
0
0
0
0
0
0
0
0
0
0
0
0
0
0
0
0
0
0
0
0
0
0
0
0
0
0
0
0
0
0
0
0
0
0
0
0
0
0
0
0
0
0
0
0
0
0
0
0
0
0
0
0
0
0
0
0
0
0
0
0
0
0
0
0
0
0
0
0
0
0
0
0
0
0
0
0
0
0
0
0
0
0
0
0
0
0
0
0
0
0
0
0
0
0
0
0
0
0
0
0
0
0
0
0
0
0
0
0
0
0
0
0
0
0
0
0
0
0
0
0
0
0
0
0
0
0
0
0
0
0
0
0
0
0
0
0
0
0
0
0
0
0
0
0
0
0
0
0
0
0
0
0
0
0
0
0
0
0
0
0
0
0
0
0
0
0
0
0
0
0
0
0
0
0
0
0
0
0
0
0
0
0
0
0
0
0
0
0
0
0
0
0
0
0
0
0
0
0
0
0
0
0
0
0
0
0
0
0
0
0
0
0
0
0
0
0
0
0
0
0
0
0
0
0
0
0
0
0
0
0
0
0
0
0
0
0
0
0
0
0
0
0
0
0
0
0
0
0
0
0
0
0
0
0
0
0
0
0
0
0
0
0
0
0
0
0
0
0
0
0
0
0
0
0
0
0
0
0
0
0
0
0
0
0
0
0
0
0
0
0
0
0
0
0
0
0
0
0
0
0
0
0
0
0
0
0
0
0
0
0
0
0
0
0
0
0
0
0
0
0
0
0
0
0
0
0
0
0
0
0
0
0
0
0
0
0
0
0
0
0
0
0
0
0
0
0
0
0
0
0
0
0
0
0
0
0
0
0
0
0
0
0
0
0
0
0
0
0
0
0
0
0
0
0
0
0
0
0
0
0
0
0
0
0
0
0
0
0
0
0
0
0
0
0
0
0
0
0
0
0
0
0
0
0
0
0
0
0
0
0
0
0
0
0
0
0
0
0
0
0
0
0
0
0
0
0
0
0
0
0
0
0
0
0
0
0
0
0
0
0
0
0
0
0
0
0
0
0
0
0
0
0
0
0
0
0
0
0
0
0
0
0
0
0
0
0
0
0
0
0
0
0
0
0
0
0
0
0
0
0
0
0
0
0
0
0
0
0
0
0
0
0
0
0
0
0
0
0
0
0
0
0
0
0
0
0
0
0
0
0
0
0
0
0
0
0
0
0
0
0
0
0
0
0
0
0
0
0
0
0
0
0
0
0
0
0
0
0
0
0
0
0
0
0
0
0
0
0
0
0
0
0
0
0
0
0
0
0
0
0
0
0
0
0
0
0
0
0
0
0
0
0
0
0
0
0
0
0
0
0
0
0
0
0
0
0
0
0
0
0
0
0
0
0
0
0
0
0
0
0
0
0
0
0
0
0
0
0
0
0
0
0
0
0
0
0
0
0
0
0
0
0
0
0
0
0
0
0
0
0
0
0
0
0
0
0
0
0
0
0
0
0
0
0
0
0
0
0
0
0
0
0
0
0
0
0
0
0
0
0
0
0
0
0
0
0
0
0
0
0
0
0
0
0
0
0
0
0
0
0
0
0
0
0
0
0
0
0
0
0
0
0
0
0
0
0
0
0
0
0
0
0
0
0
0
0
0
0
0
0
0
0
0
0
0
0
0
0
0
0
0
0
0
0
0
0
0
0
0
0
0
0
0
0
0
0
0
0
0
0
0
0
0
0
0
0
0
0
0
0
0
0
0
0
0
0
0
0
0
0
0
0
0
0
0
0
0
0
0
0
0
0
0
0
0
0
0
0
0
0
0
0
0
0
0
0
0
0
0
0
0
0
0
0
0
0
0
0
0
0
0
0
0
0
0
0
0
0
0
0
0
0
0
0
0
0
0
0
0
0
0
0
0
0
0
0
0
0
0
0
0
0
0
0
0
0
0
0
0
0
0
0
0
0
0
0
0
0
0
0
0
0
0
0
0
0
0
0
0
0
0
0
0
0
0
0
0
0
0
0
0
0
0
0
0
0
0
0
0
0
0
0
0
0
0
0
0
0
0
0
0
0
0
0
0
0
0
0
0
0
0
0
0
0
0
0
0
0
0
0
0
0
0
0
0
0
0
0
0
0
0
0
0
0
0
0
0
0
0
0
0
0
0
0
0
0
0
0
0
0
0
0
0
0
0
0
0
0
0
0
0
0
0
0
0
0
0
0
0
0
0
0
0
0
0
0
0
0
0
0
0
0
0
0
0
0
0
0
0
0
0
0
0
0
0
0
0
0
0
0
0
0
0
0
0
0
0
0
0
0
0
0
0
0
0
0
0
0
0
0
0
0
0
0
0
0
0
0
0
0
0
0
0
0
0
0
0
0
0
0
0
0
0
0
0
0
0
0
0
0
0
0
0
0
0
0
0
0
0
0
0
0
0
0
0
0
0
0
0
0
0
0
0
0
0
0
0
0
0
0
0
0
0
0
0
0
0
0
0
0
0
0
0
0
0
0
0
0
0
0
0
0
0
0
0
0
0
0
0
0
0
0
0
0
0
0
0
0
0
0
0
0
0
0
0
0
0
0
0
0
0
0
0
0
0
0
0
0
0
0
0
0
0
0
0
0
0
0
0
0
0
0
0
0
0
0
0
0
0
0
0
0
0
0
0
0
0
0
0
0
0
0
0
0
0
0
0
0
0
0
0
0
0
0
0
0
0
0
0
0
0
0
0
0
0
0
0
0
0
0
0
0
0
0
0
0
0
0
0
0
0
0
0
0
0
0
0
0
0
0
0
0
0
0
0
0
0
0
0
0
0
0
0
0
0
0
0
0
0
0
0
0
0
0
0
0
0
0
0
0
0
0
0
0
0
0
0
0
0
0
0
0
0
0
0
0
0
0
0
0
0
0
0
0
0
0
0
0
0
0
0
0
0
0
0
0
0
0
0
0
0
0
0
0
0
0
0
0
0
0
0
0
0
0
0
0
0
0
0
0
0
0
0
0
0
0
0
0
0
0
0
0
0
0
0
0
0
0
0
0
0
0
0
0
0
0
0
0
0
0
0
0
0
0
0
0
0
0
0
0
0
0
0
0
0
0
0
0
0
0
0
0
0
0
0
0
0
0
0
0
0
0
0
0
0
0
0
0
0
0
0
0
0
0
0
0
0
0
0
0
0
0
0
0
0
0
0
0
0
0
0
0
0
0
0
0
0
0
0
0
0
0
0
0
0
0
0
0
0
0
0
0
0
0
0
0
0
0
0
0
0
0
0
0
0
0
0
0
0
0
0
0
0
0
0
0
0
0
0
0
0
0
0
0
0
0
0
0
0
0
0
0
0
0
0
0
0
0
0
0
0
0
0
0
0
0
0
0
0
0
0
0
0
0
0
0
0
0
0
0
0
0
0
0
0
0
0
0
0
0
0
0
0
0
0
0
0
0
0
0
0
0
0
0
0
0
0
0
0
0
0
0
0
0
0
0
0
0
0
0
0
0
0
0
0
0
0
0
0
0
0
0
0
0
0
0
0
0
0
0
0
0
0
0
0
0
0
0
0
0
0
0
0
0
0
0
0
0
0
0
0
0
0
0
0
0
0
0
0
0
0
0
0
0
0
0
0
0
0
0
0
0
0
0
0
0
0
0
0
0
0
0
0
0
0
0
0
0
0
0
0
0
0
0
0
0
0
0
0
0
0
0
0
0
0
0
0
0
0
0
0
0
0
0
0
0
0
0
0
0
0
0
0
0
0
0
0
0
0
0
0
0
0
0
0
0
0
0
0
0
0
0
0
0
0
0
0
0
0
0
0
0
0
0
0
0
0
0
0
0
0
0
0
0
0
0
0
0
0
0
0
0
0
0
0
0
0
0
0
0
0
0
0
0
0
0
0
0
0
0
0
0
0
0
0
0
0
0
0
0
0
0
0
0
0
0
0
0
0
0
0
0
0
0
0
0
0
0
0
0
0
0
0
0
0
0
0
0
0
0
0
0
0
0
0
0
0
0
0
0
0
0
0
0
0
0
0
0
0
0
0
0
0
0
0
0
0
0
0
0
0
0
0
0
0
0
0
0
0
0
0
0
0
0
0
0
0
0
0
0
0
0
0
0
0
0
0
0
0
0
0
0
0
0
0
0
0
0
0
0
0
0
0
0
0
0
0
0
0
0
0
0
0
0
0
0
0
0
0
0
0
0
0
0
0
0
0
0
0
0
0
0
0
0
0
0
0
0
0
0
0
0
0
0
0
0
0
0
0
0
0
0
0
0
0
0
0
0
0
0
0
0
0
0
0
0
0
0
0
0
0
0
0
0
0
0
0
0
0
0
0
0
0
0
0
0
0
0
0
0
0
0
0
0
0
0
0
0
0
0
0
0
0
0
0
0
0
0
0
0
0
0
0
0
0
0
0
0
0
0
0
0
0
0
0
0
0
0
0
0
0
0
0
0
0
0
0
0
0
0
0
0
0
0
0
0
0
0
0
0
0
0
0
0
0
0
0
0
0
0
0
0
0
0
0
0
0
0
0
0
0
0
0
0
0
0
0
0
0
0
0
0
0
0
0
0
0
0
0
0
0
0
0
0
0
0
0
0
0
0
0
0
0
0
0
0
0
0
0
0
0
0
0
0
0
0
0
0
0
0
0
0
0
0
0
0
0
0
0
0
0
0
0
0
0
0
0
0
0
0
0
0
0
0
0
0
0
0
0
0
0
0
0
0
0
0
0
0
0
0
0
0
0
0
0
0
0
0
0
0
0
0
0
0
0
0
0
0
0
0
0
0
0
0
0
0
0
0
0
0
0
0
0
0
0
0
0
0
0
0
0
0
0
0
0
0
0
0
0
0
0
0
0
0
0
0
0
0
0
0
0
0
0
0
0
0
0
0
0
0
0
0
0
0
0
0
0
0
0
0
0
0
0
0
0
0
0
0
0
0
0
0
0
0
0
0
0
0
0
0
0
0
0
0
0
0
0
0
0
0
0
0
0
0
0
0
0
0
0
0
0
0
0
0
0
0
0
0
0
0
0
0
0
0
0
0
0
0
0
0
0
0
0
0
0
0
0
0
0
0
0
0
0
0
0
0
0
0
0
0
0
0
0
0
0
0
0
0
0
0
0
0
0
0
0
0
0
0
0
0
0
0
0
0
0
0
0
0
0
0
0
0
0
0
0
0
0
0
0
0
0
0
0
0
0
0
0
0
0
0
0
0
0
0
0
0
0
0
0
0
0
0
0
0
0
0
0
0
0
0
0
0
0
0
0
0
0
0
0
0
0
0
0
0
0
0
0
0
0
0
0
0
0
0
0
0
0
0
0
0
0
0
0
0
0
0
0
0
0
0
0
0
0
0
0
0
0
0
0
0
0
0
0
0
0
0
0
0
0
0
0
0
0
0
0
0
0
0
0
0
0
0
0
0
0
0
0
0
0
0
0
0
0
0
0
0
0
0
0
0
0
0
0
0
0
0
0
0
0
0
0
0
0
0
0
0
0
0
0
0
0
0
0
0
0
0
0
0
0
0
0
0
0
0
0
0
0
0
0
0
0
0
0
0
0
0
0
0
0
0
0
0
0
0
0
0
0
0
0
0
0
0
0
0
0
0
0
0
0
0
0
0
0
0
0
0
0
0
0
0
0
0
0
0
0
0
0
0
0
0
0
0
0
0
0
0
0
0
0
0
0
0
0
0
0
0
0
0
0
0
0
0
0
0
0
0
0
0
0
0
0
0
0
0
0
0
0
0
0
0
0
0
0
0
0
0
0
0
0
0
0
0
0
0
0
0
0
0
0
0
0
0
0
0
0
0
0
0
0
0
0
0
0
0
0
0
0
0
0
0
0
0
0
0
0
0
0
0
0
0
0
0
0
0
0
0
0
0
0
0
0
0
0
0
0
0
0
0
0
0
0
0
0
0
0
0
0
0
0
0
0
0
0
0
0
0
0
0
0
0
0
0
0
0
0
0
0
0
0
0
0
0
0
0
0
0
0
0
0
0
0
0
0
0
0
0
0
0
0
0
0
0
0
0
0
0
0
0
0
0
0
0
0
0
0
0
0
0
0
0
0
0
0
0
0
0
0
0
0
0
0
0
0
0
0
0
0
0
0
0
0
0
0
0
0
0
0
0
0
0
0
0
0
0
0
0
0
0
0
0
0
0
0
0
0
0
0
0
0
0
0
0
0
0
0
0
0
0
0
0
0
0
0
0
0
0
0
0
0
0
0
0
0
0
0
0
0
0
0
0
0
0
0
0
0
0
0
0
0
0
0
0
0
0
0
0
0
0
0
0
0
0
0
0
0
0
0
0
0
0
0
0
0
0
0
0
0
0
0
0
0
0
0
0
0
0
0
0
0
0
0
0
0
0
0
0
0
0
0
0
0
0
0
0
0
0
0
0
0
0
0
0
0
0
0
0
0
0
0
0
0
0
0
0
0
0
0
0
0
0
0
0
0
0
0
0
0
0
0
0
0
0
0
0
0
0
0
0
0
0
0
0
0
0
0
0
0
0
0
0
0
0
0
0
0
0
0
0
0
0
0
0
0
0
0
0
0
0
0
0
0
0
0
0
0
0
0
0
0
0
0
0
0
0
0
0
0
0
0
0
0
0
0
0
0
0
0
0
0
0
0
0
0
0
0
0
0
0
0
0
0
0
0
0
0
0
0
0
0
0
0
0
0
0
0
0
0
0
0
0
0
0
0
0
0
0
0
0
0
0
0
0
0
0
0
0
0
0
0
0
0
0
0
0
0
0
0
0
0
0
0
0
0
0
0
0
0
0
0
0
0
0
0
0
0
0
0
0
0
0
0
0
0
0
0
0
0
0
0
0
0
0
0
0
0
0
0
0
0
0
0
0
0
0
0
0
0
0
0
0
0
0
0
0
0
0
0
0
0
0
0
0
0
0
0
0
0
0
0
0
0
0
0
0
0
0
0
0
0
0
0
0
0
0
0
0
0
0
0
0
0
0
0
0
0
0
0
0
0
0
0
0
0
0
0
0
0
0
0
0
0
0
0
0
0
0
0
0
0
0
0
0
0
0
0
0
0
0
0
0
0
0
0
0
0
0
0
0
0
0
0
0
0
0
0
0
0
0
0
0
0
0
0
0
0
0
0
0
0
0
0
0
0
0
0
0
0
0
0
0
0
0
0
0
0
0
0
0
0
0
0
0
0
0
0
0
0
0
0
0
0
0
0
0
0
0
0
0
0
0
0
0
0
0
0
0
0
0
0
0
0
0
0
0
0
0
0
0
0
0
0
0
0
0
0
0
0
0
0
0
0
0
0
0
0
0
0
0
0
0
0
0
0
0
0
0
0
0
0
0
0
0
0
0
0
0
0
0
0
0
0
0
0
0
0
0
0
0
0
0
0
0
0
0
0
0
0
0
0
0
0
0
0
0
0
0
0
0
0
0
0
0
0
0
0
0
0
0
0
0
0
0
0
0
0
0
0
0
0
0
0
0
0
0
0
0
0
0
0
0
0
0
0
0
0
0
0
0
0
0
0
0
0
0
0
0
0
0
0
0
0
0
0
0
0
0
0
0
0
0
0
0
0
0
0
0
0
0
0
0
0
0
0
0
0
0
0
0
0
0
0
0
0
0
0
0
0
0
0
0
0
0
0
0
0
0
0
0
0
0
0
0
0
0
0
0
0
0
0
0
0
0
0
0
0
0
0
0
0
0
0
0
0
0
0
0
0
0
0
0
0
0
0
0
0
0
0
0
0
0
0
0
0
0
0
0
0
0
0
0
0
0
0
0
0
0
0
0
0
0
0
0
0
0
0
0
0
0
0
0
0
0
0
0
0
0
0
0
0
0
0
0
0
0
0
0
0
0
0
0
0
0
0
0
0
0
0
0
0
0
0
0
0
0
0
0
0
0
0
0
0
0
0
0
0
0
0
0
0
0
0
0
0
0
0
0
0
0
0
0
0
0
0
0
0
0
0
0
0
0
0
0
0
0
0
0
0
0
0
0
0
0
0
0
0
0
0
0
0
0
0
0
0
0
0
0
0
0
0
0
0
0
0
0
0
0
0
0
0
0
0
0
0
0
0
0
0
0
0
0
0
0
0
0
0
0
0
0
0
0
0
0
0
0
0
0
0
0
0
0
0
0
0
0
0
0
0
0
0
0
0
0
0
0
0
0
0
0
0
0
0
0
0
0
0
0
0
0
0
0
0
0
0
0
0
0
0
0
0
0
0
0
0
0
0
0
0
0
0
0
0
0
0
0
0
0
0
0
0
0
0
0
0
0
0
0
0
0
0
0
0
0
0
0
0
0
0
0
0
0
0
0
0
0
0
0
0
0
0
0
0
0
0
0
0
0
0
0
0
0
0
0
0
0
0
0
0
0
0
0
0
0
0
0
0
0
0
0
0
0
0
0
0
0
0
0
0
0
0
0
0
0
0
0
0
0
0
0
0
0
0
0
0
0
0
0
0
0
0
0
0
0
0
0
0
0
0
0
0
0
0
0
0
0
0
0
0
0
0
0
0
0
0
0
0
0
0
0
0
0
0
0
0
0
0
0
0
0
0
0
0
0
0
0
0
0
0
0
0
0
0
0
0
0
0
0
0
0
0
0
0
0
0
0
0
0
0
0
0
0
0
0
0
0
0
0
0
0
0
0
0
0
0
0
0
0
0
0
0
0
0
0
0
0
0
0
0
0
0
0
0
0
0
0
0
0
0
0
0
0
0
0
0
0
0
0
0
0
0
0
0
0
0
0
0
0
0
0
0
0
0
0
0
0
0
0
0
0
0
0
0
0
0
0
0
0
0
0
0
0
0
0
0
0
0
0
0
0
0
0
0
0
0
0
0
0
0
0
0
0
0
0
0
0
0
0
0
0
0
0
0
0
0
0
0
0
0
0
0
0
0
0
0
0
0
0
0
0
0
0
0
0
0
0
0
0
0
0
0
0
0
0
0
0
0
0
0
0
0
0
0
0
0
0
0
0
0
0
0
0
0
0
0
0
0
0
0
0
0
0
0
0
0
0
0
0
0
0
0
0
0
0
0
0
0
0
0
0
0
0
0
0
0
0
0
0
0
0
0
0
0
0
0
0
0
0
0
0
0
0
0
0
0
0
0
0
0
0
0
0
0
0
0
0
0
0
0
0
0
0
0
0
0
0
0
0
0
0
0
0
0
0
0
0
0
0
0
0
0
0
0
0
0
0
0
0
0
0
0
0
0
0
0
0
0
0
0
0
0
0
0
0
0
0
0
0
0
0
0
0
0
0
0
0
0
0
0
0
0
0
0
0
0
0
0
0
0
0
0
0
0
0
0
0
0
0
0
0
0
0
0
0
0
0
0
0
0
0
0
0
0
0
0
0
0
0
0
0
0
0
0
0
0
0
0
0
0
0
0
0
0
0
0
0
0
0
0
0
0
0
0
0
0
0
0
0
0
0
0
0
0
0
0
0
0
0
0
0
0
0
0
0
0
0
0
0
0
0
0
0
0
0
0
0
0
0
0
0
0
0
0
0
0
0
0
0
0
0
0
0
0
0
0
0
0
0
0
0
0
0
0
0
0
0
0
0
0
0
0
0
0
0
0
0
0
0
0
0
0
0
0
0
0
0
0
0
0
0
0
0
0
0
0
0
0
0
0
0
0
0
0
0
0
0
0
0
0
0
0
0
0
0
0
0
0
0
0
0
0
0
0
0
0
0
0
0
0
0
0
0
0
0
0
0
0
0
0
0
0
0
0
0
0
0
0
0
0
0
0
0
0
0
0
0
0
0
0
0
0
0
0
0
0
0
0
0
0
0
0
0
0
0
0
0
0
0
0
0
0
0
0
0
0
0
0
0
0
0
0
0
0
0
0
0
0
0
0
0
0
0
0
0
0
0
0
0
0
0
0
0
0
0
0
0
0
0
0
0
0
0
0
0
0
0
0
0
0
0
0
0
0
0
0
0
0
0
0
0
0
0
0
0
0
0
0
0
0
0
0
0
0
0
0
0
0
0
0
0
0
0
0
0
0
0
0
0
0
0
0
0
0
0
0
0
0
0
0
0
0
0
0
0
0
0
0
0
0
0
0
0
0
0
0
0
0
0
0
0
0
0
0
0
0
0
0
0
0
0
0
0
0
0
0
0
0
0
0
0
0
0
0
0
0
0
0
0
0
0
0
0
0
0
0
0
0
0
0
0
0
0
0
0
0
0
0
0
0
0
0
0
0
0
0
0
0
0
0
0
0
0
0
0
0
0
0
0
0
0
0
0
0
0
0
0
0
0
0
0
0
0
0
0
0
0
0
0
0
0
0
0
0
0
0
0
0
0
0
0
0
0
0
0
0
0
0
0
0
0
0
0
0
0
0
0
0
0
0
0
0
0
0
0
0
0
0
0
0
0
0
0
0
0
0
0
0
0
0
0
0
0
0
0
0
0
0
0
0
0
0
0
0
0
0
0
0
0
0
0
0
0
0
0
0
0
0
0
0
0
0
0
0
0
0
0
0
0
0
0
0
0
0
0
0
0
0
0
0
0
0
0
0
0
0
0
0
0
0
0
0
0
0
0
0
0
0
0
0
0
0
0
0
0
0
0
0
0
0
0
0
0
0
0
0
0
0
0
0
0
0
0
0
0
0
0
0
0
0
0
0
0
0
0
0
0
0
0
0
0
0
0
0
0
0
0
0
0
0
0
0
0
0
0
0
0
0
0
0
0
0
0
0
0
0
0
0
0
0
0
0
0
0
0
0
0
0
0
0
0
0
0
0
0
0
0
0
0
0
0
0
0
0
0
0
0
0
0
0
0
0
0
0
0
0
0
0
0
0
0
0
0
0
0
0
0
0
0
0
0
0
0
0
0
0
0
0
0
0
0
0
0
0
0
0
0
0
0
0
0
0
0
0
0
0
0
0
0
0
0
0
0
0
0
0
0
0
0
0
0
0
0
0
0
0
0
0
0
0
0
0
0
0
0
0
0
0
0
0
0
0
0
0
0
0
0
0
0
0
0
0
0
0
0
0
0
0
0
0
0
0
0
0
0
0
0
0
0
0
0
0
0
0
0
0
0
0
0
0
0
0
0
0
0
0
0
0
0
0
0
0
0
0
0
0
0
0
0
0
0
0
0
0
0
0
0
0
0
0
0
0
0
0
0
0
0
0
0
0
0
0
0
0
0
0
0
0
0
0
0
0
0
0
0
0
0
0
0
0
0
0
0
0
0
0
0
0
0
0
0
0
0
0
0
0
0
0
0
0
0
0
0
0
0
0
0
0
0
0
0
0
0
0
0
0
0
0
0
0
0
0
0
0
0
0
0
0
0
0
0
0
0
0
0
0
0
0
0
0
0
0
0
0
0
0
0
0
0
0
0
0
0
0
0
0
0
0
0
0
0
0
0
0
0
0
0
0
0
0
0
0
0
0
0
0
0
0
0
0
0
0
0
0
0
0
0
0
0
0
0
0
0
0
0
0
0
0
0
0
0
0
0
0
0
0
0
0
0
0
0
0
0
0
0
0
0
0
0
0
0
0
0
0
0
0
0
0
0
0
0
0
0
0
0
0
0
0
0
0
0
0
0
0
0
0
0
0
0
0
0
0
0
0
0
0
0
0
0
0
0
0
0
0
0
0
0
0
0
0
0
0
0
0
0
0
0
0
0
0
0
0
0
0
0
0
0
0
0
0
0
0
0
0
0
0
0
0
0
0
0
0
0
0
0
0
0
0
0
0
0
0
0
0
0
0
0
0
0
0
0
0
0
0
0
0
0
0
0
0
0
0
0
0
0
0
0
0
0
0
0
0
0
0
0
0
0
0
0
0
0
0
0
0
0
0
0
0
0
0
0
0
0
0
0
0
0
0
0
0
0
0
0
0
0
0
0
0
0
0
0
0
0
0
0
0
0
0
0
0
0
0
0
0
0
0
0
0
0
0
0
0
0
0
0
0
0
0
0
0
0
0
0
0
0
0
0
0
0
0
0
0
0
0
0
0
0
0
0
0
0
0
0
0
0
0
0
0
0
0
0
0
0
0
0
0
0
0
0
0
0
0
0
0
0
0
0
0
0
0
0
0
0
0
0
0
0
0
0
0
0
0
0
0
0
0
0
0
0
0
0
0
0
0
0
0
0
0
0
0
0
0
0
0
0
0
0
0
0
0
0
0
0
0
0
0
0
0
0
0
0
0
0
0
0
0
0
0
0
0
0
0
0
0
0
0
0
0
0
0
0
0
0
0
0
0
0
0
0
0
0
0
0
0
0
0
0
0
0
0
0
0
0
0
0
0
0
0
0
0
0
0
0
0
0
0
0
0
0
0
0
0
0
0
0
0
0
0
0
0
0
0
0
0
0
0
0
0
0
0
0
0
0
0
0
0
0
0
0
0
0
0
0
0
0
0
0
0
0
0
0
0
0
0
0
0
0
0
0
0
0
0
0
0
0
0
0
0
0
0
0
0
0
0
0
0
0
0
0
0
0
0
0
0
0
0
0
0
0
0
0
0
0
0
0
0
0
0
0
0
0
0
0
0
0
0
0
0
0
0
0
0
0
0
0
0
0
0
0
0
0
0
0
0
0
0
0
0
0
0
0
0
0
0
0
0
0
0
0
0
0
0
0
0
0
0
0
0
0
0
0
0
0
0
0
0
0
0
0
0
0
0
0
0
0
0
0
0
0
0
0
0
0
0
0
0
0
0
0
0
0
0
0
0
0
0
0
0
0
0
0
0
0
0
0
0
0
0
0
0
0
0
0
0
0
0
0
0
0
0
0
0
0
0
0
0
0
0
0
0
0
0
0
0
0
0
0
0
0
0
0
0
0
0
0
0
0
0
0
0
0
0
0
0
0
0
0
0
0
0
0
0
0
0
0
0
0
0
0
0
0
0
0
0
0
0
0
0
0
0
0
0
0
0
0
0
0
0
0
0
0
0
0
0
0
0
0
0
0
0
0
0
0
0
0
0
0
0
0
0
0
0
0
0
0
0
0
0
0
0
0
0
0
0
0
0
0
0
0
0
0
0
0
0
0
0
0
0
0
0
0
0
0
0
0
0
0
0
0
0
0
0
0
0
0
0
0
0
0
0
0
0
0
0
0
0
0
0
0
0
0
0
0
0
0
0
0
0
0
0
0
0
0
0
0
0
0
0
0
0
0
0
0
0
0
0
0
0
0
0
0
0
0
0
0
0
0
0
0
0
0
0
0
0
0
0
0
0
0
0
0
0
0
0
0
0
0
0
0
0
0
0
0
0
0
0
0
0
0
0
0
0
0
0
0
0
0
0
0
0
0
0
0
0
0
0
0
0
0
0
0
0
0
0
0
0
0
0
0
0
0
0
0
0
0
0
0
0
0
0
0
0
0
0
0
0
0
0
0
0
0
0
0
0
0
0
0
0
0
0
0
0
0
0
0
0
0
0
0
0
0
0
0
0
0
0
0
0
0
0
0
0
0
0
0
0
0
0
0
0
0
0
0
0
0
0
0
0
0
0
0
0
0
0
0
0
0
0
0
0
0
0
0
0
0
0
0
0
0
0
0
0
0
0
0
0
0
0
0
0
0
0
0
0
0
0
0
0
0
0
0
0
0
0
0
0
0
0
0
0
0
0
0
0
0
0
0
0
0
0
0
0
0
0
0
0
0
0
0
0
0
0
0
0
0
0
0
0
0
0
0
0
0
0
0
0
0
0
0
0
0
0
0
0
0
0
0
0
0
0
0
0
0
0
0
0
0
0
0
0
0
0
0
0
0
0
0
0
0
0
0
0
0
0
0
0
0
0
0
0
0
0
0
0
0
0
0
0
0
0
0
0
0
0
0
0
0
0
0
0
0
0
0
0
0
0
0
0
0
0
0
0
0
0
0
0
0
0
0
0
0
0
0
0
0
0
0
0
0
0
0
0
0
0
0
0
0
0
0
0
0
0
0
0
0
0
0
0
0
0
0
0
0
0
0
0
0
0
0
0
0
0
0
0
0
0
0
0
0
0
0
0
0
0
0
0
0
0
0
0
0
0
0
0
0
0
0
0
0
0
0
0
0
0
0
0
0
0
0
0
0
0
0
0
0
0
0
0
0
0
0
0
0
0
0
0
0
0
0
0
0
0
0
0
0
0
0
0
0
0
0
0
0
0
0
0
0
0
0
0
0
0
0
0
0
0
0
0
0
0
0
0
0
0
0
0
0
0
0
0
0
0
0
0
0
0
0
0
0
0
0
0
0
0
0
0
0
0
0
0
0
0
0
0
0
0
0
0
0
0
0
0
0
0
0
0
0
0
0
0
0
0
0
0
0
0
0
0
0
0
0
0
0
0
0
0
0
0
0
0
0
0
0
0
0
0
0
0
0
0
0
0
0
0
0
0
0
0
0
0
0
0
0
0
0
0
0
0
0
0
0
0
0
0
0
0
0
0
0
0
0
0
0
0
0
0
0
0
0
0
0
0
0
0
0
0
0
0
0
0
0
0
0
0
0
0
0
0
0
0
0
0
0
0
0
0
0
0
0
0
0
0
0
0
0
0
0
0
0
0
0
0
0
0
0
0
0
0
0
0
0
0
0
0
0
0
0
0
0
0
0
0
0
0
0
0
0
0
0
0
0
0
0
0
0
0
0
0
0
0
0
0
0
0
0
0
0
0
0
0
0
0
0
0
0
0
0
0
0
0
0
0
0
0
0
0
0
0
0
0
0
0
0
0
0
0
0
0
0
0
0
0
0
0
0
0
0
0
0
0
0
0
0
0
0
0
0
0
0
0
0
0
0
0
0
0
0
0
0
0
0
0
0
0
0
0
0
0
0
0
0
0
0
0
0
0
0
0
0
0
0
0
0
0
0
0
0
0
0
0
0
0
0
0
0
0
0
0
0
0
0
0
0
0
0
0
0
0
0
0
0
0
0
0
0
0
0
0
0
0
0
0
0
0
0
0
0
0
0
0
0
0
0
0
0
0
0
0
0
0
0
0
0
0
0
0
0
0
0
0
0
0
0
0
0
0
0
0
0
0
0
0
0
0
0
0
0
0
0
0
0
0
0
0
0
0
0
0
0
0
0
0
0
0
0
0
0
0
0
0
0
0
0
0
0
0
0
0
0
0
0
0
0
0
0
0
0
0
0
0
0
0
0
0
0
0
0
0
0
0
0
0
0
0
0
0
0
0
0
0
0
0
0
0
0
0
0
0
0
0
0
0
0
0
0
0
0
0
0
0
0
0
0
0
0
0
0
0
0
0
0
0
0
0
0
0
0
0
0
0
0
0
0
0
0
0
0
0
0
0
0
0
0
0
0
0
0
0
0
0
0
0
0
0
0
0
0
0
0
0
0
0
0
0
0
0
0
0
0
0
0
0
0
0
0
0
0
0
0
0
0
0
0
0
0
0
0
0
0
0
0
0
0
0
0
0
0
0
0
0
0
0
0
0
0
0
0
0
0
0
0
0
0
0
0
0
0
0
0
0
0
0
0
0
0
0
0
0
0
0
0
0
0
0
0
0
0
0
0
0
0
0
0
0
0
0
0
0
0
0
0
0
0
0
0
0
0
0
0
0
0
0
0
0
0
0
0
0
0
0
0
0
0
0
0
0
0
0
0
0
0
0
0
0
0
0
0
0
0
0
0
0
0
0
0
0
0
0
0
0
0
0
0
0
0
0
0
0
0
0
0
0
0
0
0
0
0
0
0
0
0
0
0
0
0
0
0
0
0
0
0
0
0
0
0
0
0
0
0
0
0
0
0
0
0
0
0
0
0
0
0
0
0
0
0
0
0
0
0
0
0
0
0
0
0
0
0
0
0
0
0
0
0
0
0
0
0
0
0
0
0
0
0
0
0
0
0
0
0
0
0
0
0
0
0
0
0
0
0
0
0
0
0
0
0
0
0
0
0
0
0
0
0
0
0
0
0
0
0
0
0
0
0
0
0
0
0
0
0
0
0
0
0
0
0
0
0
0
0
0
0
0
0
0
0
0
0
0
0
0
0
0
0
0
0
0
0
0
0
0
0
0
0
0
0
0
0
0
0
0
0
0
0
0
0
0
0
0
0
0
0
0
0
0
0
0
0
0
0
0
0
0
0
0
0
0
0
0
0
0
0
0
0
0
0
0
0
0
0
0
0
0
0
0
0
0
0
0
0
0
0
0
0
0
0
0
0
0
0
0
0
0
0
0
0
0
0
0
0
0
0
0
0
0
0
0
0
0
0
0
0
0
0
0
0
0
0
0
0
0
0
0
0
0
0
0
0
0
0
0
0
0
0
0
0
0
0
0
0
0
0
0
0
0
0
0
0
0
0
0
0
0
0
0
0
0
0
0
0
0
0
0
0
0
0
0
0
0
0
0
0
0
0
0
0
0
0
0
0
0
0
0
0
0
0
0
0
0
0
0
0
0
0
0
0
0
0
0
0
0
0
0
0
0
0
0
0
0
0
0
0
0
0
0
0
0
0
0
0
0
0
0
0
0
0
0
0
0
0
0
0
0
0
0
0
0
0
0
0
0
0
0
0
0
0
0
0
0
0
0
0
0
0
0
0
0
0
0
0
0
0
0
0
0
0
0
0
0
0
0
0
0
0
0
0
0
0
0
0
0
0
0
0
0
0
0
0
0
0
0
0
0
0
0
0
0
0
0
0
0
0
0
0
0
0
0
0
0
0
0
0
0
0
0
0
0
0
0
0
0
0
0
0
0
0
0
0
0
0
0
0
0
0
0
0
0
0
0
0
0
0
0
0
0
0
0
0
0
0
0
0
0
0
0
0
0
0
0
0
0
0
0
0
0
0
0
0
0
0
0
0
0
0
0
0
0
0
0
0
0
0
0
0
0
0
0
0
0
0
0
0
0
0
0
0
0
0
0
0
0
0
0
0
0
0
0
0
0
0
0
0
0
0
0
0
0
0
0
0
0
0
0
0
0
0
0
0
0
0
0
0
0
0
0
0
0
0
0
0
0
0
0
0
0
0
0
0
0
0
0
0
0
0
0
0
0
0
0
0
0
0
0
0
0
0
0
0
0
0
0
0
0
0
0
0
0
0
0
0
0
0
0
0
0
0
0
0
0
0
0
0
0
0
0
0
0
0
0
0
0
0
0
0
0
0
0
0
0
0
0
0
0
0
0
0
0
0
0
0
0
0
0
0
0
0
0
0
0
0
0
0
0
0
0
0
0
0
0
0
0
0
0
0
0
0
0
0
0
0
0
0
0
0
0
0
0
0
0
0
0
0
0
0
0
0
0
0
0
0
0
0
0
0
0
0
0
0
0
0
0
0
0
0
0
0
0
0
0
0
0
0
0
0
0
0
0
0
0
0
0
0
0
0
0
0
0
0
0
0
0
0
0
0
0
0
0
0
0
0
0
0
0
0
0
0
0
0
0
0
0
0
0
0
0
0
0
0
0
0
0
0
0
0
0
0
0
0
0
0
0
0
0
0
0
0
0
0
0
0
0
0
0
0
0
0
0
0
0
0
0
0
0
0
0
0
0
0
0
0
0
0
0
0
0
0
0
0
0
0
0
0
0
0
0
0
0
0
0
0
0
0
0
0
0
0
0
0
0
0
0
0
0
0
0
0
0
0
0
0
0
0
0
0
0
0
0
0
0
0
0
0
0
0
0
0
0
0
0
0
0
0
0
0
0
0
0
0
0
0
0
0
0
0
0
0
0
0
0
0
0
0
0
0
0
0
0
0
0
0
0
0
0
0
0
0
0
0
0
0
0
0
0
0
0
0
0
0
0
0
0
0
0
0
0
0
0
0
0
0
0
0
0
0
0
0
0
0
0
0
0
0
0
0
0
0
0
0
0
0
0
0
0
0
0
0
0
0
0
0
0
0
0
0
0
0
0
0
0
0
0
0
0
0
0
0
0
0
0
0
0
0
0
0
0
0
0
0
0
0
0
0
0
0
0
0
0
0
0
0
0
0
0
0
0
0
0
0
0
0
0
0
0
0
0
0
0
0
0
0
0
0
0
0
0
0
0
0
0
0
0
0
0
0
0
0
0
0
0
0
0
0
0
0
0
0
0
0
0
0
0
0
0
0
0
0
0
0
0
0
0
0
0
0
0
0
0
0
0
0
0
0
0
0
0
0
0
0
0
0
0
0
0
0
0
0
0
0
0
0
0
0
0
0
0
0
0
0
0
0
0
0
0
0
0
0
0
0
0
0
0
0
0
0
0
0
0
0
0
0
0
0
0
0
0
0
0
0
0
0
0
0
0
0
0
0
0
0
0
0
0
0
0
0
0
0
0
0
0
0
0
0
0
0
0
0
0
0
0
0
0
0
0
0
0
0
0
0
0
0
0
0
0
0
0
0
0
0
0
0
0
0
0
0
0
0
0
0
0
0
0
0
0
0
0
0
0
0
0
0
0
0
0
0
0
0
0
0
0
0
0
0
0
0
0
0
0
0
0
0
0
0
0
0
0
0
0
0
0
0
0
0
0
0
0
0
0
0
0
0
0
0
0
0
0
0
0
0
0
0
0
0
0
0
0
0
0
0
0
0
0
0
0
0
0
0
0
0
0
0
0
0
0
0
0
0
0
0
0
0
0
0
0
0
0
0
0
0
0
0
0
0
0
0
0
0
0
0
0
0
0
0
0
0
0
0
0
0
0
0
0
0
0
0
0
0
0
0
0
0
0
0
0
0
0
0
0
0
0
0
0
0
0
0
0
0
0
0
0
0
0
0
0
0
0
0
0
0
0
0
0
0
0
0
0
0
0
0
0
0
0
0
0
0
0
0
0
0
0
0
0
0
0
0
0
0
0
0
0
0
0
0
0
0
0
0
0
0
0
0
0
0
0
0
0
0
0
0
0
0
0
0
0
0
0
0
0
0
0
0
0
0
0
0
0
0
0
0
0
0
0
0
0
0
0
0
0
0
0
0
0
0
0
0
0
0
0
0
0
0
0
0
0
0
0
0
0
0
0
0
0
0
0
0
0
0
0
0
0
0
0
0
0
0
0
0
0
0
0
0
0
0
0
0
0
0
0
0
0
0
0
0
0
0
0
0
0
0
0
0
0
0
0
0
0
0
0
0
0
0
0
0
0
0
0
0
0
0
0
0
0
0
0
0
0
0
0
0
0
0
0
0
0
0
0
0
0
0
0
0
0
0
0
0
0
0
0
0
0
0
0
0
0
0
0
0
0
0
0
0
0
0
0
0
0
0
0
0
0
0
0
0
0
0
0
0
0
0
0
0
0
0
0
0
0
0
0
0
0
0
0
0
0
0
0
0
0
0
0
0
0
0
0
0
0
0
0
0
0
0
0
0
0
0
0
0
0
0
0
0
0
0
0
0
0
0
0
0
0
0
0
0
0
0
0
0
0
0
0
0
0
0
0
0
0
0
0
0
0
0
0
0
0
0
0
0
0
0
0
0
0
0
0
0
0
0
0
0
0
0
0
0
0
0
0
0
0
0
0
0
0
0
0
0
0
0
0
0
0
0
0
0
0
0
0
0
0
0
0
0
0
0
0
0
0
0
0
0
0
0
0
0
0
0
0
0
0
0
0
0
0
0
0
0
0
0
0
0
0
0
0
0
0
0
0
0
0
0
0
0
0
0
0
0
0
0
0
0
0
0
0
0
0
0
0
0
0
0
0
0
0
0
0
0
0
0
0
0
0
0
0
0
0
0
0
0
0
0
0
0
0
0
0
0
0
0
0
0
0
0
0
0
0
0
0
0
0
0
0
0
0
0
0
0
0
0
0
0
0
0
0
0
0
0
0
0
0
0
0
0
0
0
0
0
0
0
0
0
0
0
0
0
0
0
0
0
0
0
0
0
0
0
0
0
0
0
0
0
0
0
0
0
0
0
0
0
0
0
0
0
0
0
0
0
0
0
0
0
0
0
0
0
0
0
0
0
0
0
0
0
0
0
0
0
0
0
0
0
0
0
0
0
0
0
0
0
0
0
0
0
0
0
0
0
0
0
0
0
0
0
0
0
0
0
0
0
0
0
0
0
0
0
0
0
0
0
0
0
0
0
0
0
0
0
0
0
0
0
0
0
0
0
0
0
0
0
0
0
0
0
0
0
0
0
0
0
0
0
0
0
0
0
0
0
0
0
0
0
0
0
0
0
0
0
0
0
0
0
0
0
0
0
0
0
0
0
0
0
0
0
0
0
0
0
0
0
0
0
0
0
0
0
0
0
0
0
0
0
0
0
0
0
0
0
0
0
0
0
0
0
0
0
0
0
0
0
0
0
0
0
0
0
0
0
0
0
0
0
0
0
0
0
0
0
0
0
0
0
0
0
0
0
0
0
0
0
0
0
0
0
0
0
0
0
0
0
0
0
0
0
0
0
0
0
0
0
0
0
0
0
0
0
0
0
0
0
0
0
0
0
0
0
0
0
0
0
0
0
0
0
0
0
0
0
0
0
0
0
0
0
0
0
0
0
0
0
0
0
0
0
0
0
0
0
0
0
0
0
0
0
0
0
0
0
0
0
0
0
0
0
0
0
0
0
0
0
0
0
0
0
0
0
0
0
0
0
0
0
0
0
0
0
0
0
0
0
0
0
0
0
0
0
0
0
0
0
0
0
0
0
0
0
0
0
0
0
0
0
0
0
0
0
0
0
0
0
0
0
0
0
0
0
0
0
0
0
0
0
0
0
0
0
0
0
0
0
0
0
0
0
0
0
0
0
0
0
0
0
0
0
0
0
0
0
0
0
0
0
0
0
0
0
0
0
0
0
0
0
0
0
0
0
0
0
0
0
0
0
0
0
0
0
0
0
0
0
0
0
0
0
0
0
0
0
0
0
0
0
0
0
0
0
0
0
0
0
0
0
0
0
0
0
0
0
0
0
0
0
0
0
0
0
0
0
0
0
0
0
0
0
0
0
0
0
0
0
0
0
0
0
0
0
0
0
0
0
0
0
0
0
0
0
0
0
0
0
0
0
0
0
0
0
0
0
0
0
0
0
0
0
0
0
0
0
0
0
0
0
0
0
0
0
0
0
0
0
0
0
0
0
0
0
0
0
0
0
0
0
0
0
0
0
0
0
0
0
0
0
0
0
0
0
0
0
0
0
0
0
0
0
0
0
0
0
0
0
0
0
0
0
0
0
0
0
0
0
0
0
0
0
0
0
0
0
0
0
0
0
0
0
0
0
0
0
0
0
0
0
0
0
0
0
0
0
0
0
0
0
0
0
0
0
0
0
0
0
0
0
0
0
0
0
0
0
0
0
0
0
0
0
0
0
0
0
0
0
0
0
0
0
0
0
0
0
0
0
0
0
0
0
0
0
0
0
0
0
0
0
0
0
0
0
0
0
0
0
0
0
0
0
0
0
0
0
0
0
0
0
0
0
0
0
0
0
0
0
0
0
0
0
0
0
0
0
0
0
0
0
0
0
0
0
0
0
0
0
0
0
0
0
0
0
0
0
0
0
0
0
0
0
0
0
0
0
0
0
0
0
0
0
0
0
0
0
0
0
0
0
0
0
0
0
0
0
0
0
0
0
0
0
0
0
0
0
0
0
0
0
0
0
0
0
0
0
0
0
0
0
0
0
0
0
0
0
0
0
0
0
0
0
0
0
0
0
0
0
0
0
0
0
0
0
0
0
0
0
0
0
0
0
0
0
0
0
0
0
0
0
0
0
0
0
0
0
0
0
0
0
0
0
0
0
0
0
0
0
0
0
0
0
0
0
0
0
0
0
0
0
0
0
0
0
0
0
0
0
0
0
0
0
0
0
0
0
0
0
0
0
0
0
0
0
0
0
0
0
0
0
0
0
0
0
0
0
0
0
0
0
0
0
0
0
0
0
0
0
0
0
0
0
0
0
0
0
0
0
0
0
0
0
0
0
0
0
0
0
0
0
0
0
0
0
0
0
0
0
0
0
0
0
0
0
0
0
0
0
0
0
0
0
0
0
0
0
0
0
0
0
0
0
0
0
0
0
0
0
0
0
0
0
0
0
0
0
0
0
0
0
0
0
0
0
0
0
0
0
0
0
0
0
0
0
0
0
0
0
0
0
0
0
0
0
0
0
0
0
0
0
0
0
0
0
0
0
0
0
0
0
0
0
0
0
0
0
0
0
0
0
0
0
0
0
0
0
0
0
0
0
0
0
0
0
0
0
0
0
0
0
0
0
0
0
0
0
0
0
0
0
0
0
0
0
0
0
0
0
0
0
0
0
0
0
0
0
0
0
0
0
0
0
0
0
0
0
0
0
0
0
0
0
0
0
0
0
0
0
0
0
0
0
0
0
0
0
0
0
0
0
0
0
0
0
0
0
0
0
0
0
0
0
0
0
0
0
0
0
0
0
0
0
0
0
0
0
0
0
0
0
0
0
0
0
0
0
0
0
0
0
0
0
0
0
0
0
0
0
0
0
0
0
0
0
0
0
0
0
0
0
0
0
0
0
0
0
0
0
0
0
0
0
0
0
0
0
0
0
0
0
0
0
0
0
0
0
0
0
0
0
0
0
0
0
0
0
0
0
0
0
0
0
0
0
0
0
0
0
0
0
0
0
0
0
0
0
0
0
0
0
0
0
0
0
0
0
0
0
0
0
0
0
0
0
0
0
0
0
0
0
0
0
0
0
0
0
0
0
0
0
0
0
0
0
0
0
0
0
0
0
0
0
0
0
0
0
0
0
0
0
0
0
0
0
0
0
0
0
0
0
0
0
0
0
0
0
0
0
0
0
0
0
0
0
0
0
0
0
0
0
0
0
0
0
0
0
0
0
0
0
0
0
0
0
0
0
0
0
0
0
0
0
0
0
0
0
0
0
0
0
0
0
0
0
0
0
0
0
0
0
0
0
0
0
0
0
0
0
0
0
0
0
0
0
0
0
0
0
0
0
0
0
0
0
0
0
0
0
0
0
0
0
0
0
0
0
0
0
0
0
0
0
0
0
0
0
0
0
0
0
0
0
0
0
0
0
0
0
0
0
0
0
0
0
0
0
0
0
0
0
0
0
0
0
0
0
0
0
0
0
0
0
0
0
0
0
0
0
0
0
0
0
0
0
0
0
0
0
0
0
0
0
0
0
0
0
0
0
0
0
0
0
0
0
0
0
0
0
0
0
0
0
0
0
0
0
0
0
0
0
0
0
0
0
0
0
0
0
0
0
0
0
0
0
0
0
0
0
0
0
0
0
0
0
0
0
0
0
0
0
0
0
0
0
0
0
0
0
0
0
0
0
0
0
0
0
0
0
0
0
0
0
0
0
0
0
0
0
0
0
0
0
0
0
0
0
0
0
0
0
0
0
0
0
0
0
0
0
0
0
0
0
0
0
0
0
0
0
0
0
0
0
0
0
0
0
0
0
0
0
0
0
0
0
0
0
0
0
0
0
0
0
0
0
0
0
0
0
0
0
0
0
0
0
0
0
0
0
0
0
0
0
0
0
0
0
0
0
0
0
0
0
0
0
0
0
0
0
0
0
0
0
0
0
0
0
0
0
0
0
0
0
0
0
0
0
0
0
0
0
0
0
0
0
0
0
0
0
0
0
0
0
0
0
0
0
0
0
0
0
0
0
0
0
0
0
0
0
0
0
0
0
0
0
0
0
0
0
0
0
0
0
0
0
0
0
0
0
0
0
0
0
0
0
0
0
0
0
0
0
0
0
0
0
0
0
0
0
0
0
0
0
0
0
0
0
0
0
0
0
0
0
0
0
0
0
0
0
0
0
0
0
0
0
0
0
0
0
0
0
0
0
0
0
0
0
0
0
0
0
0
0
0
0
0
0
0
0
0
0
0
0
0
0
0
0
0
0
0
0
0
0
0
0
0
0
0
0
0
0
0
0
0
0
0
0
0
0
0
0
0
0
0
0
0
0
0
0
0
0
0
0
0
0
0
0
0
0
0
0
0
0
0
0
0
0
0
0
0
0
0
0
0
0
0
0
0
0
0
0
0
0
0
0
0
0
0
0
0
0
0
0
0
0
0
0
0
0
0
0
0
0
0
0
0
0
0
0
0
0
0
0
0
0
0
0
0
0
0
0
0
0
0
0
0
0
0
0
0
0
0
0
0
0
0
0
0
0
0
0
0
0
0
0
0
0
0
0
0
0
0
0
0
0
0
0
0
0
0
0
0
0
0
0
0
0
0
0
0
0
0
0
0
0
0
0
0
0
0
0
0
0
0
0
0
0
0
0
0
0
0
0
0
0
0
0
0
0
0
0
0
0
0
0
0
0
0
0
0
0
0
0
0
0
0
0
0
0
0
0
0
0
0
0
0
0
0
0
0
0
0
0
0
0
0
0
0
0
0
0
0
0
0
0
0
0
0
0
0
0
0
0
0
0
0
0
0
0
0
0
0
0
0
0
0
0
0
0
0
0
0
0
0
0
0
0
0
0
0
0
0
0
0
0
0
0
0
0
0
0
0
0
0
0
0
0
0
0
0
0
0
0
0
0
0
0
0
0
0
0
0
0
0
0
0
0
0
0
0
0
0
0
0
0
0
0
0
0
0
0
0
0
0
0
0
0
0
0
0
0
0
0
0
0
0
0
0
0
0
0
0
0
0
0
0
0
0
0
0
0
0
0
0
0
0
0
0
0
0
0
0
0
0
0
0
0
0
0
0
0
0
0
0
0
0
0
0
0
0
0
0
0
0
0
0
0
0
0
0
0
0
0
0
0
0
0
0
0
0
0
0
0
0
0
0
0
0
0
0
0
0
0
0
0
0
0
0
0
0
0
0
0
0
0
0
0
0
0
0
0
0
0
0
0
0
0
0
0
0
0
0
0
0
0
0
0
0
0
0
0
0
0
0
0
0
0
0
0
0
0
0
0
0
0
0
0
0
0
0
0
0
0
0
0
0
0
0
0
0
0
0
0
0
0
0
0
0
0
0
0
0
0
0
0
0
0
0
0
0
0
0
0
0
0
0
0
0
0
0
0
0
0
0
0
0
0
0
0
0
0
0
0
0
0
0
0
0
0
0
0
0
0
0
0
0
0
0
0
0
0
0
0
0
0
0
0
0
0
0
0
0
0
0
0
0
0
0
0
0
0
0
0
0
0
0
0
0
0
0
0
0
0
0
0
0
0
0
0
0
0
0
0
0
0
0
0
0
0
0
0
0
0
0
0
0
0
0
0
0
0
0
0
0
0
0
0
0
0
0
0
0
0
0
0
0
0
0
0
0
0
0
0
0
0
0
0
0
0
0
0
0
0
0
0
0
0
0
0
0
0
0
0
0
0
0
0
0
0
0
0
0
0
0
0
0
0
0
0
0
0
0
0
0
0
0
0
0
0
0
0
0
0
0
0
0
0
0
0
0
0
0
0
0
0
0
0
0
0
0
0
0
0
0
0
0
0
0
0
0
0
0
0
0
0
0
0
0
0
0
0
0
0
0
0
0
0
0
0
0
0
0
0
0
0
0
0
0
0
0
0
0
0
0
0
0
0
0
0
0
0
0
0
0
0
0
0
0
0
0
0
0
0
0
0
0
0
0
0
0
0
0
0
0
0
0
0
0
0
0
0
0
0
0
0
0
0
0
0
0
0
0
0
0
0
0
0
0
0
0
0
0
0
0
0
0
0
0
0
0
0
0
0
0
0
0
0
0
0
0
0
0
0
0
0
0
0
0
0
0
0
0
0
0
0
0
0
0
0
0
0
0
0
0
0
0
0
0
0
0
0
0
0
0
0
0
0
0
0
0
0
0
0
0
0
0
0
0
0
0
0
0
0
0
0
0
0
0
0
0
0
0
0
0
0
0
0
0
0
0
0
0
0
0
0
0
0
0
0
0
0
0
0
0
0
0
0
0
0
0
0
0
0
0
0
0
0
0
0
0
0
0
0
0
0
0
0
0
0
0
0
0
0
0
0
0
0
0
0
0
0
0
0
0
0
0
0
0
0
0
0
0
0
0
0
0
0
0
0
0
0
0
0
0
0
0
0
0
0
0
0
0
0
0
0
0
0
0
0
0
0
0
0
0
0
0
0
0
0
0
0
0
0
0
0
0
0
0
0
0
0
0
0
0
0
0
0
0
0
0
0
0
0
0
0
0
0
0
0
0
0
0
0
0
0
0
0
0
0
0
0
0
0
0
0
0
0
0
0
0
0
0
0
0
0
0
0
0
0
0
0
0
0
0
0
0
0
0
0
0
0
0
0
0
0
0
0
0
0
0
0
0
0
0
0
0
0
0
0
0
0
0
0
0
0
0
0
0
0
0
0
0
0
0
0
0
0
0
0
0
0
0
0
0
0
0
0
0
0
0
0
0
0
0
0
0
0
0
0
0
0
0
0
0
0
0
0
0
0
0
0
0
0
0
0
0
0
0
0
0
0
0
0
0
0
0
0
0
0
0
0
0
0
0
0
0
0
0
0
0
0
0
0
0
0
0
0
0
0
0
0
0
0
0
0
0
0
0
0
0
0
0
0
0
0
0
0
0
0
0
0
0
0
0
0
0
0
0
0
0
0
0
0
0
0
0
0
0
0
0
0
0
0
0
0
0
0
0
0
0
0
0
0
0
0
0
0
0
0
0
0
0
0
0
0
0
0
0
0
0
0
0
0
0
0
0
0
0
0
0
0
0
0
0
0
0
0
0
0
0
0
0
0
0
0
0
0
0
0
0
0
0
0
0
0
0
0
0
0
0
0
0
0
0
0
0
0
0
0
0
0
0
0
0
0
0
0
0
0
0
0
0
0
0
0
0
0
0
0
0
0
0
0
0
0
0
0
0
0
0
0
0
0
0
0
0
0
0
0
0
0
0
0
0
0
0
0
0
0
0
0
0
0
0
0
0
0
0
0
0
0
0
0
0
0
0
0
0
0
0
0
0
0
0
0
0
0
0
0
0
0
0
0
0
0
0
0
0
0
0
0
0
0
0
0
0
0
0
0
0
0
0
0
0
0
0
0
0
0
0
0
0
0
0
0
0
0
0
0
0
0
0
0
0
0
0
0
0
0
0
0
0
0
0
0
0
0
0
0
0
0
0
0
0
0
0
0
0
0
0
0
0
0
0
0
0
0
0
0
0
0
0
0
0
0
0
0
0
0
0
0
0
0
0
0
0
0
0
0
0
0
0
0
0
0
0
0
0
0
0
0
0
0
0
0
0
0
0
0
0
0
0
0
0
0
0
0
0
0
0
0
0
0
0
0
0
0
0
0
0
0
0
0
0
0
0
0
0
0
0
0
0
0
0
0
0
0
0
0
0
0
0
0
0
0
0
0
0
0
0
0
0
0
0
0
0
0
0
0
0
0
0
0
0
0
0
0
0
0
0
0
0
0
0
0
0
0
0
0
0
0
0
0
0
0
0
0
0
0
0
0
0
0
0
0
0
0
0
0
0
0
0
0
0
0
0
0
0
0
0
0
0
0
0
0
0
0
0
0
0
0
0
0
0
0
0
0
0
0
0
0
0
0
0
0
0
0
0
0
0
0
0
0
0
0
0
0
0
0
0
0
0
0
0
0
0
0
0
0
0
0
0
0
0
0
0
0
0
0
0
0
0
0
0
0
0
0
0
0
0
0
0
0
0
0
0
0
0
0
0
0
0
0
0
0
0
0
0
0
0
0
0
0
0
0
0
0
0
0
0
0
0
0
0
0
0
0
0
0
0
0
0
0
0
0
0
0
0
0
0
0
0
0
0
0
0
0
0
0
0
0
0
0
0
0
0
0
0
0
0
0
0
0
0
0
0
0
0
0
0
0
0
0
0
0
0
0
0
0
0
0
0
0
0
0
0
0
0
0
0
0
0
0
0
0
0
0
0
0
0
0
0
0
0
0
0
0
0
0
0
0
0
0
0
0
0
0
0
0
0
0
0
0
0
0
0
0
0
0
0
0
0
0
0
0
0
0
0
0
0
0
0
0
0
0
0
0
0
0
0
0
0
0
0
0
0
0
0
0
0
0
0
0
0
0
0
0
0
0
0
0
0
0
0
0
0
0
0
0
0
0
0
0
0
0
0
0
0
0
0
0
0
0
0
0
0
0
0
0
0
0
0
0
0
0
0
0
0
0
0
0
0
0
0
0
0
0
0
0
0
0
0
0
0
0
0
0
0
0
0
0
0
0
0
0
0
0
0
0
0
0
0
0
0
0
0
0
0
0
0
0
0
0
0
0
0
0
0
0
0
0
0
0
0
0
0
0
0
0
0
0
0
0
0
0
0
0
0
0
0
0
0
0
0
0
0
0
0
0
0
0
0
0
0
0
0
0
0
0
0
0
0
0
0
0
0
0
0
0
0
0
0
0
0
0
0
0
0
0
0
0
0
0
0
0
0
0
0
0
0
0
0
0
0
0
0
0
0
0
0
0
0
0
0
0
0
0
0
0
0
0
0
0
0
0
0
0
0
0
0
0
0
0
0
0
0
0
0
0
0
0
0
0
0
0
0
0
0
0
0
0
0
0
0
0
0
0
0
0
0
0
0
0
0
0
0
0
0
0
0
0
0
0
0
0
0
0
0
0
0
0
0
0
0
0
0
0
0
0
0
0
0
0
0
0
0
0
0
0
0
0
0
0
0
0
0
0
0
0
0
0
0
0
0
0
0
0
0
0
0
0
0
0
0
0
0
0
0
0
0
0
0
0
0
0
0
0
0
0
0
0
0
0
0
0
0
0
0
0
0
0
0
0
0
0
0
0
0
0
0
0
0
0
0
0
0
0
0
0
0
0
0
0
0
0
0
0
0
0
0
0
0
0
0
0
0
0
0
0
0
0
0
0
0
0
0
0
0
0
0
0
0
0
0
0
0
0
0
0
0
0
0
0
0
0
0
0
0
0
0
0
0
0
0
0
0
0
0
0
0
0
0
0
0
0
0
0
0
0
0
0
0
0
0
0
0
0
0
0
0
0
0
0
0
0
0
0
0
0
0
0
0
0
0
0
0
0
0
0
0
0
0
0
0
0
0
0
0
0
0
0
0
0
0
0
0
0
0
0
0
0
0
0
0
0
0
0
0
0
0
0
0
0
0
0
0
0
0
0
0
0
0
0
0
0
0
0
0
0
0
0
0
0
0
0
0
0
0
0
0
0
0
0
0
0
0
0
0
0
0
0
0
0
0
0
0
0
0
0
0
0
0
0
0
0
0
0
0
0
0
0
0
0
0
0
0
0
0
0
0
0
0
0
0
0
0
0
0
0
0
0
0
0
0
0
0
0
0
0
0
0
0
0
0
0
0
0
0
0
0
0
0
0
0
0
0
0
0
0
0
0
0
0
0
0
0
0
0
0
0
0
0
0
0
0
0
0
0
0
0
0
0
0
0
0
0
0
0
0
0
0
0
0
0
0
0
0
0
0
0
0
0
0
0
0
0
0
0
0
0
0
0
0
0
0
0
0
0
0
0
0
0
0
0
0
0
0
0
0
0
0
0
0
0
0
0
0
0
0
0
0
0
0
0
0
0
0
0
0
0
0
0
0
0
0
0
0
0
0
0
0
0
0
0
0
0
0
0
0
0
0
0
0
0
0
0
0
0
0
0
0
0
0
0
0
0
0
0
0
0
0
0
0
0
0
0
0
0
0
0
0
0
0
0
0
0
0
0
0
0
0
0
0
0
0
0
0
0
0
0
0
0
0
0
0
0
0
0
0
0
0
0
0
0
0
0
0
0
0
0
0
0
0
0
0
0
0
0
0
0
0
0
0
0
0
0
0
0
0
0
0
0
0
0
0
0
0
0
0
0
0
0
0
0
0
0
0
0
0
0
0
0
0
0
0
0
0
0
0
0
0
0
0
0
0
0
0
0
0
0
0
0
0
0
0
0
0
0
0
0
0
0
0
0
0
0
0
0
0
0
0
0
0
0
0
0
0
0
0
0
0
0
0
0
0
0
0
0
0
0
0
0
0
0
0
0
0
0
0
0
0
0
0
0
0
0
0
0
0
0
0
0
0
0
0
0
0
0
0
0
0
0
0
0
0
0
0
0
0
0
0
0
0
0
0
0
0
0
0
0
0
0
0
0
0
0
0
0
0
0
0
0
0
0
0
0
0
0
0
0
0
0
0
0
0
0
0
0
0
0
0
0
0
0
0
0
0
0
0
0
0
0
0
0
0
0
0
0
0
0
0
0
0
0
0
0
0
0
0
0
0
0
0
0
0
0
0
0
0
0
0
0
0
0
0
0
0
0
0
0
0
0
0
0
0
0
0
0
0
0
0
0
0
0
0
0
0
0
0
0
0
0
0
0
0
0
0
0
0
0
0
0
0
0
0
0
0
0
0
0
0
0
0
0
0
0
0
0
0
0
0
0
0
0
0
0
0
0
0
0
0
0
0
0
0
0
0
0
0
0
0
0
0
0
0
0
0
0
0
0
0
0
0
0
0
0
0
0
0
0
0
0
0
0
0
0
0
0
0
0
0
0
0
0
0
0
0
0
0
0
0
0
0
0
0
0
0
0
0
0
0
0
0
0
0
0
0
0
0
0
0
0
0
0
0
0
0
0
0
0
0
0
0
0
0
0
0
0
0
0
0
0
0
0
0
0
0
0
0
0
0
0
0
0
0
0
0
0
0
0
0
0
0
0
0
0
0
0
0
0
0
0
0
0
0
0
0
0
0
0
0
0
0
0
0
0
0
0
0
0
0
0
0
0
0
0
0
0
0
0
0
0
0
0
0
0
0
0
0
0
0
0
0
0
0
0
0
0
0
0
0
0
0
0
0
0
0
0
0
0
0
0
0
0
0
0
0
0
0
0
0
0
0
0
0
0
0
0
0
0
0
0
0
0
0
0
0
0
0
0
0
0
0
0
0
0
0
0
0
0
0
0
0
0
0
0
0
0
0
0
0
0
0
0
0
0
0
0
0
0
0
0
0
0
0
0
0
0
0
0
0
0
0
0
0
0
0
0
0
0
0
0
0
0
0
0
0
0
0
0
0
0
0
0
0
0
0
0
0
0
0
0
0
0
0
0
0
0
0
0
0
0
0
0
0
0
0
0
0
0
0
0
0
0
0
0
0
0
0
0
0
0
0
0
0
0
0
0
0
0
0
0
0
0
0
0
0
0
0
0
0
0
0
0
0
0
0
0
0
0
0
0
0
0
0
0
0
0
0
0
0
0
0
0
0
0
0
0
0
0
0
0
0
0
0
0
0
0
0
0
0
0
0
0
0
0
0
0
0
0
0
0
0
0
0
0
0
0
0
0
0
0
0
0
0
0
0
0
0
0
0
0
0
0
0
0
0
0
0
0
0
0
0
0
0
0
0
0
0
0
0
0
0
0
0
0
0
0
0
0
0
0
0
0
0
0
0
0
0
0
0
0
0
0
0
0
0
0
0
0
0
0
0
0
0
0
0
0
0
0
0
0
0
0
0
0
0
0
0
0
0
0
0
0
0
0
0
0
0
0
0
0
0
0
0
0
0
0
0
0
0
0
0
0
0
0
0
0
0
0
0
0
0
0
0
0
0
0
0
0
0
0
0
0
0
0
0
0
0
0
0
0
0
0
0
0
0
0
0
0
0
0
0
0
0
0
0
0
0
0
0
0
0
0
0
0
0
0
0
0
0
0
0
0
0
0
0
0
0
0
0
0
0
0
0
0
0
0
0
0
0
0
0
0
0
0
0
0
0
0
0
0
0
0
0
0
0
0
0
0
0
0
0
0
0
0
0
0
0
0
0
0
0
0
0
0
0
0
0
0
0
0
0
0
0
0
0
0
0
0
0
0
0
0
0
0
0
0
0
0
0
0
0
0
0
0
0
0
0
0
0
0
0
0
0
0
0
0
0
0
0
0
0
0
0
0
0
0
0
0
0
0
0
0
0
0
0
0
0
0
0
0
0
0
0
0
0
0
0
0
0
0
0
0
0
0
0
0
0
0
0
0
0
0
0
0
0
0
0
0
0
0
0
0
0
0
0
0
0
0
0
0
0
0
0
0
0
0
0
0
0
0
0
0
0
0
0
0
0
0
0
0
0
0
0
0
0
0
0
0
0
0
0
0
0
0
0
0
0
0
0
0
0
0
0
0
0
0
0
0
0
0
0
0
0
0
0
0
0
0
0
0
0
0
0
0
0
0
0
0
0
0
0
0
0
0
0
0
0
0
0
0
0
0
0
0
0
0
0
0
0
0
0
0
0
0
0
0
0
0
0
0
0
0
0
0
0
0
0
0
0
0
0
0
0
0
0
0
0
0
0
0
0
0
0
0
0
0
0
0
0
0
0
0
0
0
0
0
0
0
0
0
0
0
0
0
0
0
0
0
0
0
0
0
0
0
0
0
0
0
0
0
0
0
0
0
0
0
0
0
0
0
0
0
0
0
0
0
0
0
0
0
0
0
0
0
0
0
0
0
0
0
0
0
0
0
0
0
0
0
0
0
0
0
0
0
0
0
0
0
0
0
0
0
0
0
0
0
0
0
0
0
0
0
0
0
0
0
0
0
0
0
0
0
0
0
0
0
0
0
0
0
0
0
0
0
0
0
0
0
0
0
0
0
0
0
0
0
0
0
0
0
0
0
0
0
0
0
0
0
0
0
0
0
0
0
0
0
0
0
0
0
0
0
0
0
0
0
0
0
0
0
0
0
0
0
0
0
0
0
0
0
0
0
0
0
0
0
0
0
0
0
0
0
0
0
0
0
0
0
0
0
0
0
0
0
0
0
0
0
0
0
0
0
0
0
0
0
0
0
0
0
0
0
0
0
0
0
0
0
0
0
0
0
0
0
0
0
0
0
0
0
0
0
0
0
0
0
0
0
0
0
0
0
0
0
0
0
0
0
0
0
0
0
0
0
0
0
0
0
0
0
0
0
0
0
0
0
0
0
0
0
0
0
0
0
0
0
0
0
0
0
0
0
0
0
0
0
0
0
0
0
0
0
0
0
0
0
0
0
0
0
0
0
0
0
0
0
0
0
0
0
0
0
0
0
0
0
0
0
0
0
0
0
0
0
0
0
0
0
0
0
0
0
0
0
0
0
0
0
0
0
0
0
0
0
0
0
0
0
0
0
0
0
0
0
0
0
0
0
0
0
0
0
0
0
0
0
0
0
0
0
0
0
0
0
0
0
0
0
0
0
0
0
0
0
0
0
0
0
0
0
0
0
0
0
0
0
0
0
0
0
0
0
0
0
0
0
0
0
0
0
0
0
0
0
0
0
0
0
0
0
0
0
0
0
0
0
0
0
0
0
0
0
0
0
0
0
0
0
0
0
0
0
0
0
0
0
0
0
0
0
0
0
0
0
0
0
0
0
0
0
0
0
0
0
0
0
0
0
0
0
0
0
0
0
0
0
0
0
0
0
0
0
0
0
0
0
0
0
0
0
0
0
0
0
0
0
0
0
0
0
0
0
0
0
0
0
0
0
0
0
0
0
0
0
0
0
0
0
0
0
0
0
0
0
0
0
0
0
0
0
0
0
0
0
0
0
0
0
0
0
0
0
0
0
0
0
0
0
0
0
0
0
0
0
0
0
0
0
0
0
0
0
0
0
0
0
0
0
0
0
0
0
0
0
0
0
0
0
0
0
0
0
0
0
0
0
0
0
0
0
0
0
0
0
0
0
0
0
0
0
0
0
0
0
0
0
0
0
0
0
0
0
0
0
0
0
0
0
0
0
0
0
0
0
0
0
0
0
0
0
0
0
0
0
0
0
0
0
0
0
0
0
0
0
0
0
0
0
0
0
0
0
0
0
0
0
0
0
0
0
0
0
0
0
0
0
0
0
0
0
0
0
0
0
0
0
0
0
0
0
0
0
0
0
0
0
0
0
0
0
0
0
0
0
0
0
0
0
0
0
0
0
0
0
0
0
0
0
0
0
0
0
0
0
0
0
0
0
0
0
0
0
0
0
0
0
0
0
0
0
0
0
0
0
0
0
0
0
0
0
0
0
0
0
0
0
0
0
0
0
0
0
0
0
0
0
0
0
0
0
0
0
0
0
0
0
0
0
0
0
0
0
0
0
0
0
0
0
0
0
0
0
0
0
0
0
0
0
0
0
0
0
0
0
0
0
0
0
0
0
0
0
0
0
0
0
0
0
0
0
0
0
0
0
0
0
0
0
0
0
0
0
0
0
0
0
0
0
0
0
0
0
0
0
0
0
0
0
0
0
0
0
0
0
0
0
0
0
0
0
0
0
0
0
0
0
0
0
0
0
0
0
0
0
0
0
0
0
0
0
0
0
0
0
0
0
0
0
0
0
0
0
0
0
0
0
0
0
0
0
0
0
0
0
0
0
0
0
0
0
0
0
0
0
0
0
0
0
0
0
0
0
0
0
0
0
0
0
0
0
0
0
0
0
0
0
0
0
0
0
0
0
0
0
0
0
0
0
0
0
0
0
0
0
0
0
0
0
0
0
0
0
0
0
0
0
0
0
0
0
0
0
0
0
0
0
0
0
0
0
0
0
0
0
0
0
0
0
0
0
0
0
0
0
0
0
0
0
0
0
0
0
0
0
0
0
0
0
0
0
0
0
0
0
0
0
0
0
0
0
0
0
0
0
0
0
0
0
0
0
0
0
0
0
0
0
0
0
0
0
0
0
0
0
0
0
0
0
0
0
0
0
0
0
0
0
0
0
0
0
0
0
0
0
0
0
0
0
0
0
0
0
0
0
0
0
0
0
0
0
0
0
0
0
0
0
0
0
0
0
0
0
0
0
0
0
0
0
0
0
0
0
0
0
0
0
0
0
0
0
0
0
0
0
0
0
0
0
0
0
0
0
0
0
0
0
0
0
0
0
0
0
0
0
0
0
0
0
0
0
0
0
0
0
0
0
0
0
0
0
0
0
0
0
0
0
0
0
0
0
0
0
0
0
0
0
0
0
0
0
0
0
0
0
0
0
0
0
0
0
0
0
0
0
0
0
0
0
0
0
0
0
0
0
0
0
0
0
0
0
0
0
0
0
0
0
0
0
0
0
0
0
0
0
0
0
0
0
0
0
0
0
0
0
0
0
0
0
0
0
0
0
0
0
0
0
0
0
0
0
0
0
0
0
0
0
0
0
0
0
0
0
0
0
0
0
0
0
0
0
0
0
0
0
0
0
0
0
0
0
0
0
0
0
0
0
0
0
0
0
0
0
0
0
0
0
0
0
0
0
0
0
0
0
0
0
0
0
0
0
0
0
0
0
0
0
0
0
0
0
0
0
0
0
0
0
0
0
0
0
0
0
0
0
0
0
0
0
0
0
0
0
0
0
0
0
0
0
0
0
0
0
0
0
0
0
0
0
0
0
0
0
0
0
0
0
0
0
0
0
0
0
0
0
0
0
0
0
0
0
0
0
0
0
0
0
0
0
0
0
0
0
0
0
0
0
0
0
0
0
0
0
0
0
0
0
0
0
0
0
0
0
0
0
0
0
0
0
0
0
0
0
0
0
0
0
0
0
0
0
0
0
0
0
0
0
0
0
0
0
0
0
0
0
0
0
0
0
0
0
0
0
0
0
0
0
0
0
0
0
0
0
0
0
0
0
0
0
0
0
0
0
0
0
0
0
0
0
0
0
0
0
0
0
0
0
0
0
0
0
0
0
0
0
0
0
0
0
0
0
0
0
0
0
0
0
0
0
0
0
0
0
0
0
0
0
0
0
0
0
0
0
0
0
0
0
0
0
0
0
0
0
0
0
0
0
0
0
0
0
0
0
0
0
0
0
0
0
0
0
0
0
0
0
0
0
0
0
0
0
0
0
0
0
0
0
0
0
0
0
0
0
0
0
0
0
0
0
0
0
0
0
0
0
0
0
0
0
0
0
0
0
0
0
0
0
0
0
0
0
0
0
0
0
0
0
0
0
0
0
0
0
0
0
0
0
0
0
0
0
0
0
0
0
0
0
0
0
0
0
0
0
0
0
0
0
0
0
0
0
0
0
0
0
0
0
0
0
0
0
0
0
0
0
0
0
0
0
0
0
0
0
0
0
0
0
0
0
0
0
0
0
0
0
0
0
0
0
0
0
0
0
0
0
0
0
0
0
0
0
0
0
0
0
0
0
0
0
0
0
0
0
0
0
0
0
0
0
0
0
0
0
0
0
0
0
0
0
0
0
0
0
0
0
0
0
0
0
0
0
0
0
0
0
0
0
0
0
0
0
0
0
0
0
0
0
0
0
0
0
0
0
0
0
0
0
0
0
0
0
0
0
0
0
0
0
0
0
0
0
0
0
0
0
0
0
0
0
0
0
0
0
0
0
0
0
0
0
0
0
0
0
0
0
0
0
0
0
0
0
0
0
0
0
0
0
0
0
0
0
0
0
0
0
0
0
0
0
0
0
0
0
0
0
0
0
0
0
0
0
0
0
0
0
0
0
0
0
0
0
0
0
0
0
0
0
0
0
0
0
0
0
0
0
0
0
0
0
0
0
0
0
0
0
0
0
0
0
0
0
0
0
0
0
0
0
0
0
0
0
0
0
0
0
0
0
0
0
0
0
0
0
0
0
0
0
0
0
0
0
0
0
0
0
0
0
0
0
0
0
0
0
0
0
0
0
0
0
0
0
0
0
0
0
0
0
0
0
0
0
0
0
0
0
0
0
0
0
0
0
0
0
0
0
0
0
0
0
0
0
0
0
0
0
0
0
0
0
0
0
0
0
0
0
0
0
0
0
0
0
0
0
0
0
0
0
0
0
0
0
0
0
0
0
0
0
0
0
0
0
0
0
0
0
0
0
0
0
0
0
0
0
0
0
0
0
0
0
0
0
0
0
0
0
0
0
0
0
0
0
0
0
0
0
0
0
0
0
0
0
0
0
0
0
0
0
0
0
0
0
0
0
0
0
0
0
0
0
0
0
0
0
0
0
0
0
0
0
0
0
0
0
0
0
0
0
0
0
0
0
0
0
0
0
0
0
0
0
0
0
0
0
0
0
0
0
0
0
0
0
0
0
0
0
0
0
0
0
0
0
0
0
0
0
0
0
0
0
0
0
0
0
0
0
0
0
0
0
0
0
0
0
0
0
0
0
0
0
0
0
0
0
0
0
0
0
0
0
0
0
0
0
0
0
0
0
0
0
0
0
0
0
0
0
0
0
0
0
0
0
0
0
0
0
0
0
0
0
0
0
0
0
0
0
0
0
0
0
0
0
0
0
0
0
0
0
0
0
0
0
0
0
0
0
0
0
0
0
0
0
0
0
0
0
0
0
0
0
0
0
0
0
0
0
0
0
0
0
0
0
0
0
0
0
0
0
0
0
0
0
0
0
0
0
0
0
0
0
0
0
0
0
0
0
0
0
0
0
0
0
0
0
0
0
0
0
0
0
0
0
0
0
0
0
0
0
0
0
0
0
0
0
0
0
0
0
0
0
0
0
0
0
0
0
0
0
0
0
0
0
0
0
0
0
0
0
0
0
0
0
0
0
0
0
0
0
0
0
0
0
0
0
0
0
0
0
0
0
0
0
0
0
0
0
0
0
0
0
0
0
0
0
0
0
0
0
0
0
0
0
0
0
0
0
0
0
0
0
0
0
0
0
0
0
0
0
0
0
0
0
0
0
0
0
0
0
0
0
0
0
0
0
0
0
0
0
0
0
0
0
0
0
0
0
0
0
0
0
0
0
0
0
0
0
0
0
0
0
0
0
0
0
0
0
0
0
0
0
0
0
0
0
0
0
0
0
0
0
0
0
0
0
0
0
0
0
0
0
0
0
0
0
0
0
0
0
0
0
0
0
0
0
0
0
0
0
0
0
0
0
0
0
0
0
0
0
0
0
0
0
0
0
0
0
0
0
0
0
0
0
0
0
0
0
0
0
0
0
0
0
0
0
0
0
0
0
0
0
0
0
0
0
0
0
0
0
0
0
0
0
0
0
0
0
0
0
0
0
0
0
0
0
0
0
0
0
0
0
0
0
0
0
0
0
0
0
0
0
0
0
0
0
0
0
0
0
0
0
0
0
0
0
0
0
0
0
0
0
0
0
0
0
0
0
0
0
0
0
0
0
0
0
0
0
0
0
0
0
0
0
0
0
0
0
0
0
0
0
0
0
0
0
0
0
0
0
0
0
0
0
0
0
0
0
0
0
0
0
0
0
0
0
0
0
0
0
0
0
0
0
0
0
0
0
0
0
0
0
0
0
0
0
0
0
0
0
0
0
0
0
0
0
0
0
0
0
0
0
0
0
0
0
0
0
0
0
0
0
0
0
0
0
0
0
0
0
0
0
0
0
0
0
0
0
0
0
0
0
0
0
0
0
0
0
0
0
0
0
0
0
0
0
0
0
0
0
0
0
0
0
0
0
0
0
0
0
0
0
0
0
0
0
0
0
0
0
0
0
0
0
0
0
0
0
0
0
0
0
0
0
0
0
0
0
0
0
0
0
0
0
0
0
0
0
0
0
0
0
0
0
0
0
0
0
0
0
0
0
0
0
0
0
0
0
0
0
0
0
0
0
0
0
0
0
0
0
0
0
0
0
0
0
0
0
0
0
0
0
0
0
0
0
0
0
0
0
0
0
0
0
0
0
0
0
0
0
0
0
0
0
0
0
0
0
0
0
0
0
0
0
0
0
0
0
0
0
0
0
0
0
0
0
0
0
0
0
0
0
0
0
0
0
0
0
0
0
0
0
0
0
0
0
0
0
0
0
0
0
0
0
0
0
0
0
0
0
0
0
0
0
0
0
0
0
0
0
0
0
0
0
0
0
0
0
0
0
0
0
0
0
0
0
0
0
0
0
0
0
0
0
0
0
0
0
0
0
0
0
0
0
0
0
0
0
0
0
0
0
0
0
0
0
0
0
0
0
0
0
0
0
0
0
0
0
0
0
0
0
0
0
0
0
0
0
0
0
0
0
0
0
0
0
0
0
0
0
0
0
0
0
0
0
0
0
0
0
0
0
0
0
0
0
0
0
0
0
0
0
0
0
0
0
0
0
0
0
0
0
0
0
0
0
0
0
0
0
0
0
0
0
0
0
0
0
0
0
0
0
0
0
0
0
0
0
0
0
0
0
0
0
0
0
0
0
0
0
0
0
0
0
0
0
0
0
0
0
0
0
0
0
0
0
0
0
0
0
0
0
0
0
0
0
0
0
0
0
0
0
0
0
0
0
0
0
0
0
0
0
0
0
0
0
0
0
0
0
0
0
0
0
0
0
0
0
0
0
0
0
0
0
0
0
0
0
0
0
0
0
0
0
0
0
0
0
0
0
0
0
0
0
0
0
0
0
0
0
0
0
0
0
0
0
0
0
0
0
0
0
0
0
0
0
0
0
0
0
0
0
0
0
0
0
0
0
0
0
0
0
0
0
0
0
0
0
0
0
0
0
0
0
0
0
0
0
0
0
0
0
0
0
0
0
0
0
0
0
0
0
0
0
0
0
0
0
0
0
0
0
0
0
0
0
0
0
0
0
0
0
0
0
0
0
0
0
0
0
0
0
0
0
0
0
0
0
0
0
0
0
0
0
0
0
0
0
0
0
0
0
0
0
0
0
0
0
0
0
0
0
0
0
0
0
0
0
0
0
0
0
0
0
0
0
0
0
0
0
0
0
0
0
0
0
0
0
0
0
0
0
0
0
0
0
0
0
0
0
0
0
0
0
0
0
0
0
0
0
0
0
0
0
0
0
0
0
0
0
0
0
0
0
0
0
0
0
0
0
0
0
0
0
0
0
0
0
0
0
0
0
0
0
0
0
0
0
0
0
0
0
0
0
0
0
0
0
0
0
0
0
0
0
0
0
0
0
0
0
0
0
0
0
0
0
0
0
0
0
0
0
0
0
0
0
0
0
0
0
0
0
0
0
0
0
0
0
0
0
0
0
0
0
0
0
0
0
0
0
0
0
0
0
0
0
0
0
0
0
0
0
0
0
0
0
0
0
0
0
0
0
0
0
0
0
0
0
0
0
0
0
0
0
0
0
0
0
0
0
0
0
0
0
0
0
0
0
0
0
0
0
0
0
0
0
0
0
0
0
0
0
0
0
0
0
0
0
0
0
0
0
0
0
0
0
0
0
0
0
0
0
0
0
0
0
0
0
0
0
0
0
0
0
0
0
0
0
0
0
0
0
0
0
0
0
0
0
0
0
0
0
0
0
0
0
0
0
0
0
0
0
0
0
0
0
0
0
0
0
0
0
0
0
0
0
0
0
0
0
0
0
0
0
0
0
0
0
0
0
0
0
0
0
0
0
0
0
0
0
0
0
0
0
0
0
0
0
0
0
0
0
0
0
0
0
0
0
0
0
0
0
0
0
0
0
0
0
0
0
0
0
0
0
0
0
0
0
0
0
0
0
0
0
0
0
0
0
0
0
0
0
0
0
0
0
0
0
0
0
0
0
0
0
0
0
0
0
0
0
0
0
0
0
0
0
0
0
0
0
0
0
0
0
0
0
0
0
0
0
0
0
0
0
0
0
0
0
0
0
0
0
0
0
0
0
0
0
0
0
0
0
0
0
0
0
0
0
0
0
0
0
0
0
0
0
0
0
0
0
0
0
0
0
0
0
0
0
0
0
0
0
0
0
0
0
0
0
0
0
0
0
0
0
0
0
0
0
0
0
0
0
0
0
0
0
0
0
0
0
0
0
0
0
0
0
0
0
0
0
0
0
0
0
0
0
0
0
0
0
0
0
0
0
0
0
0
0
0
0
0
0
0
0
0
0
0
0
0
0
0
0
0
0
0
0
0
0
0
0
0
0
0
0
0
0
0
0
0
0
0
0
0
0
0
0
0
0
0
0
0
0
0
0
0
0
0
0
0
0
0
0
0
0
0
0
0
0
0
0
0
0
0
0
0
0
0
0
0
0
0
0
0
0
0
0
0
0
0
0
0
0
0
0
0
0
0
0
0
0
0
0
0
0
0
0
0
0
0
0
0
0
0
0
0
0
0
0
0
0
0
0
0
0
0
0
0
0
0
0
0
0
0
0
0
0
0
0
0
0
0
0
0
0
0
0
0
0
0
0
0
0
0
0
0
0
0
0
0
0
0
0
0
0
0
0
0
0
0
0
0
0
0
0
0
0
0
0
0
0
0
0
0
0
0
0
0
0
0
0
0
0
0
0
0
0
0
0
0
0
0
0
0
0
0
0
0
0
0
0
0
0
0
0
0
0
0
0
0
0
0
0
0
0
0
0
0
0
0
0
0
0
0
0
0
0
0
0
0
0
0
0
0
0
0
0
0
0
0
0
0
0
0
0
0
0
0
0
0
0
0
0
0
0
0
0
0
0
0
0
0
0
0
0
0
0
0
0
0
0
0
0
0
0
0
0
0
0
0
0
0
0
0
0
0
0
0
0
0
0
0
0
0
0
0
0
0
0
0
0
0
0
0
0
0
0
0
0
0
0
0
0
0
0
0
0
0
0
0
0
0
0
0
0
0
0
0
0
0
0
0
0
0
0
0
0
0
0
0
0
0
0
0
0
0
0
0
0
0
0
0
0
0
0
0
0
0
0
0
0
0
0
0
0
0
0
0
0
0
0
0
0
0
0
0
0
0
0
0
0
0
0
0
0
0
0
0
0
0
0
0
0
0
0
0
0
0
0
0
0
0
0
0
0
0
0
0
0
0
0
0
0
0
0
0
0
0
0
0
0
0
0
0
0
0
0
0
0
0
0
0
0
0
0
0
0
0
0
0
0
0
0
0
0
0
0
0
0
0
0
0
0
0
0
0
0
0
0
0
0
0
0
0
0
0
0
0
0
0
0
0
0
0
0
0
0
0
0
0
0
0
0
0
0
0
0
0
0
0
0
0
0
0
0
0
0
0
0
0
0
0
0
0
0
0
0
0
0
0
0
0
0
0
0
0
0
0
0
0
0
0
0
0
0
0
0
0
0
0
0
0
0
0
0
0
0
0
0
0
0
0
0
0
0
0
0
0
0
0
0
0
0
0
0
0
0
0
0
0
0
0
0
0
0
0
0
0
0
0
0
0
0
0
0
0
0
0
0
0
0
0
0
0
0
0
0
0
0
0
0
0
0
0
0
0
0
0
0
0
0
0
0
0
0
0
0
0
0
0
0
0
0
0
0
0
0
0
0
0
0
0
0
0
0
0
0
0
0
0
0
0
0
0
0
0
0
0
0
0
0
0
0
0
0
0
0
0
0
0
0
0
0
0
0
0
0
0
0
0
0
0
0
0
0
0
0
0
0
0
0
0
0
0
0
0
0
0
0
0
0
0
0
0
0
0
0
0
0
0
0
0
0
0
0
0
0
0
0
0
0
0
0
0
0
0
0
0
0
0
0
0
0
0
0
0
0
0
0
0
0
0
0
0
0
0
0
0
0
0
0
0
0
0
0
0
0
0
0
0
0
0
0
0
0
0
0
0
0
0
0
0
0
0
0
0
0
0
0
0
0
0
0
0
0
0
0
0
0
0
0
0
0
0
0
0
0
0
0
0
0
0
0
0
0
0
0
0
0
0
0
0
0
0
0
0
0
0
0
0
0
0
0
0
0
0
0
0
0
0
0
0
0
0
0
0
0
0
0
0
0
0
0
0
0
0
0
0
0
0
0
0
0
0
0
0
0
0
0
0
0
0
0
0
0
0
0
0
0
0
0
0
0
0
0
0
0
0
0
0
0
0
0
0
0
0
0
0
0
0
0
0
0
0
0
0
0
0
0
0
0
0
0
0
0
0
0
0
0
0
0
0
0
0
0
0
0
0
0
0
0
0
0
0
0
0
0
0
0
0
0
0
0
0
0
0
0
0
0
0
0
0
0
0
0
0
0
0
0
0
0
0
0
0
0
0
0
0
0
0
0
0
0
0
0
0
0
0
0
0
0
0
0
0
0
0
0
0
0
0
0
0
0
0
0
0
0
0
0
0
0
0
0
0
0
0
0
0
0
0
0
0
0
0
0
0
0
0
0
0
0
0
0
0
0
0
0
0
0
0
0
0
0
0
0
0
0
0
0
0
0
0
0
0
0
0
0
0
0
0
0
0
0
0
0
0
0
0
0
0
0
0
0
0
0
0
0
0
0
0
0
0
0
0
0
0
0
0
0
0
0
0
0
0
0
0
0
0
0
0
0
0
0
0
0
0
0
0
0
0
0
0
0
0
0
0
0
0
0
0
0
0
0
0
0
0
0
0
0
0
0
0
0
0
0
0
0
0
0
0
0
0
0
0
0
0
0
0
0
0
0
0
0
0
0
0
0
0
0
0
0
0
0
0
0
0
0
0
0
0
0
0
0
0
0
0
0
0
0
0
0
0
0
0
0
0
0
0
0
0
0
0
0
0
0
0
0
0
0
0
0
0
0
0
0
0
0
0
0
0
0
0
0
0
0
0
0
0
0
0
0
0
0
0
0
0
0
0
0
0
0
0
0
0
0
0
0
0
0
0
0
0
0
0
0
0
0
0
0
0
0
0
0
0
0
0
0
0
0
0
0
0
0
0
0
0
0
0
0
0
0
0
0
0
0
0
0
0
0
0
0
0
0
0
0
0
0
0
0
0
0
0
0
0
0
0
0
0
0
0
0
0
0
0
0
0
0
0
0
0
0
0
0
0
0
0
0
0
0
0
0
0
0
0
0
0
0
0
0
0
0
0
0
0
0
0
0
0
0
0
0
0
0
0
0
0
0
0
0
0
0
0
0
0
0
0
0
0
0
0
0
0
0
0
0
0
0
0
0
0
0
0
0
0
0
0
0
0
0
0
0
0
0
0
0
0
0
0
0
0
0
0
0
0
0
0
0
0
0
0
0
0
0
0
0
0
0
0
0
0
0
0
0
0
0
0
0
0
0
0
0
0
0
0
0
0
0
0
0
0
0
0
0
0
0
0
0
0
0
0
0
0
0
0
0
0
0
0
0
0
0
0
0
0
0
0
0
0
0
0
0
0
0
0
0
0
0
0
0
0
0
0
0
0
0
0
0
0
0
0
0
0
0
0
0
0
0
0
0
0
0
0
0
0
0
0
0
0
0
0
0
0
0
0
0
0
0
0
0
0
0
0
0
0
0
0
0
0
0
0
0
0
0
0
0
0
0
0
0
0
0
0
0
0
0
0
0
0
0
0
0
0
0
0
0
0
0
0
0
0
0
0
0
0
0
0
0
0
0
0
0
0
0
0
0
0
0
0
0
0
0
0
0
0
0
0
0
0
0
0
0
0
0
0
0
0
0
0
0
0
0
0
0
0
0
0
0
0
0
0
0
0
0
0
0
0
0
0
0
0
0
0
0
0
0
0
0
0
0
0
0
0
0
0
0
0
0
0
0
0
0
0
0
0
0
0
0
0
0
0
0
0
0
0
0
0
0
0
0
0
0
0
0
0
0
0
0
0
0
0
0
0
0
0
0
0
0
0
0
0
0
0
0
0
0
0
0
0
0
0
0
0
0
0
0
0
0
0
0
0
0
0
0
0
0
0
0
0
0
0
0
0
0
0
0
0
0
0
0
0
0
0
0
0
0
0
0
0
0
0
0
0
0
0
0
0
0
0
0
0
0
0
0
0
0
0
0
0
0
0
0
0
0
0
0
0
0
0
0
0
0
0
0
0
0
0
0
0
0
0
0
0
0
0
0
0
0
0
0
0
0
0
0
0
0
0
0
0
0
0
0
0
0
0
0
0
0
0
0
0
0
0
0
0
0
0
0
0
0
0
0
0
0
0
0
0
0
0
0
0
0
0
0
0
0
0
0
0
0
0
0
0
0
0
0
0
0
0
0
0
0
0
0
0
0
0
0
0
0
0
0
0
0
0
0
0
0
0
0
0
0
0
0
0
0
0
0
0
0
0
0
0
0
0
0
0
0
0
0
0
0
0
0
0
0
0
0
0
0
0
0
0
0
0
0
0
0
0
0
0
0
0
0
0
0
0
0
0
0
0
0
0
0
0
0
0
0
0
0
0
0
0
0
0
0
0
0
0
0
0
0
0
0
0
0
0
0
0
0
0
0
0
0
0
0
0
0
0
0
0
0
0
0
0
0
0
0
0
0
0
0
0
0
0
0
0
0
0
0
0
0
0
0
0
0
0
0
0
0
0
0
0
0
0
0
0
0
0
0
0
0
0
0
0
0
0
0
0
0
0
0
0
0
0
0
0
0
0
0
0
0
0
0
0
0
0
0
0
0
0
0
0
0
0
0
0
0
0
0
0
0
0
0
0
0
0
0
0
0
0
0
0
0
0
0
0
0
0
0
0
0
0
0
0
0
0
0
0
0
0
0
0
0
0
0
0
0
0
0
0
0
0
0
0
0
0
0
0
0
0
0
0
0
0
0
0
0
0
0
0
0
0
0
0
0
0
0
0
0
0
0
0
0
0
0
0
0
0
0
0
0
0
0
0
0
0
0
0
0
0
0
0
0
0
0
0
0
0
0
0
0
0
0
0
0
0
0
0
0
0
0
0
0
0
0
0
0
0
0
0
0
0
0
0
0
0
0
0
0
0
0
0
0
0
0
0
0
0
0
0
0
0
0
0
0
0
0
0
0
0
0
0
0
0
0
0
0
0
0
0
0
0
0
0
0
0
0
0
0
0
0
0
0
0
0
0
0
0
0
0
0
0
0
0
0
0
0
0
0
0
0
0
0
0
0
0
0
0
0
0
0
0
0
0
0
0
0
0
0
0
0
0
0
0
0
0
0
0
0
0
0
0
0
0
0
0
0
0
0
0
0
0
0
0
0
0
0
0
0
0
0
0
0
0
0
0
0
0
0
0
0
0
0
0
0
0
0
0
0
0
0
0
0
0
0
0
0
0
0
0
0
0
0
0
0
0
0
0
0
0
0
0
0
0
0
0
0
0
0
0
0
0
0
0
0
0
0
0
0
0
0
0
0
0
0
0
0
0
0
0
0
0
0
0
0
0
0
0
0
0
0
0
0
0
0
0
0
0
0
0
0
0
0
0
0
0
0
0
0
0
0
0
0
0
0
0
0
0
0
0
0
0
0
0
0
0
0
0
0
0
0
0
0
0
0
0
0
0
0
0
0
0
0
0
0
0
0
0
0
0
0
0
0
0
0
0
0
0
0
0
0
0
0
0
0
0
0
0
0
0
0
0
0
0
0
0
0
0
0
0
0
0
0
0
0
0
0
0
0
0
0
0
0
0
0
0
0
0
0
0
0
0
0
0
0
0
0
0
0
0
0
0
0
0
0
0
0
0
0
0
0
0
0
0
0
0
0
0
0
0
0
0
0
0
0
0
0
0
0
0
0
0
0
0
0
0
0
0
0
0
0
0
0
0
0
0
0
0
0
0
0
0
0
0
0
0
0
0
0
0
0
0
0
0
0
0
0
0
0
0
0
0
0
0
0
0
0
0
0
0
0
0
0
0
0
0
0
0
0
0
0
0
0
0
0
0
0
0
0
0
0
0
0
0
0
0
0
0
0
0
0
0
0
0
0
0
0
0
0
0
0
0
0
0
0
0
0
0
0
0
0
0
0
0
0
0
0
0
0
0
0
0
0
0
0
0
0
0
0
0
0
0
0
0
0
0
0
0
0
0
0
0
0
0
0
0
0
0
0
0
0
0
0
0
0
0
0
0
0
0
0
0
0
0
0
0
0
0
0
0
0
0
0
0
0
0
0
0
0
0
0
0
0
0
0
0
0
0
0
0
0
0
0
0
0
0
0
0
0
0
0
0
0
0
0
0
0
0
0
0
0
0
0
0
0
0
0
0
0
0
0
0
0
0
0
0
0
0
0
0
0
0
0
0
0
0
0
0
0
0
0
0
0
0
0
0
0
0
0
0
0
0
0
0
0
0
0
0
0
0
0
0
0
0
0
0
0
0
0
0
0
0
0
0
0
0
0
0
0
0
0
0
0
0
0
0
0
0
0
0
0
0
0
0
0
0
0
0
0
0
0
0
0
0
0
0
0
0
0
0
0
0
0
0
0
0
0
0
0
0
0
0
0
0
0
0
0
0
0
0
0
0
0
0
0
0
0
0
0
0
0
0
0
0
0
0
0
0
0
0
0
0
0
0
0
0
0
0
0
0
0
0
0
0
0
0
0
0
0
0
0
0
0
0
0
0
0
0
0
0
0
0
0
0
0
0
0
0
0
0
0
0
0
0
0
0
0
0
0
0
0
0
0
0
0
0
0
0
0
0
0
0
0
0
0
0
0
0
0
0
0
0
0
0
0
0
0
0
0
0
0
0
0
0
0
0
0
0
0
0
0
0
0
0
0
0
0
0
0
0
0
0
0
0
0
0
0
0
0
0
0
0
0
0
0
0
0
0
0
0
0
0
0
0
0
0
0
0
0
0
0
0
0
0
0
0
0
0
0
0
0
0
0
0
0
0
0
0
0
0
0
0
0
0
0
0
0
0
0
0
0
0
0
0
0
0
0
0
0
0
0
0
0
0
0
0
0
0
0
0
0
0
0
0
0
0
0
0
0
0
0
0
0
0
0
0
0
0
0
0
0
0
0
0
0
0
0
0
0
0
0
0
0
0
0
0
0
0
0
0
0
0
0
0
0
0
0
0
0
0
0
0
0
0
0
0
0
0
0
0
0
0
0
0
0
0
0
0
0
0
0
0
0
0
0
0
0
0
0
0
0
0
0
0
0
0
0
0
0
0
0
0
0
0
0
0
0
0
0
0
0
0
0
0
0
0
0
0
0
0
0
0
0
0
0
0
0
0
0
0
0
0
0
0
0
0
0
0
0
0
0
0
0
0
0
0
0
0
0
0
0
0
0
0
0
0
0
0
0
0
0
0
0
0
0
0
0
0
0
0
0
0
0
0
0
0
0
0
0
0
0
0
0
0
0
0
0
0
0
0
0
0
0
0
0
0
0
0
0
0
0
0
0
0
0
0
0
0
0
0
0
0
0
0
0
0
0
0
0
0
0
0
0
0
0
0
0
0
0
0
0
0
0
0
0
0
0
0
0
0
0
0
0
0
0
0
0
0
0
0
0
0
0
0
0
0
0
0
0
0
0
0
0
0
0
0
0
0
0
0
0
0
0
0
0
0
0
0
0
0
0
0
0
0
0
0
0
0
0
0
0
0
0
0
0
0
0
0
0
0
0
0
0
0
0
0
0
0
0
0
0
0
0
0
0
0
0
0
0
0
0
0
0
0
0
0
0
0
0
0
0
0
0
0
0
0
0
0
0
0
0
0
0
0
0
0
0
0
0
0
0
0
0
0
0
0
0
0
0
0
0
0
0
0
0
0
0
0
0
0
0
0
0
0
0
0
0
0
0
0
0
0
0
0
0
0
0
0
0
0
0
0
0
0
0
0
0
0
0
0
0
0
0
0
0
0
0
0
0
0
0
0
0
0
0
0
0
0
0
0
0
0
0
0
0
0
0
0
0
0
0
0
0
0
0
0
0
0
0
0
0
0
0
0
0
0
0
0
0
0
0
0
0
0
0
0
0
0
0
0
0
0
0
0
0
0
0
0
0
0
0
0
0
0
0
0
0
0
0
0
0
0
0
0
0
0
0
0
0
0
0
0
0
0
0
0
0
0
0
0
0
0
0
0
0
0
0
0
0
0
0
0
0
0
0
0
0
0
0
0
0
0
0
0
0
0
0
0
0
0
0
0
0
0
0
0
0
0
0
0
0
0
0
0
0
0
0
0
0
0
0
0
0
0
0
0
0
0
0
0
0
0
0
0
0
0
0
0
0
0
0
0
0
0
0
0
0
0
0
0
0
0
0
0
0
0
0
0
0
0
0
0
0
0
0
0
0
0
0
0
0
0
0
0
0
0
0
0
0
0
0
0
0
0
0
0
0
0
0
0
0
0
0
0
0
0
0
0
0
0
0
0
0
0
0
0
0
0
0
0
0
0
0
0
0
0
0
0
0
0
0
0
0
0
0
0
0
0
0
0
0
0
0
0
0
0
0
0
0
0
0
0
0
0
0
0
0
0
0
0
0
0
0
0
0
0
0
0
0
0
0
0
0
0
0
0
0
0
0
0
0
0
0
0
0
0
0
0
0
0
0
0
0
0
0
0
0
0
0
0
0
0
0
0
0
0
0
0
0
0
0
0
0
0
0
0
0
0
0
0
0
0
0
0
0
0
0
0
0
0
0
0
0
0
0
0
0
0
0
0
0
0
0
0
0
0
0
0
0
0
0
0
0
0
0
0
0
0
0
0
0
0
0
0
0
0
0
0
0
0
0
0
0
0
0
0
0
0
0
0
0
0
0
0
0
0
0
0
0
0
0
0
0
0
0
0
0
0
0
0
0
0
0
0
0
0
0
0
0
0
0
0
0
0
0
0
0
0
0
0
0
0
0
0
0
0
0
0
0
0
0
0
0
0
0
0
0
0
0
0
0
0
0
0
0
0
0
0
0
0
0
0
0
0
0
0
0
0
0
0
0
0
0
0
0
0
0
0
0
0
0
0
0
0
0
0
0
0
0
0
0
0
0
0
0
0
0
0
0
0
0
0
0
0
0
0
0
0
0
0
0
0
0
0
0
0
0
0
0
0
0
0
0
0
0
0
0
0
0
0
0
0
0
0
0
0
0
0
0
0
0
0
0
0
0
0
0
0
0
0
0
0
0
0
0
0
0
0
0
0
0
0
0
0
0
0
0
0
0
0
0
0
0
0
0
0
0
0
0
0
0
0
0
0
0
0
0
0
0
0
0
0
0
0
0
0
0
0
0
0
0
0
0
0
0
0
0
0
0
0
0
0
0
0
0
0
0
0
0
0
0
0
0
0
0
0
0
0
0
0
0
0
0
0
0
0
0
0
0
0
0
0
0
0
0
0
0
0
0
0
0
0
0
0
0
0
0
0
0
0
0
0
0
0
0
0
0
0
0
0
0
0
0
0
0
0
0
0
0
0
0
0
0
0
0
0
0
0
0
0
0
0
0
0
0
0
0
0
0
0
0
0
0
0
0
0
0
0
0
0
0
0
0
0
0
0
0
0
0
0
0
0
0
0
0
0
0
0
0
0
0
0
0
0
0
0
0
0
0
0
0
0
0
0
0
0
0
0
0
0
0
0
0
0
0
0
0
0
0
0
0
0
0
0
0
0
0
0
0
0
0
0
0
0
0
0
0
0
0
0
0
0
0
0
0
0
0
0
0
0
0
0
0
0
0
0
0
0
0
0
0
0
0
0
0
0
0
0
0
0
0
0
0
0
0
0
0
0
0
0
0
0
0
0
0
0
0
0
0
0
0
0
0
0
0
0
0
0
0
0
0
0
0
0
0
0
0
0
0
0
0
0
0
0
0
0
0
0
0
0
0
0
0
0
0
0
0
0
0
0
0
0
0
0
0
0
0
0
0
0
0
0
0
0
0
0
0
0
0
0
0
0
0
0
0
0
0
0
0
0
0
0
0
0
0
0
0
0
0
0
0
0
0
0
0
0
0
0
0
0
0
0
0
0
0
0
0
0
0
0
0
0
0
0
0
0
0
0
0
0
0
0
0
0
0
0
0
0
0
0
0
0
0
0
0
0
0
0
0
0
0
0
0
0
0
0
0
0
0
0
0
0
0
0
0
0
0
0
0
0
0
0
0
0
0
0
0
0
0
0
0
0
0
0
0
0
0
0
0
0
0
0
0
0
0
0
0
0
0
0
0
0
0
0
0
0
0
0
0
0
0
0
0
0
0
0
0
0
0
0
0
0
0
0
0
0
0
0
0
0
0
0
0
0
0
0
0
0
0
0
0
0
0
0
0
0
0
0
0
0
0
0
0
0
0
0
0
0
0
0
0
0
0
0
0
0
0
0
0
0
0
0
0
0
0
0
0
0
0
0
0
0
0
0
0
0
0
0
0
0
0
0
0
0
0
0
0
0
0
0
0
0
0
0
0
0
0
0
0
0
0
0
0
0
0
0
0
0
0
0
0
0
0
0
0
0
0
0
0
0
0
0
0
0
0
0
0
0
0
0
0
0
0
0
0
0
0
0
0
0
0
0
0
0
0
0
0
0
0
0
0
0
0
0
0
0
0
0
0
0
0
0
0
0
0
0
0
0
0
0
0
0
0
0
0
0
0
0
0
0
0
0
0
0
0
0
0
0
0
0
0
0
0
0
0
0
0
0
0
0
0
0
0
0
0
0
0
0
0
0
0
0
0
0
0
0
0
0
0
0
0
0
0
0
0
0
0
0
0
0
0
0
0
0
0
0
0
0
0
0
0
0
0
0
0
0
0
0
0
0
0
0
0
0
0
0
0
0
0
0
0
0
0
0
0
0
0
0
0
0
0
0
0
0
0
0
0
0
0
0
0
0
0
0
0
0
0
0
0
0
0
0
0
0
0
0
0
0
0
0
0
0
0
0
0
0
0
0
0
0
0
0
0
0
0
0
0
0
0
0
0
0
0
0
0
0
0
0
0
0
0
0
0
0
0
0
0
0
0
0
0
0
0
0
0
0
0
0
0
0
0
0
0
0
0
0
0
0
0
0
0
0
0
0
0
0
0
0
0
0
0
0
0
0
0
0
0
0
0
0
0
0
0
0
0
0
0
0
0
0
0
0
0
0
0
0
0
0
0
0
0
0
0
0
0
0
0
0
0
0
0
0
0
0
0
0
0
0
0
0
0
0
0
0
0
0
0
0
0
0
0
0
0
0
0
0
0
0
0
0
0
0
0
0
0
0
0
0
0
0
0
0
0
0
0
0
0
0
0
0
0
0
0
0
0
0
0
0
0
0
0
0
0
0
0
0
0
0
0
0
0
0
0
0
0
0
0
0
0
0
0
0
0
0
0
0
0
0
0
0
0
0
0
0
0
0
0
0
0
0
0
0
0
0
0
0
0
0
0
0
0
0
0
0
0
0
0
0
0
0
0
0
0
0
0
0
0
0
0
0
0
0
0
0
0
0
0
0
0
0
0
0
0
0
0
0
0
0
0
0
0
0
0
0
0
0
0
0
0
0
0
0
0
0
0
0
0
0
0
0
0
0
0
0
0
0
0
0
0
0
0
0
0
0
0
0
0
0
0
0
0
0
0
0
0
0
0
0
0
0
0
0
0
0
0
0
0
0
0
0
0
0
0
0
0
0
0
0
0
0
0
0
0
0
0
0
0
0
0
0
0
0
0
0
0
0
0
0
0
0
0
0
0
0
0
0
0
0
0
0
0
0
0
0
0
0
0
0
0
0
0
0
0
0
0
0
0
0
0
0
0
0
0
0
0
0
0
0
0
0
0
0
0
0
0
0
0
0
0
0
0
0
0
0
0
0
0
0
0
0
0
0
0
0
0
0
0
0
0
0
0
0
0
0
0
0
0
0
0
0
0
0
0
0
0
0
0
0
0
0
0
0
0
0
0
0
0
0
0
0
0
0
0
0
0
0
0
0
0
0
0
0
0
0
0
0
0
0
0
0
0
0
0
0
0
0
0
0
0
0
0
0
0
0
0
0
0
0
0
0
0
0
0
0
0
0
0
0
0
0
0
0
0
0
0
0
0
0
0
0
0
0
0
0
0
0
0
0
0
0
0
0
0
0
0
0
0
0
0
0
0
0
0
0
0
0
0
0
0
0
0
0
0
0
0
0
0
0
0
0
0
0
0
0
0
0
0
0
0
0
0
0
0
0
0
0
0
0
0
0
0
0
0
0
0
0
0
0
0
0
0
0
0
0
0
0
0
0
0
0
0
0
0
0
0
0
0
0
0
0
0
0
0
0
0
0
0
0
0
0
0
0
0
0
0
0
0
0
0
0
0
0
0
0
0
0
0
0
0
0
0
0
0
0
0
0
0
0
0
0
0
0
0
0
0
0
0
0
0
0
0
0
0
0
0
0
0
0
0
0
0
0
0
0
0
0
0
0
0
0
0
0
0
0
0
0
0
0
0
0
0
0
0
0
0
0
0
0
0
0
0
0
0
0
0
0
0
0
0
0
0
0
0
0
0
0
0
0
0
0
0
0
0
0
0
0
0
0
0
0
0
0
0
0
0
0
0
0
0
0
0
0
0
0
0
0
0
0
0
0
0
0
0
0
0
0
0
0
0
0
0
0
0
0
0
0
0
0
0
0
0
0
0
0
0
0
0
0
0
0
0
0
0
0
0
0
0
0
0
0
0
0
0
0
0
0
0
0
0
0
0
0
0
0
0
0
0
0
0
0
0
0
0
0
0
0
0
0
0
0
0
0
0
0
0
0
0
0
0
0
0
0
0
0
0
0
0
0
0
0
0
0
0
0
0
0
0
0
0
0
0
0
0
0
0
0
0
0
0
0
0
0
0
0
0
0
0
0
0
0
0
0
0
0
0
0
0
0
0
0
0
0
0
0
0
0
0
0
0
0
0
0
0
0
0
0
0
0
0
0
0
0
0
0
0
0
0
0
0
0
0
0
0
0
0
0
0
0
0
0
0
0
0
0
0
0
0
0
0
0
0
0
0
0
0
0
0
0
0
0
0
0
0
0
0
0
0
0
0
0
0
0
0
0
0
0
0
0
0
0
0
0
0
0
0
0
0
0
0
0
0
0
0
0
0
0
0
0
0
0
0
0
0
0
0
0
0
0
0
0
0
0
0
0
0
0
0
0
0
0
0
0
0
0
0
0
0
0
0
0
0
0
0
0
0
0
0
0
0
0
0
0
0
0
0
0
0
0
0
0
0
0
0
0
0
0
0
0
0
0
0
0
0
0
0
0
0
0
0
0
0
0
0
0
0
0
0
0
0
0
0
0
0
0
0
0
0
0
0
0
0
0
0
0
0
0
0
0
0
0
0
0
0
0
0
0
0
0
0
0
0
0
0
0
0
0
0
0
0
0
0
0
0
0
0
0
0
0
0
0
0
0
0
0
0
0
0
0
0
0
0
0
0
0
0
0
0
0
0
0
0
0
0
0
0
0
0
0
0
0
0
0
0
0
0
0
0
0
0
0
0
0
0
0
0
0
0
0
0
0
0
0
0
0
0
0
0
0
0
0
0
0
0
0
0
0
0
0
0
0
0
0
0
0
0
0
0
0
0
0
0
0
0
0
0
0
0
0
0
0
0
0
0
0
0
0
0
0
0
0
0
0
0
0
0
0
0
0
0
0
0
0
0
0
0
0
0
0
0
0
0
0
0
0
0
0
0
0
0
0
0
0
0
0
0
0
0
0
0
0
0
0
0
0
0
0
0
0
0
0
0
0
0
0
0
0
0
0
0
0
0
0
0
0
0
0
0
0
0
0
0
0
0
0
0
0
0
0
0
0
0
0
0
0
0
0
0
0
0
0
0
0
0
0
0
0
0
0
0
0
0
0
0
0
0
0
0
0
0
0
0
0
0
0
0
0
0
0
0
0
0
0
0
0
0
0
0
0
0
0
0
0
0
0
0
0
0
0
0
0
0
0
0
0
0
0
0
0
0
0
0
0
0
0
0
0
0
0
0
0
0
0
0
0
0
0
0
0
0
0
0
0
0
0
0
0
0
0
0
0
0
0
0
0
0
0
0
0
0
0
0
0
0
0
0
0
0
0
0
0
0
0
0
0
0
0
0
0
0
0
0
0
0
0
0
0
0
0
0
0
0
0
0
0
0
0
0
0
0
0
0
0
0
0
0
0
0
0
0
0
0
0
0
0
0
0
0
0
0
0
0
0
0
0
0
0
0
0
0
0
0
0
0
0
0
0
0
0
0
0
0
0
0
0
0
0
0
0
0
0
0
0
0
0
0
0
0
0
0
0
0
0
0
0
0
0
0
0
0
0
0
0
0
0
0
0
0
0
0
0
0
0
0
0
0
0
0
0
0
0
0
0
0
0
0
0
0
0
0
0
0
0
0
0
0
0
0
0
0
0
0
0
0
0
0
0
0
0
0
0
0
0
0
0
0
0
0
0
0
0
0
0
0
0
0
0
0
0
0
0
0
0
0
0
0
0
0
0
0
0
0
0
0
0
0
0
0
0
0
0
0
0
0
0
0
0
0
0
0
0
0
0
0
0
0
0
0
0
0
0
0
0
0
0
0
0
0
0
0
0
0
0
0
0
0
0
0
0
0
0
0
0
0
0
0
0
0
0
0
0
0
0
0
0
0
0
0
0
0
0
0
0
0
0
0
0
0
0
0
0
0
0
0
0
0
0
0
0
0
0
0
0
0
0
0
0
0
0
0
0
0
0
0
0
0
0
0
0
0
0
0
0
0
0
0
0
0
0
0
0
0
0
0
0
0
0
0
0
0
0
0
0
0
0
0
0
0
0
0
0
0
0
0
0
0
0
0
0
0
0
0
0
0
0
0
0
0
0
0
0
0
0
0
0
0
0
0
0
0
0
0
0
0
0
0
0
0
0
0
0
0
0
0
0
0
0
0
0
0
0
0
0
0
0
0
0
0
0
0
0
0
0
0
0
0
0
0
0
0
0
0
0
0
0
0
0
0
0
0
0
0
0
0
0
0
0
0
0
0
0
0
0
0
0
0
0
0
0
0
0
0
0
0
0
0
0
0
0
0
0
0
0
0
0
0
0
0
0
0
0
0
0
0
0
0
0
0
0
0
0
0
0
0
0
0
0
0
0
0
0
0
0
0
0
0
0
0
0
0
0
0
0
0
0
0
0
0
0
0
0
0
0
0
0
0
0
0
0
0
0
0
0
0
0
0
0
0
0
0
0
0
0
0
0
0
0
0
0
0
0
0
0
0
0
0
0
0
0
0
0
0
0
0
0
0
0
0
0
0
0
0
0
0
0
0
0
0
0
0
0
0
0
0
0
0
0
0
0
0
0
0
0
0
0
0
0
0
0
0
0
0
0
0
0
0
0
0
0
0
0
0
0
0
0
0
0
0
0
0
0
0
0
0
0
0
0
0
0
0
0
0
0
0
0
0
0
0
0
0
0
0
0
0
0
0
0
0
0
0
0
0
0
0
0
0
0
0
0
0
0
0
0
0
0
0
0
0
0
0
0
0
0
0
0
0
0
0
0
0
0
0
0
0
0
0
0
0
0
0
0
0
0
0
0
0
0
0
0
0
0
0
0
0
0
0
0
0
0
0
0
0
0
0
0
0
0
0
0
0
0
0
0
0
0
0
0
0
0
0
0
0
0
0
0
0
0
0
0
0
0
0
0
0
0
0
0
0
0
0
0
0
0
0
0
0
0
0
0
0
0
0
0
0
0
0
0
0
0
0
0
0
0
0
0
0
0
0
0
0
0
0
0
0
0
0
0
0
0
0
0
0
0
0
0
0
0
0
0
0
0
0
0
0
0
0
0
0
0
0
0
0
0
0
0
0
0
0
0
0
0
0
0
0
0
0
0
0
0
0
0
0
0
0
0
0
0
0
0
0
0
0
0
0
0
0
0
0
0
0
0
0
0
0
0
0
0
0
0
0
0
0
0
0
0
0
0
0
0
0
0
0
0
0
0
0
0
0
0
0
0
0
0
0
0
0
0
0
0
0
0
0
0
0
0
0
0
0
0
0
0
0
0
0
0
0
0
0
0
0
0
0
0
0
0
0
0
0
0
0
0
0
0
0
0
0
0
0
0
0
0
0
0
0
0
0
0
0
0
0
0
0
0
0
0
0
0
0
0
0
0
0
0
0
0
0
0
0
0
0
0
0
0
0
0
0
0
0
0
0
0
0
0
0
0
0
0
0
0
0
0
0
0
0
0
0
0
0
0
0
0
0
0
0
0
0
0
0
0
0
0
0
0
0
0
0
0
0
0
0
0
0
0
0
0
0
0
0
0
0
0
0
0
0
0
0
0
0
0
0
0
0
0
0
0
0
0
0
0
0
0
0
0
0
0
0
0
0
0
0
0
0
0
0
0
0
0
0
0
0
0
0
0
0
0
0
0
0
0
0
0
0
0
0
0
0
0
0
0
0
0
0
0
0
0
0
0
0
0
0
0
0
0
0
0
0
0
0
0
0
0
0
0
0
0
0
0
0
0
0
0
0
0
0
0
0
0
0
0
0
0
0
0
0
0
0
0
0
0
0
0
0
0
0
0
0
0
0
0
0
0
0
0
0
0
0
0
0
0
0
0
0
0
0
0
0
0
0
0
0
0
0
0
0
0
0
0
0
0
0
0
0
0
0
0
0
0
0
0
0
0
0
0
0
0
0
0
0
0
0
0
0
0
0
0
0
0
0
0
0
0
0
0
0
0
0
0
0
0
0
0
0
0
0
0
0
0
0
0
0
0
0
0
0
0
0
0
0
0
0
0
0
0
0
0
0
0
0
0
0
0
0
0
0
0
0
0
0
0
0
0
0
0
0
0
0
0
0
0
0
0
0
0
0
0
0
0
0
0
0
0
0
0
0
0
0
0
0
0
0
0
0
0
0
0
0
0
0
0
0
0
0
0
0
0
0
0
0
0
0
0
0
0
0
0
0
0
0
0
0
0
0
0
0
0
0
0
0
0
0
0
0
0
0
0
0
0
0
0
0
0
0
0
0
0
0
0
0
0
0
0
0
0
0
0
0
0
0
0
0
0
0
0
0
0
0
0
0
0
0
0
0
0
0
0
0
0
0
0
0
0
0
0
0
0
0
0
0
0
0
0
0
0
0
0
0
0
0
0
0
0
0
0
0
0
0
0
0
0
0
0
0
0
0
0
0
0
0
0
0
0
0
0
0
0
0
0
0
0
0
0
0
0
0
0
0
0
0
0
0
0
0
0
0
0
0
0
0
0
0
0
0
0
0
0
0
0
0
0
0
0
0
0
0
0
0
0
0
0
0
0
0
0
0
0
0
0
0
0
0
0
0
0
0
0
0
0
0
0
0
0
0
0
0
0
0
0
0
0
0
0
0
0
0
0
0
0
0
0
0
0
0
0
0
0
0
0
0
0
0
0
0
0
0
0
0
0
0
0
0
0
0
0
0
0
0
0
0
0
0
0
0
0
0
0
0
0
0
0
0
0
0
0
0
0
0
0
0
0
0
0
0
0
0
0
0
0
0
0
0
0
0
0
0
0
0
0
0
0
0
0
0
0
0
0
0
0
0
0
0
0
0
0
0
0
0
0
0
0
0
0
0
0
0
0
0
0
0
0
0
0
0
0
0
0
0
0
0
0
0
0
0
0
0
0
0
0
0
0
0
0
0
0
0
0
0
0
0
0
0
0
0
0
0
0
0
0
0
0
0
0
0
0
0
0
0
0
0
0
0
0
0
0
0
0
0
0
0
0
0
0
0
0
0
0
0
0
0
0
0
0
0
0
0
0
0
0
0
0
0
0
0
0
0
0
0
0
0
0
0
0
0
0
0
0
0
0
0
0
0
0
0
0
0
0
0
0
0
0
0
0
0
0
0
0
0
0
0
0
0
0
0
0
0
0
0
0
0
0
0
0
0
0
0
0
0
0
0
0
0
0
0
0
0
0
0
0
0
0
0
0
0
0
0
0
0
0
0
0
0
0
0
0
0
0
0
0
0
0
0
0
0
0
0
0
0
0
0
0
0
0
0
0
0
0
0
0
0
0
0
0
0
0
0
0
0
0
0
0
0
0
0
0
0
0
0
0
0
0
0
0
0
0
0
0
0
0
0
0
0
0
0
0
0
0
0
0
0
0
0
0
0
0
0
0
0
0
0
0
0
0
0
0
0
0
0
0
0
0
0
0
0
0
0
0
0
0
0
0
0
0
0
0
0
0
0
0
0
0
0
0
0
0
0
0
0
0
0
0
0
0
0
0
0
0
0
0
0
0
0
0
0
0
0
0
0
0
0
0
0
0
0
0
0
0
0
0
0
0
0
0
0
0
0
0
0
0
0
0
0
0
0
0
0
0
0
0
0
0
0
0
0
0
0
0
0
0
0
0
0
0
0
0
0
0
0
0
0
0
0
0
0
0
0
0
0
0
0
0
0
0
0
0
0
0
0
0
0
0
0
0
0
0
0
0
0
0
0
0
0
0
0
0
0
0
0
0
0
0
0
0
0
0
0
0
0
0
0
0
0
0
0
0
0
0
0
0
0
0
0
0
0
0
0
0
0
0
0
0
0
0
0
0
0
0
0
0
0
0
0
0
0
0
0
0
0
0
0
0
0
0
0
0
0
0
0
0
0
0
0
0
0
0
0
0
0
0
0
0
0
0
0
0
0
0
0
0
0
0
0
0
0
0
0
0
0
0
0
0
0
0
0
0
0
0
0
0
0
0
0
0
0
0
0
0
0
0
0
0
0
0
0
0
0
0
0
0
0
0
0
0
0
0
0
0
0
0
0
0
0
0
0
0
0
0
0
0
0
0
0
0
0
0
0
0
0
0
0
0
0
0
0
0
0
0
0
0
0
0
0
0
0
0
0
0
0
0
0
0
0
0
0
0
0
0
0
0
0
0
0
0
0
0
0
0
0
0
0
0
0
0
0
0
0
0
0
0
0
0
0
0
0
0
0
0
0
0
0
0
0
0
0
0
0
0
0
0
0
0
0
0
0
0
0
0
0
0
0
0
0
0
0
0
0
0
0
0
0
0
0
0
0
0
0
0
0
0
0
0
0
0
0
0
0
0
0
0
0
0
0
0
0
0
0
0
0
0
0
0
0
0
0
0
0
0
0
0
0
0
0
0
0
0
0
0
0
0
0
0
0
0
0
0
0
0
0
0
0
0
0
0
0
0
0
0
0
0
0
0
0
0
0
0
0
0
0
0
0
0
0
0
0
0
0
0
0
0
0
0
0
0
0
0
0
0
0
0
0
0
0
0
0
0
0
0
0
0
0
0
0
0
0
0
0
0
0
0
0
0
0
0
0
0
0
0
0
0
0
0
0
0
0
0
0
0
0
0
0
0
0
0
0
0
0
0
0
0
0
0
0
0
0
0
0
0
0
0
0
0
0
0
0
0
0
0
0
0
0
0
0
0
0
0
0
0
0
0
0
0
0
0
0
0
0
0
0
0
0
0
0
0
0
0
0
0
0
0
0
0
0
0
0
0
0
0
0
0
0
0
0
0
0
0
0
0
0
0
0
0
0
0
0
0
0
0
0
0
0
0
0
0
0
0
0
0
0
0
0
0
0
0
0
0
0
0
0
0
0
0
0
0
0
0
0
0
0
0
0
0
0
0
0
0
0
0
0
0
0
0
0
0
0
0
0
0
0
0
0
0
0
0
0
0
0
0
0
0
0
0
0
0
0
0
0
0
0
0
0
0
0
0
0
0
0
0
0
0
0
0
0
0
0
0
0
0
0
0
0
0
0
0
0
0
0
0
0
0
0
0
0
0
0
0
0
0
0
0
0
0
0
0
0
0
0
0
0
0
0
0
0
0
0
0
0
0
0
0
0
0
0
0
0
0
0
0
0
0
0
0
0
0
0
0
0
0
0
0
0
0
0
0
0
0
0
0
0
0
0
0
0
0
0
0
0
0
0
0
0
0
0
0
0
0
0
0
0
0
0
0
0
0
0
0
0
0
0
0
0
0
0
0
0
0
0
0
0
0
0
0
0
0
0
0
0
0
0
0
0
0
0
0
0
0
0
0
0
0
0
0
0
0
0
0
0
0
0
0
0
0
0
0
0
0
0
0
0
0
0
0
0
0
0
0
0
0
0
0
0
0
0
0
0
0
0
0
0
0
0
0
0
0
0
0
0
0
0
0
0
0
0
0
0
0
0
0
0
0
0
0
0
0
0
0
0
0
0
0
0
0
0
0
0
0
0
0
0
0
0
0
0
0
0
0
0
0
0
0
0
0
0
0
0
0
0
0
0
0
0
0
0
0
0
0
0
0
0
0
0
0
0
0
0
0
0
0
0
0
0
0
0
0
0
0
0
0
0
0
0
0
0
0
0
0
0
0
0
0
0
0
0
0
0
0
0
0
0
0
0
0
0
0
0
0
0
0
0
0
0
0
0
0
0
0
0
0
0
0
0
0
0
0
0
0
0
0
0
0
0
0
0
0
0
0
0
0
0
0
0
0
0
0
0
0
0
0
0
0
0
0
0
0
0
0
0
0
0
0
0
0
0
0
0
0
0
0
0
0
0
0
0
0
0
0
0
0
0
0
0
0
0
0
0
0
0
0
0
0
0
0
0
0
0
0
0
0
0
0
0
0
0
0
0
0
0
0
0
0
0
0
0
0
0
0
0
0
0
0
0
0
0
0
0
0
0
0
0
0
0
0
0
0
0
0
0
0
0
0
0
0
0
0
0
0
0
0
0
0
0
0
0
0
0
0
0
0
0
0
0
0
0
0
0
0
0
0
0
0
0
0
0
0
0
0
0
0
0
0
0
0
0
0
0
0
0
0
0
0
0
0
0
0
0
0
0
0
0
0
0
0
0
0
0
0
0
0
0
0
0
0
0
0
0
0
0
0
0
0
0
0
0
0
0
0
0
0
0
0
0
0
0
0
0
0
0
0
0
0
0
0
0
0
0
0
0
0
0
0
0
0
0
0
0
0
0
0
0
0
0
0
0
0
0
0
0
0
0
0
0
0
0
0
0
0
0
0
0
0
0
0
0
0
0
0
0
0
0
0
0
0
0
0
0
0
0
0
0
0
0
0
0
0
0
0
0
0
0
0
0
0
0
0
0
0
0
0
0
0
0
0
0
0
0
0
0
0
0
0
0
0
0
0
0
0
0
0
0
0
0
0
0
0
0
0
0
0
0
0
0
0
0
0
0
0
0
0
0
0
0
0
0
0
0
0
0
0
0
0
0
0
0
0
0
0
0
0
0
0
0
0
0
0
0
0
0
0
0
0
0
0
0
0
0
0
0
0
0
0
0
0
0
0
0
0
0
0
0
0
0
0
0
0
0
0
0
0
0
0
0
0
0
0
0
0
0
0
0
0
0
0
0
0
0
0
0
0
0
0
0
0
0
0
0
0
0
0
0
0
0
0
0
0
0
0
0
0
0
0
0
0
0
0
0
0
0
0
0
0
0
0
0
0
0
0
0
0
0
0
0
0
0
0
0
0
0
0
0
0
0
0
0
0
0
0
0
0
0
0
0
0
0
0
0
0
0
0
0
0
0
0
0
0
0
0
0
0
0
0
0
0
0
0
0
0
0
0
0
0
0
0
0
0
0
0
0
0
0
0
0
0
0
0
0
0
0
0
0
0
0
0
0
0
0
0
0
0
0
0
0
0
0
0
0
0
0
0
0
0
0
0
0
0
0
0
0
0
0
0
0
0
0
0
0
0
0
0
0
0
0
0
0
0
0
0
0
0
0
0
0
0
0
0
0
0
0
0
0
0
0
0
0
0
0
0
0
0
0
0
0
0
0
0
0
0
0
0
0
0
0
0
0
0
0
0
0
0
0
0
0
0
0
0
0
0
0
0
0
0
0
0
0
0
0
0
0
0
0
0
0
0
0
0
0
0
0
0
0
0
0
0
0
0
0
0
0
0
0
0
0
0
0
0
0
0
0
0
0
0
0
0
0
0
0
0
0
0
0
0
0
0
0
0
0
0
0
0
0
0
0
0
0
0
0
0
0
0
0
0
0
0
0
0
0
0
0
0
0
0
0
0
0
0
0
0
0
0
0
0
0
0
0
0
0
0
0
0
0
0
0
0
0
0
0
0
0
0
0
0
0
0
0
0
0
0
0
0
0
0
0
0
0
0
0
0
0
0
0
0
0
0
0
0
0
0
0
0
0
0
0
0
0
0
0
0
0
0
0
0
0
0
0
0
0
0
0
0
0
0
0
0
0
0
0
0
0
0
0
0
0
0
0
0
0
0
0
0
0
0
0
0
0
0
0
0
0
0
0
0
0
0
0
0
0
0
0
0
0
0
0
0
0
0
0
0
0
0
0
0
0
0
0
0
0
0
0
0
0
0
0
0
0
0
0
0
0
0
0
0
0
0
0
0
0
0
0
0
0
0
0
0
0
0
0
0
0
0
0
0
0
0
0
0
0
0
0
0
0
0
0
0
0
0
0
0
0
0
0
0
0
0
0
0
0
0
0
0
0
0
0
0
0
0
0
0
0
0
0
0
0
0
0
0
0
0
0
0
0
0
0
0
0
0
0
0
0
0
0
0
0
0
0
0
0
0
0
0
0
0
0
0
0
0
0
0
0
0
0
0
0
0
0
0
0
0
0
0
0
0
0
0
0
0
0
0
0
0
0
0
0
0
0
0
0
0
0
0
0
0
0
0
0
0
0
0
0
0
0
0
0
0
0
0
0
0
0
0
0
0
0
0
0
0
0
0
0
0
0
0
0
0
0
0
0
0
0
0
0
0
0
0
0
0
0
0
0
0
0
0
0
0
0
0
0
0
0
0
0
0
0
0
0
0
0
0
0
0
0
0
0
0
0
0
0
0
0
0
0
0
0
0
0
0
0
0
0
0
0
0
0
0
0
0
0
0
0
0
0
0
0
0
0
0
0
0
0
0
0
0
0
0
0
0
0
0
0
0
0
0
0
0
0
0
0
0
0
0
0
0
0
0
0
0
0
0
0
0
0
0
0
0
0
0
0
0
0
0
0
0
0
0
0
0
0
0
0
0
0
0
0
0
0
0
0
0
0
0
0
0
0
0
0
0
0
0
0
0
0
0
0
0
0
0
0
0
0
0
0
0
0
0
0
0
0
0
0
0
0
0
0
0
0
0
0
0
0
0
0
0
0
0
0
0
0
0
0
0
0
0
0
0
0
0
0
0
0
0
0
0
0
0
0
0
0
0
0
0
0
0
0
0
0
0
0
0
0
0
0
0
0
0
0
0
0
0
0
0
0
0
0
0
0
0
0
0
0
0
0
0
0
0
0
0
0
0
0
0
0
0
0
0
0
0
0
0
0
0
0
0
0
0
0
0
0
0
0
0
0
0
0
0
0
0
0
0
0
0
0
0
0
0
0
0
0
0
0
0
0
0
0
0
0
0
0
0
0
0
0
0
0
0
0
0
0
0
0
0
0
0
0
0
0
0
0
0
0
0
0
0
0
0
0
0
0
0
0
0
0
0
0
0
0
0
0
0
0
0
0
0
0
0
0
0
0
0
0
0
0
0
0
0
0
0
0
0
0
0
0
0
0
0
0
0
0
0
0
0
0
0
0
0
0
0
0
0
0
0
0
0
0
0
0
0
0
0
0
0
0
0
0
0
0
0
0
0
0
0
0
0
0
0
0
0
0
0
0
0
0
0
0
0
0
0
0
0
0
0
0
0
0
0
0
0
0
0
0
0
0
0
0
0
0
0
0
0
0
0
0
0
0
0
0
0
0
0
0
0
0
0
0
0
0
0
0
0
0
0
0
0
0
0
0
0
0
0
0
0
0
0
0
0
0
0
0
0
0
0
0
0
0
0
0
0
0
0
0
0
0
0
0
0
0
0
0
0
0
0
0
0
0
0
0
0
0
0
0
0
0
0
0
0
0
0
0
0
0
0
0
0
0
0
0
0
0
0
0
0
0
0
0
0
0
0
0
0
0
0
0
0
0
0
0
0
0
0
0
0
0
0
0
0
0
0
0
0
0
0
0
0
0
0
0
0
0
0
0
0
0
0
0
0
0
0
0
0
0
0
0
0
0
0
0
0
0
0
0
0
0
0
0
0
0
0
0
0
0
0
0
0
0
0
0
0
0
0
0
0
0
0
0
0
0
0
0
0
0
0
0
0
0
0
0
0
0
0
0
0
0
0
0
0
0
0
0
0
0
0
0
0
0
0
0
0
0
0
0
0
0
0
0
0
0
0
0
0
0
0
0
0
0
0
0
0
0
0
0
0
0
0
0
0
0
0
0
0
0
0
0
0
0
0
0
0
0
0
0
0
0
0
0
0
0
0
0
0
0
0
0
0
0
0
0
0
0
0
0
0
0
0
0
0
0
0
0
0
0
0
0
0
0
0
0
0
0
0
0
0
0
0
0
0
0
0
0
0
0
0
0
0
0
0
0
0
0
0
0
0
0
0
0
0
0
0
0
0
0
0
0
0
0
0
0
0
0
0
0
0
0
0
0
0
0
0
0
0
0
0
0
0
0
0
0
0
0
0
0
0
0
0
0
0
0
0
0
0
0
0
0
0
0
0
0
0
0
0
0
0
0
0
0
0
0
0
0
0
0
0
0
0
0
0
0
0
0
0
0
0
0
0
0
0
0
0
0
0
0
0
0
0
0
0
0
0
0
0
0
0
0
0
0
0
0
0
0
0
0
0
0
0
0
0
0
0
0
0
0
0
0
0
0
0
0
0
0
0
0
0
0
0
0
0
0
0
0
0
0
0
0
0
0
0
0
0
0
0
0
0
0
0
0
0
0
0
0
0
0
0
0
0
0
0
0
0
0
0
0
0
0
0
0
0
0
0
0
0
0
0
0
0
0
0
0
0
0
0
0
0
0
0
0
0
0
0
0
0
0
0
0
0
0
0
0
0
0
0
0
0
0
0
0
0
0
0
0
0
0
0
0
0
0
0
0
0
0
0
0
0
0
0
0
0
0
0
0
0
0
0
0
0
0
0
0
0
0
0
0
0
0
0
0
0
0
0
0
0
0
0
0
0
0
0
0
0
0
0
0
0
0
0
0
0
0
0
0
0
0
0
0
0
0
0
0
0
0
0
0
0
0
0
0
0
0
0
0
0
0
0
0
0
0
0
0
0
0
0
0
0
0
0
0
0
0
0
0
0
0
0
0
0
0
0
0
0
0
0
0
0
0
0
0
0
0
0
0
0
0
0
0
0
0
0
0
0
0
0
0
0
0
0
0
0
0
0
0
0
0
0
0
0
0
0
0
0
0
0
0
0
0
0
0
0
0
0
0
0
0
0
0
0
0
0
0
0
0
0
0
0
0
0
0
0
0
0
0
0
0
0
0
0
0
0
0
0
0
0
0
0
0
0
0
0
0
0
0
0
0
0
0
0
0
0
0
0
0
0
0
0
0
0
0
0
0
0
0
0
0
0
0
0
0
0
0
0
0
0
0
0
0
0
0
0
0
0
0
0
0
0
0
0
0
0
0
0
0
0
0
0
0
0
0
0
0
0
0
0
0
0
0
0
0
0
0
0
0
0
0
0
0
0
0
0
0
0
0
0
0
0
0
0
0
0
0
0
0
0
0
0
0
0
0
0
0
0
0
0
0
0
0
0
0
0
0
0
0
0
0
0
0
0
0
0
0
0
0
0
0
0
0
0
0
0
0
0
0
0
0
0
0
0
0
0
0
0
0
0
0
0
0
0
0
0
0
0
0
0
0
0
0
0
0
0
0
0
0
0
0
0
0
0
0
0
0
0
0
0
0
0
0
0
0
0
0
0
0
0
0
0
0
0
0
0
0
0
0
0
0
0
0
0
0
0
0
0
0
0
0
0
0
0
0
0
0
0
0
0
0
0
0
0
0
0
0
0
0
0
0
0
0
0
0
0
0
0
0
0
0
0
0
0
0
0
0
0
0
0
0
0
0
0
0
0
0
0
0
0
0
0
0
0
0
0
0
0
0
0
0
0
0
0
0
0
0
0
0
0
0
0
0
0
0
0
0
0
0
0
0
0
0
0
0
0
0
0
0
0
0
0
0
0
0
0
0
0
0
0
0
0
0
0
0
0
0
0
0
0
0
0
0
0
0
0
0
0
0
0
0
0
0
0
0
0
0
0
0
0
0
0
0
0
0
0
0
0
0
0
0
0
0
0
0
0
0
0
0
0
0
0
0
0
0
0
0
0
0
0
0
0
0
0
0
0
0
0
0
0
0
0
0
0
0
0
0
0
0
0
0
0
0
0
0
0
0
0
0
0
0
0
0
0
0
0
0
0
0
0
0
0
0
0
0
0
0
0
0
0
0
0
0
0
0
0
0
0
0
0
0
0
0
0
0
0
0
0
0
0
0
0
0
0
0
0
0
0
0
0
0
0
0
0
0
0
0
0
0
0
0
0
0
0
0
0
0
0
0
0
0
0
0
0
0
0
0
0
0
0
0
0
0
0
0
0
0
0
0
0
0
0
0
0
0
0
0
0
0
0
0
0
0
0
0
0
0
0
0
0
0
0
0
0
0
0
0
0
0
0
0
0
0
0
0
0
0
0
0
0
0
0
0
0
0
0
0
0
0
0
0
0
0
0
0
0
0
0
0
0
0
0
0
0
0
0
0
0
0
0
0
0
0
0
0
0
0
0
0
0
0
0
0
0
0
0
0
0
0
0
0
0
0
0
0
0
0
0
0
0
0
0
0
0
0
0
0
0
0
0
0
0
0
0
0
0
0
0
0
0
0
0
0
0
0
0
0
0
0
0
0
0
0
0
0
0
0
0
0
0
0
0
0
0
0
0
0
0
0
0
0
0
0
0
0
0
0
0
0
0
0
0
0
0
0
0
0
0
0
0
0
0
0
0
0
0
0
0
0
0
0
0
0
0
0
0
0
0
0
0
0
0
0
0
0
0
0
0
0
0
0
0
0
0
0
0
0
0
0
0
0
0
0
0
0
0
0
0
0
0
0
0
0
0
0
0
0
0
0
0
0
0
0
0
0
0
0
0
0
0
0
0
0
0
0
0
0
0
0
0
0
0
0
0
0
0
0
0
0
0
0
0
0
0
0
0
0
0
0
0
0
0
0
0
0
0
0
0
0
0
0
0
0
0
0
0
0
0
0
0
0
0
0
0
0
0
0
0
0
0
0
0
0
0
0
0
0
0
0
0
0
0
0
0
0
0
0
0
0
0
0
0
0
0
0
0
0
0
0
0
0
0
0
0
0
0
0
0
0
0
0
0
0
0
0
0
0
0
0
0
0
0
0
0
0
0
0
0
0
0
0
0
0
0
0
0
0
0
0
0
0
0
0
0
0
0
0
0
0
0
0
0
0
0
0
0
0
0
0
0
0
0
0
0
0
0
0
0
0
0
0
0
0
0
0
0
0
0
0
0
0
0
0
0
0
0
0
0
0
0
0
0
0
0
0
0
0
0
0
0
0
0
0
0
0
0
0
0
0
0
0
0
0
0
0
0
0
0
0
0
0
0
0
0
0
0
0
0
0
0
0
0
0
0
0
0
0
0
0
0
0
0
0
0
0
0
0
0
0
0
0
0
0
0
0
0
0
0
0
0
0
0
0
0
0
0
0
0
0
0
0
0
0
0
0
0
0
0
0
0
0
0
0
0
0
0
0
0
0
0
0
0
0
0
0
0
0
0
0
0
0
0
0
0
0
0
0
0
0
0
0
0
0
0
0
0
0
0
0
0
0
0
0
0
0
0
0
0
0
0
0
0
0
0
0
0
0
0
0
0
0
0
0
0
0
0
0
0
0
0
0
0
0
0
0
0
0
0
0
0
0
0
0
0
0
0
0
0
0
0
0
0
0
0
0
0
0
0
0
0
0
0
0
0
0
0
0
0
0
0
0
0
0
0
0
0
0
0
0
0
0
0
0
0
0
0
0
0
0
0
0
0
0
0
0
0
0
0
0
0
0
0
0
0
0
0
0
0
0
0
0
0
0
0
0
0
0
0
0
0
0
0
0
0
0
0
0
0
0
0
0
0
0
0
0
0
0
0
0
0
0
0
0
0
0
0
0
0
0
0
0
0
0
0
0
0
0
0
0
0
0
0
0
0
0
0
0
0
0
0
0
0
0
0
0
0
0
0
0
0
0
0
0
0
0
0
0
0
0
0
0
0
0
0
0
0
0
0
0
0
0
0
0
0
0
0
0
0
0
0
0
0
0
0
0
0
0
0
0
0
0
0
0
0
0
0
0
0
0
0
0
0
0
0
0
0
0
0
0
0
0
0
0
0
0
0
0
0
0
0
0
0
0
0
0
0
0
0
0
0
0
0
0
0
0
0
0
0
0
0
0
0
0
0
0
0
0
0
0
0
0
0
0
0
0
0
0
0
0
0
0
0
0
0
0
0
0
0
0
0
0
0
0
0
0
0
0
0
0
0
0
0
0
0
0
0
0
0
0
0
0
0
0
0
0
0
0
0
0
0
0
0
0
0
0
0
0
0
0
0
0
0
0
0
0
0
0
0
0
0
0
0
0
0
0
0
0
0
0
0
0
0
0
0
0
0
0
0
0
0
0
0
0
0
0
0
0
0
0
0
0
0
0
0
0
0
0
0
0
0
0
0
0
0
0
0
0
0
0
0
0
0
0
0
0
0
0
0
0
0
0
0
0
0
0
0
0
0
0
0
0
0
0
0
0
0
0
0
0
0
0
0
0
0
0
0
0
0
0
0
0
0
0
0
0
0
0
0
0
0
0
0
0
0
0
0
0
0
0
0
0
0
0
0
0
0
0
0
0
0
0
0
0
0
0
0
0
0
0
0
0
0
0
0
0
0
0
0
0
0
0
0
0
0
0
0
0
0
0
0
0
0
0
0
0
0
0
0
0
0
0
0
0
0
0
0
0
0
0
0
0
0
0
0
0
0
0
0
0
0
0
0
0
0
0
0
0
0
0
0
0
0
0
0
0
0
0
0
0
0
0
0
0
0
0
0
0
0
0
0
0
0
0
0
0
0
0
0
0
0
0
0
0
0
0
0
0
0
0
0
0
0
0
0
0
0
0
0
0
0
0
0
0
0
0
0
0
0
0
0
0
0
0
0
0
0
0
0
0
0
0
0
0
0
0
0
0
0
0
0
0
0
0
0
0
0
0
0
0
0
0
0
0
0
0
0
0
0
0
0
0
0
0
0
0
0
0
0
0
0
0
0
0
0
0
0
0
0
0
0
0
0
0
0
0
0
0
0
0
0
0
0
0
0
0
0
0
0
0
0
0
0
0
0
0
0
0
0
0
0
0
0
0
0
0
0
0
0
0
0
0
0
0
0
0
0
0
0
0
0
0
0
0
0
0
0
0
0
0
0
0
0
0
0
0
0
0
0
0
0
0
0
0
0
0
0
0
0
0
0
0
0
0
0
0
0
0
0
0
0
0
0
0
0
0
0
0
0
0
0
0
0
0
0
0
0
0
0
0
0
0
0
0
0
0
0
0
0
0
0
0
0
0
0
0
0
0
0
0
0
0
0
0
0
0
0
0
0
0
0
0
0
0
0
0
0
0
0
0
0
0
0
0
0
0
0
0
0
0
0
0
0
0
0
0
0
0
0
0
0
0
0
0
0
0
0
0
0
0
0
0
0
0
0
0
0
0
0
0
0
0
0
0
0
0
0
0
0
0
0
0
0
0
0
0
0
0
0
0
0
0
0
0
0
0
0
0
0
0
0
0
0
0
0
0
0
0
0
0
0
0
0
0
0
0
0
0
0
0
0
0
0
0
0
0
0
0
0
0
0
0
0
0
0
0
0
0
0
0
0
0
0
0
0
0
0
0
0
0
0
0
0
0
0
0
0
0
0
0
0
0
0
0
0
0
0
0
0
0
0
0
0
0
0
0
0
0
0
0
0
0
0
0
0
0
0
0
0
0
0
0
0
0
0
0
0
0
0
0
0
0
0
0
0
0
0
0
0
0
0
0
0
0
0
0
0
0
0
0
0
0
0
0
0
0
0
0
0
0
0
0
0
0
0
0
0
0
0
0
0
0
0
0
0
0
0
0
0
0
0
0
0
0
0
0
0
0
0
0
0
0
0
0
0
0
0
0
0
0
0
0
0
0
0
0
0
0
0
0
0
0
0
0
0
0
0
0
0
0
0
0
0
0
0
0
0
0
0
0
0
0
0
0
0
0
0
0
0
0
0
0
0
0
0
0
0
0
0
0
0
0
0
0
0
0
0
0
0
0
0
0
0
0
0
0
0
0
0
0
0
0
0
0
0
0
0
0
0
0
0
0
0
0
0
0
0
0
0
0
0
0
0
0
0
0
0
0
0
0
0
0
0
0
0
0
0
0
0
0
0
0
0
0
0
0
0
0
0
0
0
0
0
0
0
0
0
0
0
0
0
0
0
0
0
0
0
0
0
0
0
0
0
0
0
0
0
0
0
0
0
0
0
0
0
0
0
0
0
0
0
0
0
0
0
0
0
0
0
0
0
0
0
0
0
0
0
0
0
0
0
0
0
0
0
0
0
0
0
0
0
0
0
0
0
0
0
0
0
0
0
0
0
0
0
0
0
0
0
0
0
0
0
0
0
0
0
0
0
0
0
0
0
0
0
0
0
0
0
0
0
0
0
0
0
0
0
0
0
0
0
0
0
0
0
0
0
0
0
0
0
0
0
0
0
0
0
0
0
0
0
0
0
0
0
0
0
0
0
0
0
0
0
0
0
0
0
0
0
0
0
0
0
0
0
0
0
0
0
0
0
0
0
0
0
0
0
0
0
0
0
0
0
0
0
0
0
0
0
0
0
0
0
0
0
0
0
0
0
0
0
0
0
0
0
0
0
0
0
0
0
0
0
0
0
0
0
0
0
0
0
0
0
0
0
0
0
0
0
0
0
0
0
0
0
0
0
0
0
0
0
0
0
0
0
0
0
0
0
0
0
0
0
0
0
0
0
0
0
0
0
0
0
0
0
0
0
0
0
0
0
0
0
0
0
0
0
0
0
0
0
0
0
0
0
0
0
0
0
0
0
0
0
0
0
0
0
0
0
0
0
0
0
0
0
0
0
0
0
0
0
0
0
0
0
0
0
0
0
0
0
0
0
0
0
0
0
0
0
0
0
0
0
0
0
0
0
0
0
0
0
0
0
0
0
0
0
0
0
0
0
0
0
0
0
0
0
0
0
0
0
0
0
0
0
0
0
0
0
0
0
0
0
0
0
0
0
0
0
0
0
0
0
0
0
0
0
0
0
0
0
0
0
0
0
0
0
0
0
0
0
0
0
0
0
0
0
0
0
0
0
0
0
0
0
0
0
0
0
0
0
0
0
0
0
0
0
0
0
0
0
0
0
0
0
0
0
0
0
0
0
0
0
0
0
0
0
0
0
0
0
0
0
0
0
0
0
0
0
0
0
0
0
0
0
0
0
0
0
0
0
0
0
0
0
0
0
0
0
0
0
0
0
0
0
0
0
0
0
0
0
0
0
0
0
0
0
0
0
0
0
0
0
0
0
0
0
0
0
0
0
0
0
0
0
0
0
0
0
0
0
0
0
0
0
0
0
0
0
0
0
0
0
0
0
0
0
0
0
0
0
0
0
0
0
0
0
0
0
0
0
0
0
0
0
0
0
0
0
0
0
0
0
0
0
0
0
0
0
0
0
0
0
0
0
0
0
0
0
0
0
0
0
0
0
0
0
0
0
0
0
0
0
0
0
0
0
0
0
0
0
0
0
0
0
0
0
0
0
0
0
0
0
0
0
0
0
0
0
0
0
0
0
0
0
0
0
0
0
0
0
0
0
0
0
0
0
0
0
0
0
0
0
0
0
0
0
0
0
0
0
0
0
0
0
0
0
0
0
0
0
0
0
0
0
0
0
0
0
0
0
0
0
0
0
0
0
0
0
0
0
0
0
0
0
0
0
0
0
0
0
0
0
0
0
0
0
0
0
0
0
0
0
0
0
0
0
0
0
0
0
0
0
0
0
0
0
0
0
0
0
0
0
0
0
0
0
0
0
0
0
0
0
0
0
0
0
0
0
0
0
0
0
0
0
0
0
0
0
0
0
0
0
0
0
0
0
0
0
0
0
0
0
0
0
0
0
0
0
0
0
0
0
0
0
0
0
0
0
0
0
0
0
0
0
0
0
0
0
0
0
0
0
0
0
0
0
0
0
0
0
0
0
0
0
0
0
0
0
0
0
0
0
0
0
0
0
0
0
0
0
0
0
0
0
0
0
0
0
0
0
0
0
0
0
0
0
0
0
0
0
0
0
0
0
0
0
0
0
0
0
0
0
0
0
0
0
0
0
0
0
0
0
0
0
0
0
0
0
0
0
0
0
0
0
0
0
0
0
0
0
0
0
0
0
0
0
0
0
0
0
0
0
0
0
0
0
0
0
0
0
0
0
0
0
0
0
0
0
0
0
0
0
0
0
0
0
0
0
0
0
0
0
0
0
0
0
0
0
0
0
0
0
0
0
0
0
0
0
0
0
0
0
0
0
0
0
0
0
0
0
0
0
0
0
0
0
0
0
0
0
0
0
0
0
0
0
0
0
0
0
0
0
0
0
0
0
0
0
0
0
0
0
0
0
0
0
0
0
0
0
0
0
0
0
0
0
0
0
0
0
0
0
0
0
0
0
0
0
0
0
0
0
0
0
0
0
0
0
0
0
0
0
0
0
0
0
0
0
0
0
0
0
0
0
0
0
0
0
0
0
0
0
0
0
0
0
0
0
0
0
0
0
0
0
0
0
0
0
0
0
0
0
0
0
0
0
0
0
0
0
0
0
0
0
0
0
0
0
0
0
0
0
0
0
0
0
0
0
0
0
0
0
0
0
0
0
0
0
0
0
0
0
0
0
0
0
0
0
0
0
0
0
0
0
0
0
0
0
0
0
0
0
0
0
0
0
0
0
0
0
0
0
0
0
0
0
0
0
0
0
0
0
0
0
0
0
0
0
0
0
0
0
0
0
0
0
0
0
0
0
0
0
0
0
0
0
0
0
0
0
0
0
0
0
0
0
0
0
0
0
0
0
0
0
0
0
0
0
0
0
0
0
0
0
0
0
0
0
0
0
0
0
0
0
0
0
0
0
0
0
0
0
0
0
0
0
0
0
0
0
0
0
0
0
0
0
0
0
0
0
0
0
0
0
0
0
0
0
0
0
0
0
0
0
0
0
0
0
0
0
0
0
0
0
0
0
0
0
0
0
0
0
0
0
0
0
0
0
0
0
0
0
0
0
0
0
0
0
0
0
0
0
0
0
0
0
0
0
0
0
0
0
0
0
0
0
0
0
0
0
0
0
0
0
0
0
0
0
0
0
0
0
0
0
0
0
0
0
0
0
0
0
0
0
0
0
0
0
0
0
0
0
0
0
0
0
0
0
0
0
0
0
0
0
0
0
0
0
0
0
0
0
0
0
0
0
0
0
0
0
0
0
0
0
0
0
0
0
0
0
0
0
0
0
0
0
0
0
0
0
0
0
0
0
0
0
0
0
0
0
0
0
0
0
0
0
0
0
0
0
0
0
0
0
0
0
0
0
0
0
0
0
0
0
0
0
0
0
0
0
0
0
0
0
0
0
0
0
0
0
0
0
0
0
0
0
0
0
0
0
0
0
0
0
0
0
0
0
0
0
0
0
0
0
0
0
0
0
0
0
0
0
0
0
0
0
0
0
0
0
0
0
0
0
0
0
0
0
0
0
0
0
0
0
0
0
0
0
0
0
0
0
0
0
0
0
0
0
0
0
0
0
0
0
0
0
0
0
0
0
0
0
0
0
0
0
0
0
0
0
0
0
0
0
0
0
0
0
0
0
0
0
0
0
0
0
0
0
0
0
0
0
0
0
0
0
0
0
0
0
0
0
0
0
0
0
0
0
0
0
0
0
0
0
0
0
0
0
0
0
0
0
0
0
0
0
0
0
0
0
0
0
0
0
0
0
0
0
0
0
0
0
0
0
0
0
0
0
0
0
0
0
0
0
0
0
0
0
0
0
0
0
0
0
0
0
0
0
0
0
0
0
0
0
0
0
0
0
0
0
0
0
0
0
0
0
0
0
0
0
0
0
0
0
0
0
0
0
0
0
0
0
0
0
0
0
0
0
0
0
0
0
0
0
0
0
0
0
0
0
0
0
0
0
0
0
0
0
0
0
0
0
0
0
0
0
0
0
0
0
0
0
0
0
0
0
0
0
0
0
0
0
0
0
0
0
0
0
0
0
0
0
0
0
0
0
0
0
0
0
0
0
0
0
0
0
0
0
0
0
0
0
0
0
0
0
0
0
0
0
0
0
0
0
0
0
0
0
0
0
0
0
0
0
0
0
0
0
0
0
0
0
0
0
0
0
0
0
0
0
0
0
0
0
0
0
0
0
0
0
0
0
0
0
0
0
0
0
0
0
0
0
0
0
0
0
0
0
0
0
0
0
0
0
0
0
0
0
0
0
0
0
0
0
0
0
0
0
0
0
0
0
0
0
0
0
0
0
0
0
0
0
0
0
0
0
0
0
0
0
0
0
0
0
0
0
0
0
0
0
0
0
0
0
0
0
0
0
0
0
0
0
0
0
0
0
0
0
0
0
0
0
0
0
0
0
0
0
0
0
0
0
0
0
0
0
0
0
0
0
0
0
0
0
0
0
0
0
0
0
0
0
0
0
0
0
0
0
0
0
0
0
0
0
0
0
0
0
0
0
0
0
0
0
0
0
0
0
0
0
0
0
0
0
0
0
0
0
0
0
0
0
0
0
0
0
0
0
0
0
0
0
0
0
0
0
0
0
0
0
0
0
0
0
0
0
0
0
0
0
0
0
0
0
0
0
0
0
0
0
0
0
0
0
0
0
0
0
0
0
0
0
0
0
0
0
0
0
0
0
0
0
0
0
0
0
0
0
0
0
0
0
0
0
0
0
0
0
0
0
0
0
0
0
0
0
0
0
0
0
0
0
0
0
0
0
0
0
0
0
0
0
0
0
0
0
0
0
0
0
0
0
0
0
0
0
0
0
0
0
0
0
0
0
0
0
0
0
0
0
0
0
0
0
0
0
0
0
0
0
0
0
0
0
0
0
0
0
0
0
0
0
0
0
0
0
0
0
0
0
0
0
0
0
0
0
0
0
0
0
0
0
0
0
0
0
0
0
0
0
0
0
0
0
0
0
0
0
0
0
0
0
0
0
0
0
0
0
0
0
0
0
0
0
0
0
0
0
0
0
0
0
0
0
0
0
0
0
0
0
0
0
0
0
0
0
0
0
0
0
0
0
0
0
0
0
0
0
0
0
0
0
0
0
0
0
0
0
0
0
0
0
0
0
0
0
0
0
0
0
0
0
0
0
0
0
0
0
0
0
0
0
0
0
0
0
0
0
0
0
0
0
0
0
0
0
0
0
0
0
0
0
0
0
0
0
0
0
0
0
0
0
0
0
0
0
0
0
0
0
0
0
0
0
0
0
0
0
0
0
0
0
0
0
0
0
0
0
0
0
0
0
0
0
0
0
0
0
0
0
0
0
0
0
0
0
0
0
0
0
0
0
0
0
0
0
0
0
0
0
0
0
0
0
0
0
0
0
0
0
0
0
0
0
0
0
0
0
0
0
0
0
0
0
0
0
0
0
0
0
0
0
0
0
0
0
0
0
0
0
0
0
0
0
0
0
0
0
0
0
0
0
0
0
0
0
0
0
0
0
0
0
0
0
0
0
0
0
0
0
0
0
0
0
0
0
0
0
0
0
0
0
0
0
0
0
0
0
0
0
0
0
0
0
0
0
0
0
0
0
0
0
0
0
0
0
0
0
0
0
0
0
0
0
0
0
0
0
0
0
0
0
0
0
0
0
0
0
0
0
0
0
0
0
0
0
0
0
0
0
0
0
0
0
0
0
0
0
0
0
0
0
0
0
0
0
0
0
0
0
0
0
0
0
0
0
0
0
0
0
0
0
0
0
0
0
0
0
0
0
0
0
0
0
0
0
0
0
0
0
0
0
0
0
0
0
0
0
0
0
0
0
0
0
0
0
0
0
0
0
0
0
0
0
0
0
0
0
0
0
0
0
0
0
0
0
0
0
0
0
0
0
0
0
0
0
0
0
0
0
0
0
0
0
0
0
0
0
0
0
0
0
0
0
0
0
0
0
0
0
0
0
0
0
0
0
0
0
0
0
0
0
0
0
0
0
0
0
0
0
0
0
0
0
0
0
0
0
0
0
0
0
0
0
0
0
0
0
0
0
0
0
0
0
0
0
0
0
0
0
0
0
0
0
0
0
0
0
0
0
0
0
0
0
0
0
0
0
0
0
0
0
0
0
0
0
0
0
0
0
0
0
0
0
0
0
0
0
0
0
0
0
0
0
0
0
0
0
0
0
0
0
0
0
0
0
0
0
0
0
0
0
0
0
0
0
0
0
0
0
0
0
0
0
0
0
0
0
0
0
0
0
0
0
0
0
0
0
0
0
0
0
0
0
0
0
0
0
0
0
0
0
0
0
0
0
0
0
0
0
0
0
0
0
0
0
0
0
0
0
0
0
0
0
0
0
0
0
0
0
0
0
0
0
0
0
0
0
0
0
0
0
0
0
0
0
0
0
0
0
0
0
0
0
0
0
0
0
0
0
0
0
0
0
0
0
0
0
0
0
0
0
0
0
0
0
0
0
0
0
0
0
0
0
0
0
0
0
0
0
0
0
0
0
0
0
0
0
0
0
0
0
0
0
0
0
0
0
0
0
0
0
0
0
0
0
0
0
0
0
0
0
0
0
0
0
0
0
0
0
0
0
0
0
0
0
0
0
0
0
0
0
0
0
0
0
0
0
0
0
0
0
0
0
0
0
0
0
0
0
0
0
0
0
0
0
0
0
0
0
0
0
0
0
0
0
0
0
0
0
0
0
0
0
0
0
0
0
0
0
0
0
0
0
0
0
0
0
0
0
0
0
0
0
0
0
0
0
0
0
0
0
0
0
0
0
0
0
0
0
0
0
0
0
0
0
0
0
0
0
0
0
0
0
0
0
0
0
0
0
0
0
0
0
0
0
0
0
0
0
0
0
0
0
0
0
0
0
0
0
0
0
0
0
0
0
0
0
0
0
0
0
0
0
0
0
0
0
0
0
0
0
0
0
0
0
0
0
0
0
0
0
0
0
0
0
0
0
0
0
0
0
0
0
0
0
0
0
0
0
0
0
0
0
0
0
0
0
0
0
0
0
0
0
0
0
0
0
0
0
0
0
0
0
0
0
0
0
0
0
0
0
0
0
0
0
0
0
0
0
0
0
0
0
0
0
0
0
0
0
0
0
0
0
0
0
0
0
0
0
0
0
0
0
0
0
0
0
0
0
0
0
0
0
0
0
0
0
0
0
0
0
0
0
0
0
0
0
0
0
0
0
0
0
0
0
0
0
0
0
0
0
0
0
0
0
0
0
0
0
0
0
0
0
0
0
0
0
0
0
0
0
0
0
0
0
0
0
0
0
0
0
0
0
0
0
0
0
0
0
0
0
0
0
0
0
0
0
0
0
0
0
0
0
0
0
0
0
0
0
0
0
0
0
0
0
0
0
0
0
0
0
0
0
0
0
0
0
0
0
0
0
0
0
0
0
0
0
0
0
0
0
0
0
0
0
0
0
0
0
0
0
0
0
0
0
0
0
0
0
0
0
0
0
0
0
0
0
0
0
0
0
0
0
0
0
0
0
0
0
0
0
0
0
0
0
0
0
0
0
0
0
0
0
0
0
0
0
0
0
0
0
0
0
0
0
0
0
0
0
0
0
0
0
0
0
0
0
0
0
0
0
0
0
0
0
0
0
0
0
0
0
0
0
0
0
0
0
0
0
0
0
0
0
0
0
0
0
0
0
0
0
0
0
0
0
0
0
0
0
0
0
0
0
0
0
0
0
0
0
0
0
0
0
0
0
0
0
0
0
0
0
0
0
0
0
0
0
0
0
0
0
0
0
0
0
0
0
0
0
0
0
0
0
0
0
0
0
0
0
0
0
0
0
0
0
0
0
0
0
0
0
0
0
0
0
0
0
0
0
0
0
0
0
0
0
0
0
0
0
0
0
0
0
0
0
0
0
0
0
0
0
0
0
0
0
0
0
0
0
0
0
0
0
0
0
0
0
0
0
0
0
0
0
0
0
0
0
0
0
0
0
0
0
0
0
0
0
0
0
0
0
0
0
0
0
0
0
0
0
0
0
0
0
0
0
0
0
0
0
0
0
0
0
0
0
0
0
0
0
0
0
0
0
0
0
0
0
0
0
0
0
0
0
0
0
0
0
0
0
0
0
0
0
0
0
0
0
0
0
0
0
0
0
0
0
0
0
0
0
0
0
0
0
0
0
0
0
0
0
0
0
0
0
0
0
0
0
0
0
0
0
0
0
0
0
0
0
0
0
0
0
0
0
0
0
0
0
0
0
0
0
0
0
0
0
0
0
0
0
0
0
0
0
0
0
0
0
0
0
0
0
0
0
0
0
0
0
0
0
0
0
0
0
0
0
0
0
0
0
0
0
0
0
0
0
0
0
0
0
0
0
0
0
0
0
0
0
0
0
0
0
0
0
0
0
0
0
0
0
0
0
0
0
0
0
0
0
0
0
0
0
0
0
0
0
0
0
0
0
0
0
0
0
0
0
0
0
0
0
0
0
0
0
0
0
0
0
0
0
0
0
0
0
0
0
0
0
0
0
0
0
0
0
0
0
0
0
0
0
0
0
0
0
0
0
0
0
0
0
0
0
0
0
0
0
0
0
0
0
0
0
0
0
0
0
0
0
0
0
0
0
0
0
0
0
0
0
0
0
0
0
0
0
0
0
0
0
0
0
0
0
0
0
0
0
0
0
0
0
0
0
0
0
0
0
0
0
0
0
0
0
0
0
0
0
0
0
0
0
0
0
0
0
0
0
0
0
0
0
0
0
0
0
0
0
0
0
0
0
0
0
0
0
0
0
0
0
0
0
0
0
0
0
0
0
0
0
0
0
0
0
0
0
0
0
0
0
0
0
0
0
0
0
0
0
0
0
0
0
0
0
0
0
0
0
0
0
0
0
0
0
0
0
0
0
0
0
0
0
0
0
0
0
0
0
0
0
0
0
0
0
0
0
0
0
0
0
0
0
0
0
0
0
0
0
0
0
0
0
0
0
0
0
0
0
0
0
0
0
0
0
0
0
0
0
0
0
0
0
0
0
0
0
0
0
0
0
0
0
0
0
0
0
0
0
0
0
0
0
0
0
0
0
0
0
0
0
0
0
0
0
0
0
0
0
0
0
0
0
0
0
0
0
0
0
0
0
0
0
0
0
0
0
0
0
0
0
0
0
0
0
0
0
0
0
0
0
0
0
0
0
0
0
0
0
0
0
0
0
0
0
0
0
0
0
0
0
0
0
0
0
0
0
0
0
0
0
0
0
0
0
0
0
0
0
0
0
0
0
0
0
0
0
0
0
0
0
0
0
0
0
0
0
0
0
0
0
0
0
0
0
0
0
0
0
0
0
0
0
0
0
0
0
0
0
0
0
0
0
0
0
0
0
0
0
0
0
0
0
0
0
0
0
0
0
0
0
0
0
0
0
0
0
0
0
0
0
0
0
0
0
0
0
0
0
0
0
0
0
0
0
0
0
0
0
0
0
0
0
0
0
0
0
0
0
0
0
0
0
0
0
0
0
0
0
0
0
0
0
0
0
0
0
0
0
0
0
0
0
0
0
0
0
0
0
0
0
0
0
0
0
0
0
0
0
0
0
0
0
0
0
0
0
0
0
0
0
0
0
0
0
0
0
0
0
0
0
0
0
0
0
0
0
0
0
0
0
0
0
0
0
0
0
0
0
0
0
0
0
0
0
0
0
0
0
0
0
0
0
0
0
0
0
0
0
0
0
0
0
0
0
0
0
0
0
0
0
0
0
0
0
0
0
0
0
0
0
0
0
0
0
0
0
0
0
0
0
0
0
0
0
0
0
0
0
0
0
0
0
0
0
0
0
0
0
0
0
0
0
0
0
0
0
0
0
0
0
0
0
0
0
0
0
0
0
0
0
0
0
0
0
0
0
0
0
0
0
0
0
0
0
0
0
0
0
0
0
0
0
0
0
0
0
0
0
0
0
0
0
0
0
0
0
0
0
0
0
0
0
0
0
0
0
0
0
0
0
0
0
0
0
0
0
0
0
0
0
0
0
0
0
0
0
0
0
0
0
0
0
0
0
0
0
0
0
0
0
0
0
0
0
0
0
0
0
0
0
0
0
0
0
0
0
0
0
0
0
0
0
0
0
0
0
0
0
0
0
0
0
0
0
0
0
0
0
0
0
0
0
0
0
0
0
0
0
0
0
0
0
0
0
0
0
0
0
0
0
0
0
0
0
0
0
0
0
0
0
0
0
0
0
0
0
0
0
0
0
0
0
0
0
0
0
0
0
0
0
0
0
0
0
0
0
0
0
0
0
0
0
0
0
0
0
0
0
0
0
0
0
0
0
0
0
0
0
0
0
0
0
0
0
0
0
0
0
0
0
0
0
0
0
0
0
0
0
0
0
0
0
0
0
0
0
0
0
0
0
0
0
0
0
0
0
0
0
0
0
0
0
0
0
0
0
0
0
0
0
0
0
0
0
0
0
0
0
0
0
0
0
0
0
0
0
0
0
0
0
0
0
0
0
0
0
0
0
0
0
0
0
0
0
0
0
0
0
0
0
0
0
0
0
0
0
0
0
0
0
0
0
0
0
0
0
0
0
0
0
0
0
0
0
0
0
0
0
0
0
0
0
0
0
0
0
0
0
0
0
0
0
0
0
0
0
0
0
0
0
0
0
0
0
0
0
0
0
0
0
0
0
0
0
0
0
0
0
0
0
0
0
0
0
0
0
0
0
0
0
0
0
0
0
0
0
0
0
0
0
0
0
0
0
0
0
0
0
0
0
0
0
0
0
0
0
0
0
0
0
0
0
0
0
0
0
0
0
0
0
0
0
0
0
0
0
0
0
0
0
0
0
0
0
0
0
0
0
0
0
0
0
0
0
0
0
0
0
0
0
0
0
0
0
0
0
0
0
0
0
0
0
0
0
0
0
0
0
0
0
0
0
0
0
0
0
0
0
0
0
0
0
0
0
0
0
0
0
0
0
0
0
0
0
0
0
0
0
0
0
0
0
0
0
0
0
0
0
0
0
0
0
0
0
0
0
0
0
0
0
0
0
0
0
0
0
0
0
0
0
0
0
0
0
0
0
0
0
0
0
0
0
0
0
0
0
0
0
0
0
0
0
0
0
0
0
0
0
0
0
0
0
0
0
0
0
0
0
0
0
0
0
0
0
0
0
0
0
0
0
0
0
0
0
0
0
0
0
0
0
0
0
0
0
0
0
0
0
0
0
0
0
0
0
0
0
0
0
0
0
0
0
0
0
0
0
0
0
0
0
0
0
0
0
0
0
0
0
0
0
0
0
0
0
0
0
0
0
0
0
0
0
0
0
0
0
0
0
0
0
0
0
0
0
0
0
0
0
0
0
0
0
0
0
0
0
0
0
0
0
0
0
0
0
0
0
0
0
0
0
0
0
0
0
0
0
0
0
0
0
0
0
0
0
0
0
0
0
0
0
0
0
0
0
0
0
0
0
0
0
0
0
0
0
0
0
0
0
0
0
0
0
0
0
0
0
0
0
0
0
0
0
0
0
0
0
0
0
0
0
0
0
0
0
0
0
0
0
0
0
0
0
0
0
0
0
0
0
0
0
0
0
0
0
0
0
0
0
0
0
0
0
0
0
0
0
0
0
0
0
0
0
0
0
0
0
0
0
0
0
0
0
0
0
0
0
0
0
0
0
0
0
0
0
0
0
0
0
0
0
0
0
0
0
0
0
0
0
0
0
0
0
0
0
0
0
0
0
0
0
0
0
0
0
0
0
0
0
0
0
0
0
0
0
0
0
0
0
0
0
0
0
0
0
0
0
0
0
0
0
0
0
0
0
0
0
0
0
0
0
0
0
0
0
0
0
0
0
0
0
0
0
0
0
0
0
0
0
0
0
0
0
0
0
0
0
0
0
0
0
0
0
0
0
0
0
0
0
0
0
0
0
0
0
0
0
0
0
0
0
0
0
0
0
0
0
0
0
0
0
0
0
0
0
0
0
0
0
0
0
0
0
0
0
0
0
0
0
0
0
0
0
0
0
0
0
0
0
0
0
0
0
0
0
0
0
0
0
0
0
0
0
0
0
0
0
0
0
0
0
0
0
0
0
0
0
0
0
0
0
0
0
0
0
0
0
0
0
0
0
0
0
0
0
0
0
0
0
0
0
0
0
0
0
0
0
0
0
0
0
0
0
0
0
0
0
0
0
0
0
0
0
0
0
0
0
0
0
0
0
0
0
0
0
0
0
0
0
0
0
0
0
0
0
0
0
0
0
0
0
0
0
0
0
0
0
0
0
0
0
0
0
0
0
0
0
0
0
0
0
0
0
0
0
0
0
0
0
0
0
0
0
0
0
0
0
0
0
0
0
0
0
0
0
0
0
0
0
0
0
0
0
0
0
0
0
0
0
0
0
0
0
0
0
0
0
0
0
0
0
0
0
0
0
0
0
0
0
0
0
0
0
0
0
0
0
0
0
0
0
0
0
0
0
0
0
0
0
0
0
0
0
0
0
0
0
0
0
0
0
0
0
0
0
0
0
0
0
0
0
0
0
0
0
0
0
0
0
0
0
0
0
0
0
0
0
0
0
0
0
0
0
0
0
0
0
0
0
0
0
0
0
0
0
0
0
0
0
0
0
0
0
0
0
0
0
0
0
0
0
0
0
0
0
0
0
0
0
0
0
0
0
0
0
0
0
0
0
0
0
0
0
0
0
0
0
0
0
0
0
0
0
0
0
0
0
0
0
0
0
0
0
0
0
0
0
0
0
0
0
0
0
0
0
0
0
0
0
0
0
0
0
0
0
0
0
0
0
0
0
0
0
0
0
0
0
0
0
0
0
0
0
0
0
0
0
0
0
0
0
0
0
0
0
0
0
0
0
0
0
0
0
0
0
0
0
0
0
0
0
0
0
0
0
0
0
0
0
0
0
0
0
0
0
0
0
0
0
0
0
0
0
0
0
0
0
0
0
0
0
0
0
0
0
0
0
0
0
0
0
0
0
0
0
0
0
0
0
0
0
0
0
0
0
0
0
0
0
0
0
0
0
0
0
0
0
0
0
0
0
0
0
0
0
0
0
0
0
0
0
0
0
0
0
0
0
0
0
0
0
0
0
0
0
0
0
0
0
0
0
0
0
0
0
0
0
0
0
0
0
0
0
0
0
0
0
0
0
0
0
0
0
0
0
0
0
0
0
0
0
0
0
0
0
0
0
0
0
0
0
0
0
0
0
0
0
0
0
0
0
0
0
0
0
0
0
0
0
0
0
0
0
0
0
0
0
0
0
0
0
0
0
0
0
0
0
0
0
0
0
0
0
0
0
0
0
0
0
0
0
0
0
0
0
0
0
0
0
0
0
0
0
0
0
0
0
0
0
0
0
0
0
0
0
0
0
0
0
0
0
0
0
0
0
0
0
0
0
0
0
0
0
0
0
0
0
0
0
0
0
0
0
0
0
0
0
0
0
0
0
0
0
0
0
0
0
0
0
0
0
0
0
0
0
0
0
0
0
0
0
0
0
0
0
0
0
0
0
0
0
0
0
0
0
0
0
0
0
0
0
0
0
0
0
0
0
0
0
0
0
0
0
0
0
0
0
0
0
0
0
0
0
0
0
0
0
0
0
0
0
0
0
0
0
0
0
0
0
0
0
0
0
0
0
0
0
0
0
0
0
0
0
0
0
0
0
0
0
0
0
0
0
0
0
0
0
0
0
0
0
0
0
0
0
0
0
0
0
0
0
0
0
0
0
0
0
0
0
0
0
0
0
0
0
0
0
0
0
0
0
0
0
0
0
0
0
0
0
0
0
0
0
0
0
0
0
0
0
0
0
0
0
0
0
0
0
0
0
0
0
0
0
0
0
0
0
0
0
0
0
0
0
0
0
0
0
0
0
0
0
0
0
0
0
0
0
0
0
0
0
0
0
0
0
0
0
0
0
0
0
0
0
0
0
0
0
0
0
0
0
0
0
0
0
0
0
0
0
0
0
0
0
0
0
0
0
0
0
0
0
0
0
0
0
0
0
0
0
0
0
0
0
0
0
0
0
0
0
0
0
0
0
0
0
0
0
0
0
0
0
0
0
0
0
0
0
0
0
0
0
0
0
0
0
0
0
0
0
0
0
0
0
0
0
0
0
0
0
0
0
0
0
0
0
0
0
0
0
0
0
0
0
0
0
0
0
0
0
0
0
0
0
0
0
0
0
0
0
0
0
0
0
0
0
0
0
0
0
0
0
0
0
0
0
0
0
0
0
0
0
0
0
0
0
0
0
0
0
0
0
0
0
0
0
0
0
0
0
0
0
0
0
0
0
0
0
0
0
0
0
0
0
0
0
0
0
0
0
0
0
0
0
0
0
0
0
0
0
0
0
0
0
0
0
0
0
0
0
0
0
0
0
0
0
0
0
0
0
0
0
0
0
0
0
0
0
0
0
0
0
0
0
0
0
0
0
0
0
0
0
0
0
0
0
0
0
0
0
0
0
0
0
0
0
0
0
0
0
0
0
0
0
0
0
0
0
0
0
0
0
0
0
0
0
0
0
0
0
0
0
0
0
0
0
0
0
0
0
0
0
0
0
0
0
0
0
0
0
0
0
0
0
0
0
0
0
0
0
0
0
0
0
0
0
0
0
0
0
0
0
0
0
0
0
0
0
0
0
0
0
0
0
0
0
0
0
0
0
0
0
0
0
0
0
0
0
0
0
0
0
0
0
0
0
0
0
0
0
0
0
0
0
0
0
0
0
0
0
0
0
0
0
0
0
0
0
0
0
0
0
0
0
0
0
0
0
0
0
0
0
0
0
0
0
0
0
0
0
0
0
0
0
0
0
0
0
0
0
0
0
0
0
0
0
0
0
0
0
0
0
0
0
0
0
0
0
0
0
0
0
0
0
0
0
0
0
0
0
0
0
0
0
0
0
0
0
0
0
0
0
0
0
0
0
0
0
0
0
0
0
0
0
0
0
0
0
0
0
0
0
0
0
0
0
0
0
0
0
0
0
0
0
0
0
0
0
0
0
0
0
0
0
0
0
0
0
0
0
0
0
0
0
0
0
0
0
0
0
0
0
0
0
0
0
0
0
0
0
0
0
0
0
0
0
0
0
0
0
0
0
0
0
0
0
0
0
0
0
0
0
0
0
0
0
0
0
0
0
0
0
0
0
0
0
0
0
0
0
0
0
0
0
0
0
0
0
0
0
0
0
0
0
0
0
0
0
0
0
0
0
0
0
0
0
0
0
0
0
0
0
0
0
0
0
0
0
0
0
0
0
0
0
0
0
0
0
0
0
0
0
0
0
0
0
0
0
0
0
0
0
0
0
0
0
0
0
0
0
0
0
0
0
0
0
0
0
0
0
0
0
0
0
0
0
0
0
0
0
0
0
0
0
0
0
0
0
0
0
0
0
0
0
0
0
0
0
0
0
0
0
0
0
0
0
0
0
0
0
0
0
0
0
0
0
0
0
0
0
0
0
0
0
0
0
0
0
0
0
0
0
0
0
0
0
0
0
0
0
0
0
0
0
0
0
0
0
0
0
0
0
0
0
0
0
0
0
0
0
0
0
0
0
0
0
0
0
0
0
0
0
0
0
0
0
0
0
0
0
0
0
0
0
0
0
0
0
0
0
0
0
0
0
0
0
0
0
0
0
0
0
0
0
0
0
0
0
0
0
0
0
0
0
0
0
0
0
0
0
0
0
0
0
0
0
0
0
0
0
0
0
0
0
0
0
0
0
0
0
0
0
0
0
0
0
0
0
0
0
0
0
0
0
0
0
0
0
0
0
0
0
0
0
0
0
0
0
0
0
0
0
0
0
0
0
0
0
0
0
0
0
0
0
0
0
0
0
0
0
0
0
0
0
0
0
0
0
0
0
0
0
0
0
0
0
0
0
0
0
0
0
0
0
0
0
0
0
0
0
0
0
0
0
0
0
0
0
0
0
0
0
0
0
0
0
0
0
0
0
0
0
0
0
0
0
0
0
0
0
0
0
0
0
0
0
0
0
0
0
0
0
0
0
0
0
0
0
0
0
0
0
0
0
0
0
0
0
0
0
0
0
0
0
0
0
0
0
0
0
0
0
0
0
0
0
0
0
0
0
0
0
0
0
0
0
0
0
0
0
0
0
0
0
0
0
0
0
0
0
0
0
0
0
0
0
0
0
0
0
0
0
0
0
0
0
0
0
0
0
0
0
0
0
0
0
0
0
0
0
0
0
0
0
0
0
0
0
0
0
0
0
0
0
0
0
0
0
0
0
0
0
0
0
0
0
0
0
0
0
0
0
0
0
0
0
0
0
0
0
0
0
0
0
0
0
0
0
0
0
0
0
0
0
0
0
0
0
0
0
0
0
0
0
0
0
0
0
0
0
0
0
0
0
0
0
0
0
0
0
0
0
0
0
0
0
0
0
0
0
0
0
0
0
0
0
0
0
0
0
0
0
0
0
0
0
0
0
0
0
0
0
0
0
0
0
0
0
0
0
0
0
0
0
0
0
0
0
0
0
0
0
0
0
0
0
0
0
0
0
0
0
0
0
0
0
0
0
0
0
0
0
0
0
0
0
0
0
0
0
0
0
0
0
0
0
0
0
0
0
0
0
0
0
0
0
0
0
0
0
0
0
0
0
0
0
0
0
0
0
0
0
0
0
0
0
0
0
0
0
0
0
0
0
0
0
0
0
0
0
0
0
0
0
0
0
0
0
0
0
0
0
0
0
0
0
0
0
0
0
0
0
0
0
0
0
0
0
0
0
0
0
0
0
0
0
0
0
0
0
0
0
0
0
0
0
0
0
0
0
0
0
0
0
0
0
0
0
0
0
0
0
0
0
0
0
0
0
0
0
0
0
0
0
0
0
0
0
0
0
0
0
0
0
0
0
0
0
0
0
0
0
0
0
0
0
0
0
0
0
0
0
0
0
0
0
0
0
0
0
0
0
0
0
0
0
0
0
0
0
0
0
0
0
0
0
0
0
0
0
0
0
0
0
0
0
0
0
0
0
0
0
0
0
0
0
0
0
0
0
0
0
0
0
0
0
0
0
0
0
0
0
0
0
0
0
0
0
0
0
0
0
0
0
0
0
0
0
0
0
0
0
0
0
0
0
0
0
0
0
0
0
0
0
0
0
0
0
0
0
0
0
0
0
0
0
0
0
0
0
0
0
0
0
0
0
0
0
0
0
0
0
0
0
0
0
0
0
0
0
0
0
0
0
0
0
0
0
0
0
0
0
0
0
0
0
0
0
0
0
0
0
0
0
0
0
0
0
0
0
0
0
0
0
0
0
0
0
0
0
0
0
0
0
0
0
0
0
0
0
0
0
0
0
0
0
0
0
0
0
0
0
0
0
0
0
0
0
0
0
0
0
0
0
0
0
0
0
0
0
0
0
0
0
0
0
0
0
0
0
0
0
0
0
0
0
0
0
0
0
0
0
0
0
0
0
0
0
0
0
0
0
0
0
0
0
0
0
0
0
0
0
0
0
0
0
0
0
0
0
0
0
0
0
0
0
0
0
0
0
0
0
0
0
0
0
0
0
0
0
0
0
0
0
0
0
0
0
0
0
0
0
0
0
0
0
0
0
0
0
0
0
0
0
0
0
0
0
0
0
0
0
0
0
0
0
0
0
0
0
0
0
0
0
0
0
0
0
0
0
0
0
0
0
0
0
0
0
0
0
0
0
0
0
0
0
0
0
0
0
0
0
0
0
0
0
0
0
0
0
0
0
0
0
0
0
0
0
0
0
0
0
0
0
0
0
0
0
0
0
0
0
0
0
0
0
0
0
0
0
0
0
0
0
0
0
0
0
0
0
0
0
0
0
0
0
0
0
0
0
0
0
0
0
0
0
0
0
0
0
0
0
0
0
0
0
0
0
0
0
0
0
0
0
0
0
0
0
0
0
0
0
0
0
0
0
0
0
0
0
0
0
0
0
0
0
0
0
0
0
0
0
0
0
0
0
0
0
0
0
0
0
0
0
0
0
0
0
0
0
0
0
0
0
0
0
0
0
0
0
0
0
0
0
0
0
0
0
0
0
0
0
0
0
0
0
0
0
0
0
0
0
0
0
0
0
0
0
0
0
0
0
0
0
0
0
0
0
0
0
0
0
0
0
0
0
0
0
0
0
0
0
0
0
0
0
0
0
0
0
0
0
0
0
0
0
0
0
0
0
0
0
0
0
0
0
0
0
0
0
0
0
0
0
0
0
0
0
0
0
0
0
0
0
0
0
0
0
0
0
0
0
0
0
0
0
0
0
0
0
0
0
0
0
0
0
0
0
0
0
0
0
0
0
0
0
0
0
0
0
0
0
0
0
0
0
0
0
0
0
0
0
0
0
0
0
0
0
0
0
0
0
0
0
0
0
0
0
0
0
0
0
0
0
0
0
0
0
0
0
0
0
0
0
0
0
0
0
0
0
0
0
0
0
0
0
0
0
0
0
0
0
0
0
0
0
0
0
0
0
0
0
0
0
0
0
0
0
0
0
0
0
0
0
0
0
0
0
0
0
0
0
0
0
0
0
0
0
0
0
0
0
0
0
0
0
0
0
0
0
0
0
0
0
0
0
0
0
0
0
0
0
0
0
0
0
0
0
0
0
0
0
0
0
0
0
0
0
0
0
0
0
0
0
0
0
0
0
0
0
0
0
0
0
0
0
0
0
0
0
0
0
0
0
0
0
0
0
0
0
0
0
0
0
0
0
0
0
0
0
0
0
0
0
0
0
0
0
0
0
0
0
0
0
0
0
0
0
0
0
0
0
0
0
0
0
0
0
0
0
0
0
0
0
0
0
0
0
0
0
0
0
0
0
0
0
0
0
0
0
0
0
0
0
0
0
0
0
0
0
0
0
0
0
0
0
0
0
0
0
0
0
0
0
0
0
0
0
0
0
0
0
0
0
0
0
0
0
0
0
0
0
0
0
0
0
0
0
0
0
0
0
0
0
0
0
0
0
0
0
0
0
0
0
0
0
0
0
0
0
0
0
0
0
0
0
0
0
0
0
0
0
0
0
0
0
0
0
0
0
0
0
0
0
0
0
0
0
0
0
0
0
0
0
0
0
0
0
0
0
0
0
0
0
0
0
0
0
0
0
0
0
0
0
0
0
0
0
0
0
0
0
0
0
0
0
0
0
0
0
0
0
0
0
0
0
0
0
0
0
0
0
0
0
0
0
0
0
0
0
0
0
0
0
0
0
0
0
0
0
0
0
0
0
0
0
0
0
0
0
0
0
0
0
0
0
0
0
0
0
0
0
0
0
0
0
0
0
0
0
0
0
0
0
0
0
0
0
0
0
0
0
0
0
0
0
0
0
0
0
0
0
0
0
0
0
0
0
0
0
0
0
0
0
0
0
0
0
0
0
0
0
0
0
0
0
0
0
0
0
0
0
0
0
0
0
0
0
0
0
0
0
0
0
0
0
0
0
0
0
0
0
0
0
0
0
0
0
0
0
0
0
0
0
0
0
0
0
0
0
0
0
0
0
0
0
0
0
0
0
0
0
0
0
0
0
0
0
0
0
0
0
0
0
0
0
0
0
0
0
0
0
0
0
0
0
0
0
0
0
0
0
0
0
0
0
0
0
0
0
0
0
0
0
0
0
0
0
0
0
0
0
0
0
0
0
0
0
0
0
0
0
0
0
0
0
0
0
0
0
0
0
0
0
0
0
0
0
0
0
0
0
0
0
0
0
0
0
0
0
0
0
0
0
0
0
0
0
0
0
0
0
0
0
0
0
0
0
0
0
0
0
0
0
0
0
0
0
0
0
0
0
0
0
0
0
0
0
0
0
0
0
0
0
0
0
0
0
0
0
0
0
0
0
0
0
0
0
0
0
0
0
0
0
0
0
0
0
0
0
0
0
0
0
0
0
0
0
0
0
0
0
0
0
0
0
0
0
0
0
0
0
0
0
0
0
0
0
0
0
0
0
0
0
0
0
0
0
0
0
0
0
0
0
0
0
0
0
0
0
0
0
0
0
0
0
0
0
0
0
0
0
0
0
0
0
0
0
0
0
0
0
0
0
0
0
0
0
0
0
0
0
0
0
0
0
0
0
0
0
0
0
0
0
0
0
0
0
0
0
0
0
0
0
0
0
0
0
0
0
0
0
0
0
0
0
0
0
0
0
0
0
0
0
0
0
0
0
0
0
0
0
0
0
0
0
0
0
0
0
0
0
0
0
0
0
0
0
0
0
0
0
0
0
0
0
0
0
0
0
0
0
0
0
0
0
0
0
0
0
0
0
0
0
0
0
0
0
0
0
0
0
0
0
0
0
0
0
0
0
0
0
0
0
0
0
0
0
0
0
0
0
0
0
0
0
0
0
0
0
0
0
0
0
0
0
0
0
0
0
0
0
0
0
0
0
0
0
0
0
0
0
0
0
0
0
0
0
0
0
0
0
0
0
0
0
0
0
0
0
0
0
0
0
0
0
0
0
0
0
0
0
0
0
0
0
0
0
0
0
0
0
0
0
0
0
0
0
0
0
0
0
0
0
0
0
0
0
0
0
0
0
0
0
0
0
0
0
0
0
0
0
0
0
0
0
0
0
0
0
0
0
0
0
0
0
0
0
0
0
0
0
0
0
0
0
0
0
0
0
0
0
0
0
0
0
0
0
0
0
0
0
0
0
0
0
0
0
0
0
0
0
0
0
0
0
0
0
0
0
0
0
0
0
0
0
0
0
0
0
0
0
0
0
0
0
0
0
0
0
0
0
0
0
0
0
0
0
0
0
0
0
0
0
0
0
0
0
0
0
0
0
0
0
0
0
0
0
0
0
0
0
0
0
0
0
0
0
0
0
0
0
0
0
0
0
0
0
0
0
0
0
0
0
0
0
0
0
0
0
0
0
0
0
0
0
0
0
0
0
0
0
0
0
0
0
0
0
0
0
0
0
0
0
0
0
0
0
0
0
0
0
0
0
0
0
0
0
0
0
0
0
0
0
0
0
0
0
0
0
0
0
0
0
0
0
0
0
0
0
0
0
0
0
0
0
0
0
0
0
0
0
0
0
0
0
0
0
0
0
0
0
0
0
0
0
0
0
0
0
0
0
0
0
0
0
0
0
0
0
0
0
0
0
0
0
0
0
0
0
0
0
0
0
0
0
0
0
0
0
0
0
0
0
0
0
0
0
0
0
0
0
0
0
0
0
0
0
0
0
0
0
0
0
0
0
0
0
0
0
0
0
0
0
0
0
0
0
0
0
0
0
0
0
0
0
0
0
0
0
0
0
0
0
0
0
0
0
0
0
0
0
0
0
0
0
0
0
0
0
0
0
0
0
0
0
0
0
0
0
0
0
0
0
0
0
0
0
0
0
0
0
0
0
0
0
0
0
0
0
0
0
0
0
0
0
0
0
0
0
0
0
0
0
0
0
0
0
0
0
0
0
0
0
0
0
0
0
0
0
0
0
0
0
0
0
0
0
0
0
0
0
0
0
0
0
0
0
0
0
0
0
0
0
0
0
0
0
0
0
0
0
0
0
0
0
0
0
0
0
0
0
0
0
0
0
0
0
0
0
0
0
0
0
0
0
0
0
0
0
0
0
0
0
0
0
0
0
0
0
0
0
0
0
0
0
0
0
0
0
0
0
0
0
0
0
0
0
0
0
0
0
0
0
0
0
0
0
0
0
0
0
0
0
0
0
0
0
0
0
0
0
0
0
0
0
0
0
0
0
0
0
0
0
0
0
0
0
0
0
0
0
0
0
0
0
0
0
0
0
0
0
0
0
0
0
0
0
0
0
0
0
0
0
0
0
0
0
0
0
0
0
0
0
0
0
0
0
0
0
0
0
0
0
0
0
0
0
0
0
0
0
0
0
0
0
0
0
0
0
0
0
0
0
0
0
0
0
0
0
0
0
0
0
0
0
0
0
0
0
0
0
0
0
0
0
0
0
0
0
0
0
0
0
0
0
0
0
0
0
0
0
0
0
0
0
0
0
0
0
0
0
0
0
0
0
0
0
0
0
0
0
0
0
0
0
0
0
0
0
0
0
0
0
0
0
0
0
0
0
0
0
0
0
0
0
0
0
0
0
0
0
0
0
0
0
0
0
0
0
0
0
0
0
0
0
0
0
0
0
0
0
0
0
0
0
0
0
0
0
0
0
0
0
0
0
0
0
0
0
0
0
0
0
0
0
0
0
0
0
0
0
0
0
0
0
0
0
0
0
0
0
0
0
0
0
0
0
0
0
0
0
0
0
0
0
0
0
0
0
0
0
0
0
0
0
0
0
0
0
0
0
0
0
0
0
0
0
0
0
0
0
0
0
0
0
0
0
0
0
0
0
0
0
0
0
0
0
0
0
0
0
0
0
0
0
0
0
0
0
0
0
0
0
0
0
0
0
0
0
0
0
0
0
0
0
0
0
0
0
0
0
0
0
0
0
0
0
0
0
0
0
0
0
0
0
0
0
0
0
0
0
0
0
0
0
0
0
0
0
0
0
0
0
0
0
0
0
0
0
0
0
0
0
0
0
0
0
0
0
0
0
0
0
0
0
0
0
0
0
0
0
0
0
0
0
0
0
0
0
0
0
0
0
0
0
0
0
0
0
0
0
0
0
0
0
0
0
0
0
0
0
0
0
0
0
0
0
0
0
0
0
0
0
0
0
0
0
0
0
0
0
0
0
0
0
0
0
0
0
0
0
0
0
0
0
0
0
0
0
0
0
0
0
0
0
0
0
0
0
0
0
0
0
0
0
0
0
0
0
0
0
0
0
0
0
0
0
0
0
0
0
0
0
0
0
0
0
0
0
0
0
0
0
0
0
0
0
0
0
0
0
0
0
0
0
0
0
0
0
0
0
0
0
0
0
0
0
0
0
0
0
0
0
0
0
0
0
0
0
0
0
0
0
0
0
0
0
0
0
0
0
0
0
0
0
0
0
0
0
0
0
0
0
0
0
0
0
0
0
0
0
0
0
0
0
0
0
0
0
0
0
0
0
0
0
0
0
0
0
0
0
0
0
0
0
0
0
0
0
0
0
0
0
0
0
0
0
0
0
0
0
0
0
0
0
0
0
0
0
0
0
0
0
0
0
0
0
0
0
0
0
0
0
0
0
0
0
0
0
0
0
0
0
0
0
0
0
0
0
0
0
0
0
0
0
0
0
0
0
0
0
0
0
0
0
0
0
0
0
0
0
0
0
0
0
0
0
0
0
0
0
0
0
0
0
0
0
0
0
0
0
0
0
0
0
0
0
0
0
0
0
0
0
0
0
0
0
0
0
0
0
0
0
0
0
0
0
0
0
0
0
0
0
0
0
0
0
0
0
0
0
0
0
0
0
0
0
0
0
0
0
0
0
0
0
0
0
0
0
0
0
0
0
0
0
0
0
0
0
0
0
0
0
0
0
0
0
0
0
0
0
0
0
0
0
0
0
0
0
0
0
0
0
0
0
0
0
0
0
0
0
0
0
0
0
0
0
0
0
0
0
0
0
0
0
0
0
0
0
0
0
0
0
0
0
0
0
0
0
0
0
0
0
0
0
0
0
0
0
0
0
0
0
0
0
0
0
0
0
0
0
0
0
0
0
0
0
0
0
0
0
0
0
0
0
0
0
0
0
0
0
0
0
0
0
0
0
0
0
0
0
0
0
0
0
0
0
0
0
0
0
0
0
0
0
0
0
0
0
0
0
0
0
0
0
0
0
0
0
0
0
0
0
0
0
0
0
0
0
0
0
0
0
0
0
0
0
0
0
0
0
0
0
0
0
0
0
0
0
0
0
0
0
0
0
0
0
0
0
0
0
0
0
0
0
0
0
0
0
0
0
0
0
0
0
0
0
0
0
0
0
0
0
0
0
0
0
0
0
0
0
0
0
0
0
0
0
0
0
0
0
0
0
0
0
0
0
0
0
0
0
0
0
0
0
0
0
0
0
0
0
0
0
0
0
0
0
0
0
0
0
0
0
0
0
0
0
0
0
0
0
0
0
0
0
0
0
0
0
0
0
0
0
0
0
0
0
0
0
0
0
0
0
0
0
0
0
0
0
0
0
0
0
0
0
0
0
0
0
0
0
0
0
0
0
0
0
0
0
0
0
0
0
0
0
0
0
0
0
0
0
0
0
0
0
0
0
0
0
0
0
0
0
0
0
0
0
0
0
0
0
0
0
0
0
0
0
0
0
0
0
0
0
0
0
0
0
0
0
0
0
0
0
0
0
0
0
0
0
0
0
0
0
0
0
0
0
0
0
0
0
0
0
0
0
0
0
0
0
0
0
0
0
0
0
0
0
0
0
0
0
0
0
0
0
0
0
0
0
0
0
0
0
0
0
0
0
0
0
0
0
0
0
0
0
0
0
0
0
0
0
0
0
0
0
0
0
0
0
0
0
0
0
0
0
0
0
0
0
0
0
0
0
0
0
0
0
0
0
0
0
0
0
0
0
0
0
0
0
0
0
0
0
0
0
0
0
0
0
0
0
0
0
0
0
0
0
0
0
0
0
0
0
0
0
0
0
0
0
0
0
0
0
0
0
0
0
0
0
0
0
0
0
0
0
0
0
0
0
0
0
0
0
0
0
0
0
0
0
0
0
0
0
0
0
0
0
0
0
0
0
0
0
0
0
0
0
0
0
0
0
0
0
0
0
0
0
0
0
0
0
0
0
0
0
0
0
0
0
0
0
0
0
0
0
0
0
0
0
0
0
0
0
0
0
0
0
0
0
0
0
0
0
0
0
0
0
0
0
0
0
0
0
0
0
0
0
0
0
0
0
0
0
0
0
0
0
0
0
0
0
0
0
0
0
0
0
0
0
0
0
0
0
0
0
0
0
0
0
0
0
0
0
0
0
0
0
0
0
0
0
0
0
0
0
0
0
0
0
0
0
0
0
0
0
0
0
0
0
0
0
0
0
0
0
0
0
0
0
0
0
0
0
0
0
0
0
0
0
0
0
0
0
0
0
0
0
0
0
0
0
0
0
0
0
0
0
0
0
0
0
0
0
0
0
0
0
0
0
0
0
0
0
0
0
0
0
0
0
0
0
0
0
0
0
0
0
0
0
0
0
0
0
0
0
0
0
0
0
0
0
0
0
0
0
0
0
0
0
0
0
0
0
0
0
0
0
0
0
0
0
0
0
0
0
0
0
0
0
0
0
0
0
0
0
0
0
0
0
0
0
0
0
0
0
0
0
0
0
0
0
0
0
0
0
0
0
0
0
0
0
0
0
0
0
0
0
0
0
0
0
0
0
0
0
0
0
0
0
0
0
0
0
0
0
0
0
0
0
0
0
0
0
0
0
0
0
0
0
0
0
0
0
0
0
0
0
0
0
0
0
0
0
0
0
0
0
0
0
0
0
0
0
0
0
0
0
0
0
0
0
0
0
0
0
0
0
0
0
0
0
0
0
0
0
0
0
0
0
0
0
0
0
0
0
0
0
0
0
0
0
0
0
0
0
0
0
0
0
0
0
0
0
0
0
0
0
0
0
0
0
0
0
0
0
0
0
0
0
0
0
0
0
0
0
0
0
0
0
0
0
0
0
0
0
0
0
0
0
0
0
0
0
0
0
0
0
0
0
0
0
0
0
0
0
0
0
0
0
0
0
0
0
0
0
0
0
0
0
0
0
0
0
0
0
0
0
0
0
0
0
0
0
0
0
0
0
0
0
0
0
0
0
0
0
0
0
0
0
0
0
0
0
0
0
0
0
0
0
0
0
0
0
0
0
0
0
0
0
0
0
0
0
0
0
0
0
0
0
0
0
0
0
0
0
0
0
0
0
0
0
0
0
0
0
0
0
0
0
0
0
0
0
0
0
0
0
0
0
0
0
0
0
0
0
0
0
0
0
0
0
0
0
0
0
0
0
0
0
0
0
0
0
0
0
0
0
0
0
0
0
0
0
0
0
0
0
0
0
0
0
0
0
0
0
0
0
0
0
0
0
0
0
0
0
0
0
0
0
0
0
0
0
0
0
0
0
0
0
0
0
0
0
0
0
0
0
0
0
0
0
0
0
0
0
0
0
0
0
0
0
0
0
0
0
0
0
0
0
0
0
0
0
0
0
0
0
0
0
0
0
0
0
0
0
0
0
0
0
0
0
0
0
0
0
0
0
0
0
0
0
0
0
0
0
0
0
0
0
0
0
0
0
0
0
0
0
0
0
0
0
0
0
0
0
0
0
0
0
0
0
0
0
0
0
0
0
0
0
0
0
0
0
0
0
0
0
0
0
0
0
0
0
0
0
0
0
0
0
0
0
0
0
0
0
0
0
0
0
0
0
0
0
0
0
0
0
0
0
0
0
0
0
0
0
0
0
0
0
0
0
0
0
0
0
0
0
0
0
0
0
0
0
0
0
0
0
0
0
0
0
0
0
0
0
0
0
0
0
0
0
0
0
0
0
0
0
0
0
0
0
0
0
0
0
0
0
0
0
0
0
0
0
0
0
0
0
0
0
0
0
0
0
0
0
0
0
0
0
0
0
0
0
0
0
0
0
0
0
0
0
0
0
0
0
0
0
0
0
0
0
0
0
0
0
0
0
0
0
0
0
0
0
0
0
0
0
0
0
0
0
0
0
0
0
0
0
0
0
0
0
0
0
0
0
0
0
0
0
0
0
0
0
0
0
0
0
0
0
0
0
0
0
0
0
0
0
0
0
0
0
0
0
0
0
0
0
0
0
0
0
0
0
0
0
0
0
0
0
0
0
0
0
0
0
0
0
0
0
0
0
0
0
0
0
0
0
0
0
0
0
0
0
0
0
0
0
0
0
0
0
0
0
0
0
0
0
0
0
0
0
0
0
0
0
0
0
0
0
0
0
0
0
0
0
0
0
0
0
0
0
0
0
0
0
0
0
0
0
0
0
0
0
0
0
0
0
0
0
0
0
0
0
0
0
0
0
0
0
0
0
0
0
0
0
0
0
0
0
0
0
0
0
0
0
0
0
0
0
0
0
0
0
0
0
0
0
0
0
0
0
0
0
0
0
0
0
0
0
0
0
0
0
0
0
0
0
0
0
0
0
0
0
0
0
0
0
0
0
0
0
0
0
0
0
0
0
0
0
0
0
0
0
0
0
0
0
0
0
0
0
0
0
0
0
0
0
0
0
0
0
0
0
0
0
0
0
0
0
0
0
0
0
0
0
0
0
0
0
0
0
0
0
0
0
0
0
0
0
0
0
0
0
0
0
0
0
0
0
0
0
0
0
0
0
0
0
0
0
0
0
0
0
0
0
0
0
0
0
0
0
0
0
0
0
0
0
0
0
0
0
0
0
0
0
0
0
0
0
0
0
0
0
0
0
0
0
0
0
0
0
0
0
0
0
0
0
0
0
0
0
0
0
0
0
0
0
0
0
0
0
0
0
0
0
0
0
0
0
0
0
0
0
0
0
0
0
0
0
0
0
0
0
0
0
0
0
0
0
0
0
0
0
0
0
0
0
0
0
0
0
0
0
0
0
0
0
0
0
0
0
0
0
0
0
0
0
0
0
0
0
0
0
0
0
0
0
0
0
0
0
0
0
0
0
0
0
0
0
0
0
0
0
0
0
0
0
0
0
0
0
0
0
0
0
0
0
0
0
0
0
0
0
0
0
0
0
0
0
0
0
0
0
0
0
0
0
0
0
0
0
0
0
0
0
0
0
0
0
0
0
0
0
0
0
0
0
0
0
0
0
0
0
0
0
0
0
0
0
0
0
0
0
0
0
0
0
0
0
0
0
0
0
0
0
0
0
0
0
0
0
0
0
0
0
0
0
0
0
0
0
0
0
0
0
0
0
0
0
0
0
0
0
0
0
0
0
0
0
0
0
0
0
0
0
0
0
0
0
0
0
0
0
0
0
0
0
0
0
0
0
0
0
0
0
0
0
0
0
0
0
0
0
0
0
0
0
0
0
0
0
0
0
0
0
0
0
0
0
0
0
0
0
0
0
0
0
0
0
0
0
0
0
0
0
0
0
0
0
0
0
0
0
0
0
0
0
0
0
0
0
0
0
0
0
0
0
0
0
0
0
0
0
0
0
0
0
0
0
0
0
0
0
0
0
0
0
0
0
0
0
0
0
0
0
0
0
0
0
0
0
0
0
0
0
0
0
0
0
0
0
0
0
0
0
0
0
0
0
0
0
0
0
0
0
0
0
0
0
0
0
0
0
0
0
0
0
0
0
0
0
0
0
0
0
0
0
0
0
0
0
0
0
0
0
0
0
0
0
0
0
0
0
0
0
0
0
0
0
0
0
0
0
0
0
0
0
0
0
0
0
0
0
0
0
0
0
0
0
0
0
0
0
0
0
0
0
0
0
0
0
0
0
0
0
0
0
0
0
0
0
0
0
0
0
0
0
0
0
0
0
0
0
0
0
0
0
0
0
0
0
0
0
0
0
0
0
0
0
0
0
0
0
0
0
0
0
0
0
0
0
0
0
0
0
0
0
0
0
0
0
0
0
0
0
0
0
0
0
0
0
0
0
0
0
0
0
0
0
0
0
0
0
0
0
0
0
0
0
0
0
0
0
0
0
0
0
0
0
0
0
0
0
0
0
0
0
0
0
0
0
0
0
0
0
0
0
0
0
0
0
0
0
0
0
0
0
0
0
0
0
0
0
0
0
0
0
0
0
0
0
0
0
0
0
0
0
0
0
0
0
0
0
0
0
0
0
0
0
0
0
0
0
0
0
0
0
0
0
0
0
0
0
0
0
0
0
0
0
0
0
0
0
0
0
0
0
0
0
0
0
0
0
0
0
0
0
0
0
0
0
0
0
0
0
0
0
0
0
0
0
0
0
0
0
0
0
0
0
0
0
0
0
0
0
0
0
0
0
0
0
0
0
0
0
0
0
0
0
0
0
0
0
0
0
0
0
0
0
0
0
0
0
0
0
0
0
0
0
0
0
0
0
0
0
0
0
0
0
0
0
0
0
0
0
0
0
0
0
0
0
0
0
0
0
0
0
0
0
0
0
0
0
0
0
0
0
0
0
0
0
0
0
0
0
0
0
0
0
0
0
0
0
0
0
0
0
0
0
0
0
0
0
0
0
0
0
0
0
0
0
0
0
0
0
0
0
0
0
0
0
0
0
0
0
0
0
0
0
0
0
0
0
0
0
0
0
0
0
0
0
0
0
0
0
0
0
0
0
0
0
0
0
0
0
0
0
0
0
0
0
0
0
0
0
0
0
0
0
0
0
0
0
0
0
0
0
0
0
0
0
0
0
0
0
0
0
0
0
0
0
0
0
0
0
0
0
0
0
0
0
0
0
0
0
0
0
0
0
0
0
0
0
0
0
0
0
0
0
0
0
0
0
0
0
0
0
0
0
0
0
0
0
0
0
0
0
0
0
0
0
0
0
0
0
0
0
0
0
0
0
0
0
0
0
0
0
0
0
0
0
0
0
0
0
0
0
0
0
0
0
0
0
0
0
0
0
0
0
0
0
0
0
0
0
0
0
0
0
0
0
0
0
0
0
0
0
0
0
0
0
0
0
0
0
0
0
0
0
0
0
0
0
0
0
0
0
0
0
0
0
0
0
0
0
0
0
0
0
0
0
0
0
0
0
0
0
0
0
0
0
0
0
0
0
0
0
0
0
0
0
0
0
0
0
0
0
0
0
0
0
0
0
0
0
0
0
0
0
0
0
0
0
0
0
0
0
0
0
0
0
0
0
0
0
0
0
0
0
0
0
0
0
0
0
0
0
0
0
0
0
0
0
0
0
0
0
0
0
0
0
0
0
0
0
0
0
0
0
0
0
0
0
0
0
0
0
0
0
0
0
0
0
0
0
0
0
0
0
0
0
0
0
0
0
0
0
0
0
0
0
0
0
0
0
0
0
0
0
0
0
0
0
0
0
0
0
0
0
0
0
0
0
0
0
0
0
0
0
0
0
0
0
0
0
0
0
0
0
0
0
0
0
0
0
0
0
0
0
0
0
0
0
0
0
0
0
0
0
0
0
0
0
0
0
0
0
0
0
0
0
0
0
0
0
0
0
0
0
0
0
0
0
0
0
0
0
0
0
0
0
0
0
0
0
0
0
0
0
0
0
0
0
0
0
0
0
0
0
0
0
0
0
0
0
0
0
0
0
0
0
0
0
0
0
0
0
0
0
0
0
0
0
0
0
0
0
0
0
0
0
0
0
0
0
0
0
0
0
0
0
0
0
0
0
0
0
0
0
0
0
0
0
0
0
0
0
0
0
0
0
0
0
0
0
0
0
0
0
0
0
0
0
0
0
0
0
0
0
0
0
0
0
0
0
0
0
0
0
0
0
0
0
0
0
0
0
0
0
0
0
0
0
0
0
0
0
0
0
0
0
0
0
0
0
0
0
0
0
0
0
0
0
0
0
0
0
0
0
0
0
0
0
0
0
0
0
0
0
0
0
0
0
0
0
0
0
0
0
0
0
0
0
0
0
0
0
0
0
0
0
0
0
0
0
0
0
0
0
0
0
0
0
0
0
0
0
0
0
0
0
0
0
0
0
0
0
0
0
0
0
0
0
0
0
0
0
0
0
0
0
0
0
0
0
0
0
0
0
0
0
0
0
0
0
0
0
0
0
0
0
0
0
0
0
0
0
0
0
0
0
0
0
0
0
0
0
0
0
0
0
0
0
0
0
0
0
0
0
0
0
0
0
0
0
0
0
0
0
0
0
0
0
0
0
0
0
0
0
0
0
0
0
0
0
0
0
0
0
0
0
0
0
0
0
0
0
0
0
0
0
0
0
0
0
0
0
0
0
0
0
0
0
0
0
0
0
0
0
0
0
0
0
0
0
0
0
0
0
0
0
0
0
0
0
0
0
0
0
0
0
0
0
0
0
0
0
0
0
0
0
0
0
0
0
0
0
0
0
0
0
0
0
0
0
0
0
0
0
0
0
0
0
0
0
0
0
0
0
0
0
0
0
0
0
0
0
0
0
0
0
0
0
0
0
0
0
0
0
0
0
0
0
0
0
0
0
0
0
0
0
0
0
0
0
0
0
0
0
0
0
0
0
0
0
0
0
0
0
0
0
0
0
0
0
0
0
0
0
0
0
0
0
0
0
0
0
0
0
0
0
0
0
0
0
0
0
0
0
0
0
0
0
0
0
0
0
0
0
0
0
0
0
0
0
0
0
0
0
0
0
0
0
0
0
0
0
0
0
0
0
0
0
0
0
0
0
0
0
0
0
0
0
0
0
0
0
0
0
0
0
0
0
0
0
0
0
0
0
0
0
0
0
0
0
0
0
0
0
0
0
0
0
0
0
0
0
0
0
0
0
0
0
0
0
0
0
0
0
0
0
0
0
0
0
0
0
0
0
0
0
0
0
0
0
0
0
0
0
0
0
0
0
0
0
0
0
0
0
0
0
0
0
0
0
0
0
0
0
0
0
0
0
0
0
0
0
0
0
0
0
0
0
0
0
0
0
0
0
0
0
0
0
0
0
0
0
0
0
0
0
0
0
0
0
0
0
0
0
0
0
0
0
0
0
0
0
0
0
0
0
0
0
0
0
0
0
0
0
0
0
0
0
0
0
0
0
0
0
0
0
0
0
0
0
0
0
0
0
0
0
0
0
0
0
0
0
0
0
0
0
0
0
0
0
0
0
0
0
0
0
0
0
0
0
0
0
0
0
0
0
0
0
0
0
0
0
0
0
0
0
0
0
0
0
0
0
0
0
0
0
0
0
0
0
0
0
0
0
0
0
0
0
0
0
0
0
0
0
0
0
0
0
0
0
0
0
0
0
0
0
0
0
0
0
0
0
0
0
0
0
0
0
0
0
0
0
0
0
0
0
0
0
0
0
0
0
0
0
0
0
0
0
0
0
0
0
0
0
0
0
0
0
0
0
0
0
0
0
0
0
0
0
0
0
0
0
0
0
0
0
0
0
0
0
0
0
0
0
0
0
0
0
0
0
0
0
0
0
0
0
0
0
0
0
0
0
0
0
0
0
0
0
0
0
0
0
0
0
0
0
0
0
0
0
0
0
0
0
0
0
0
0
0
0
0
0
0
0
0
0
0
0
0
0
0
0
0
0
0
0
0
0
0
0
0
0
0
0
0
0
0
0
0
0
0
0
0
0
0
0
0
0
0
0
0
0
0
0
0
0
0
0
0
0
0
0
0
0
0
0
0
0
0
0
0
0
0
0
0
0
0
0
0
0
0
0
0
0
0
0
0
0
0
0
0
0
0
0
0
0
0
0
0
0
0
0
0
0
0
0
0
0
0
0
0
0
0
0
0
0
0
0
0
0
0
0
0
0
0
0
0
0
0
0
0
0
0
0
0
0
0
0
0
0
0
0
0
0
0
0
0
0
0
0
0
0
0
0
0
0
0
0
0
0
0
0
0
0
0
0
0
0
0
0
0
0
0
0
0
0
0
0
0
0
0
0
0
0
0
0
0
0
0
0
0
0
0
0
0
0
0
0
0
0
0
0
0
0
0
0
0
0
0
0
0
0
0
0
0
0
0
0
0
0
0
0
0
0
0
0
0
0
0
0
0
0
0
0
0
0
0
0
0
0
0
0
0
0
0
0
0
0
0
0
0
0
0
0
0
0
0
0
0
0
0
0
0
0
0
0
0
0
0
0
0
0
0
0
0
0
0
0
0
0
0
0
0
0
0
0
0
0
0
0
0
0
0
0
0
0
0
0
0
0
0
0
0
0
0
0
0
0
0
0
0
0
0
0
0
0
0
0
0
0
0
0
0
0
0
0
0
0
0
0
0
0
0
0
0
0
0
0
0
0
0
0
0
0
0
0
0
0
0
0
0
0
0
0
0
0
0
0
0
0
0
0
0
0
0
0
0
0
0
0
0
0
0
0
0
0
0
0
0
0
0
0
0
0
0
0
0
0
0
0
0
0
0
0
0
0
0
0
0
0
0
0
0
0
0
0
0
0
0
0
0
0
0
0
0
0
0
0
0
0
0
0
0
0
0
0
0
0
0
0
0
0
0
0
0
0
0
0
0
0
0
0
0
0
0
0
0
0
0
0
0
0
0
0
0
0
0
0
0
0
0
0
0
0
0
0
0
0
0
0
0
0
0
0
0
0
0
0
0
0
0
0
0
0
0
0
0
0
0
0
0
0
0
0
0
0
0
0
0
0
0
0
0
0
0
0
0
0
0
0
0
0
0
0
0
0
0
0
0
0
0
0
0
0
0
0
0
0
0
0
0
0
0
0
0
0
0
0
0
0
0
0
0
0
0
0
0
0
0
0
0
0
0
0
0
0
0
0
0
0
0
0
0
0
0
0
0
0
0
0
0
0
0
0
0
0
0
0
0
0
0
0
0
0
0
0
0
0
0
0
0
0
0
0
0
0
0
0
0
0
0
0
0
0
0
0
0
0
0
0
0
0
0
0
0
0
0
0
0
0
0
0
0
0
0
0
0
0
0
0
0
0
0
0
0
0
0
0
0
0
0
0
0
0
0
0
0
0
0
0
0
0
0
0
0
0
0
0
0
0
0
0
0
0
0
0
0
0
0
0
0
0
0
0
0
0
0
0
0
0
0
0
0
0
0
0
0
0
0
0
0
0
0
0
0
0
0
0
0
0
0
0
0
0
0
0
0
0
0
0
0
0
0
0
0
0
0
0
0
0
0
0
0
0
0
0
0
0
0
0
0
0
0
0
0
0
0
0
0
0
0
0
0
0
0
0
0
0
0
0
0
0
0
0
0
0
0
0
0
0
0
0
0
0
0
0
0
0
0
0
0
0
0
0
0
0
0
0
0
0
0
0
0
0
0
0
0
0
0
0
0
0
0
0
0
0
0
0
0
0
0
0
0
0
0
0
0
0
0
0
0
0
0
0
0
0
0
0
0
0
0
0
0
0
0
0
0
0
0
0
0
0
0
0
0
0
0
0
0
0
0
0
0
0
0
0
0
0
0
0
0
0
0
0
0
0
0
0
0
0
0
0
0
0
0
0
0
0
0
0
0
0
0
0
0
0
0
0
0
0
0
0
0
0
0
0
0
0
0
0
0
0
0
0
0
0
0
0
0
0
0
0
0
0
0
0
0
0
0
0
0
0
0
0
0
0
0
0
0
0
0
0
0
0
0
0
0
0
0
0
0
0
0
0
0
0
0
0
0
0
0
0
0
0
0
0
0
0
0
0
0
0
0
0
0
0
0
0
0
0
0
0
0
0
0
0
0
0
0
0
0
0
0
0
0
0
0
0
0
0
0
0
0
0
0
0
0
0
0
0
0
0
0
0
0
0
0
0
0
0
0
0
0
0
0
0
0
0
0
0
0
0
0
0
0
0
0
0
0
0
0
0
0
0
0
0
0
0
0
0
0
0
0
0
0
0
0
0
0
0
0
0
0
0
0
0
0
0
0
0
0
0
0
0
0
0
0
0
0
0
0
0
0
0
0
0
0
0
0
0
0
0
0
0
0
0
0
0
0
0
0
0
0
0
0
0
0
0
0
0
0
0
0
0
0
0
0
0
0
0
0
0
0
0
0
0
0
0
0
0
0
0
0
0
0
0
0
0
0
0
0
0
0
0
0
0
0
0
0
0
0
0
0
0
0
0
0
0
0
0
0
0
0
0
0
0
0
0
0
0
0
0
0
0
0
0
0
0
0
0
0
0
0
0
0
0
0
0
0
0
0
0
0
0
0
0
0
0
0
0
0
0
0
0
0
0
0
0
0
0
0
0
0
0
0
0
0
0
0
0
0
0
0
0
0
0
0
0
0
0
0
0
0
0
0
0
0
0
0
0
0
0
0
0
0
0
0
0
0
0
0
0
0
0
0
0
0
0
0
0
0
0
0
0
0
0
0
0
0
0
0
0
0
0
0
0
0
0
0
0
0
0
0
0
0
0
0
0
0
0
0
0
0
0
0
0
0
0
0
0
0
0
0
0
0
0
0
0
0
0
0
0
0
0
0
0
0
0
0
0
0
0
0
0
0
0
0
0
0
0
0
0
0
0
0
0
0
0
0
0
0
0
0
0
0
0
0
0
0
0
0
0
0
0
0
0
0
0
0
0
0
0
0
0
0
0
0
0
0
0
0
0
0
0
0
0
0
0
0
0
0
0
0
0
0
0
0
0
0
0
0
0
0
0
0
0
0
0
0
0
0
0
0
0
0
0
0
0
0
0
0
0
0
0
0
0
0
0
0
0
0
0
0
0
0
0
0
0
0
0
0
0
0
0
0
0
0
0
0
0
0
0
0
0
0
0
0
0
0
0
0
0
0
0
0
0
0
0
0
0
0
0
0
0
0
0
0
0
0
0
0
0
0
0
0
0
0
0
0
0
0
0
0
0
0
0
0
0
0
0
0
0
0
0
0
0
0
0
0
0
0
0
0
0
0
0
0
0
0
0
0
0
0
0
0
0
0
0
0
0
0
0
0
0
0
0
0
0
0
0
0
0
0
0
0
0
0
0
0
0
0
0
0
0
0
0
0
0
0
0
0
0
0
0
0
0
0
0
0
0
0
0
0
0
0
0
0
0
0
0
0
0
0
0
0
0
0
0
0
0
0
0
0
0
0
0
0
0
0
0
0
0
0
0
0
0
0
0
0
0
0
0
0
0
0
0
0
0
0
0
0
0
0
0
0
0
0
0
0
0
0
0
0
0
0
0
0
0
0
0
0
0
0
0
0
0
0
0
0
0
0
0
0
0
0
0
0
0
0
0
0
0
0
0
0
0
0
0
0
0
0
0
0
0
0
0
0
0
0
0
0
0
0
0
0
0
0
0
0
0
0
0
0
0
0
0
0
0
0
0
0
0
0
0
0
0
0
0
0
0
0
0
0
0
0
0
0
0
0
0
0
0
0
0
0
0
0
0
0
0
0
0
0
0
0
0
0
0
0
0
0
0
0
0
0
0
0
0
0
0
0
0
0
0
0
0
0
0
0
0
0
0
0
0
0
0
0
0
0
0
0
0
0
0
0
0
0
0
0
0
0
0
0
0
0
0
0
0
0
0
0
0
0
0
0
0
0
0
0
0
0
0
0
0
0
0
0
0
0
0
0
0
0
0
0
0
0
0
0
0
0
0
0
0
0
0
0
0
0
0
0
0
0
0
0
0
0
0
0
0
0
0
0
0
0
0
0
0
0
0
0
0
0
0
0
0
0
0
0
0
0
0
0
0
0
0
0
0
0
0
0
0
0
0
0
0
0
0
0
0
0
0
0
0
0
0
0
0
0
0
0
0
0
0
0
0
0
0
0
0
0
0
0
0
0
0
0
0
0
0
0
0
0
0
0
0
0
0
0
0
0
0
0
0
0
0
0
0
0
0
0
0
0
0
0
0
0
0
0
0
0
0
0
0
0
0
0
0
0
0
0
0
0
0
0
0
0
0
0
0
0
0
0
0
0
0
0
0
0
0
0
0
0
0
0
0
0
0
0
0
0
0
0
0
0
0
0
0
0
0
0
0
0
0
0
0
0
0
0
0
0
0
0
0
0
0
0
0
0
0
0
0
0
0
0
0
0
0
0
0
0
0
0
0
0
0
0
0
0
0
0
0
0
0
0
0
0
0
0
0
0
0
0
0
0
0
0
0
0
0
0
0
0
0
0
0
0
0
0
0
0
0
0
0
0
0
0
0
0
0
0
0
0
0
0
0
0
0
0
0
0
0
0
0
0
0
0
0
0
0
0
0
0
0
0
0
0
0
0
0
0
0
0
0
0
0
0
0
0
0
0
0
0
0
0
0
0
0
0
0
0
0
0
0
0
0
0
0
0
0
0
0
0
0
0
0
0
0
0
0
0
0
0
0
0
0
0
0
0
0
0
0
0
0
0
0
0
0
0
0
0
0
0
0
0
0
0
0
0
0
0
0
0
0
0
0
0
0
0
0
0
0
0
0
0
0
0
0
0
0
0
0
0
0
0
0
0
0
0
0
0
0
0
0
0
0
0
0
0
0
0
0
0
0
0
0
0
0
0
0
0
0
0
0
0
0
0
0
0
0
0
0
0
0
0
0
0
0
0
0
0
0
0
0
0
0
0
0
0
0
0
0
0
0
0
0
0
0
0
0
0
0
0
0
0
0
0
0
0
0
0
0
0
0
0
0
0
0
0
0
0
0
0
0
0
0
0
0
0
0
0
0
0
0
0
0
0
0
0
0
0
0
0
0
0
0
0
0
0
0
0
0
0
0
0
0
0
0
0
0
0
0
0
0
0
0
0
0
0
0
0
0
0
0
0
0
0
0
0
0
0
0
0
0
0
0
0
0
0
0
0
0
0
0
0
0
0
0
0
0
0
0
0
0
0
0
0
0
0
0
0
0
0
0
0
0
0
0
0
0
0
0
0
0
0
0
0
0
0
0
0
0
0
0
0
0
0
0
0
0
0
0
0
0
0
0
0
0
0
0
0
0
0
0
0
0
0
0
0
0
0
0
0
0
0
0
0
0
0
0
0
0
0
0
0
0
0
0
0
0
0
0
0
0
0
0
0
0
0
0
0
0
0
0
0
0
0
0
0
0
0
0
0
0
0
0
0
0
0
0
0
0
0
0
0
0
0
0
0
0
0
0
0
0
0
0
0
0
0
0
0
0
0
0
0
0
0
0
0
0
0
0
0
0
0
0
0
0
0
0
0
0
0
0
0
0
0
0
0
0
0
0
0
0
0
0
0
0
0
0
0
0
0
0
0
0
0
0
0
0
0
0
0
0
0
0
0
0
0
0
0
0
0
0
0
0
0
0
0
0
0
0
0
0
0
0
0
0
0
0
0
0
0
0
0
0
0
0
0
0
0
0
0
0
0
0
0
0
0
0
0
0
0
0
0
0
0
0
0
0
0
0
0
0
0
0
0
0
0
0
0
0
0
0
0
0
0
0
0
0
0
0
0
0
0
0
0
0
0
0
0
0
0
0
0
0
0
0
0
0
0
0
0
0
0
0
0
0
0
0
0
0
0
0
0
0
0
0
0
0
0
0
0
0
0
0
0
0
0
0
0
0
0
0
0
0
0
0
0
0
0
0
0
0
0
0
0
0
0
0
0
0
0
0
0
0
0
0
0
0
0
0
0
0
0
0
0
0
0
0
0
0
0
0
0
0
0
0
0
0
0
0
0
0
0
0
0
0
0
0
0
0
0
0
0
0
0
0
0
0
0
0
0
0
0
0
0
0
0
0
0
0
0
0
0
0
0
0
0
0
0
0
0
0
0
0
0
0
0
0
0
0
0
0
0
0
0
0
0
0
0
0
0
0
0
0
0
0
0
0
0
0
0
0
0
0
0
0
0
0
0
0
0
0
0
0
0
0
0
0
0
0
0
0
0
0
0
0
0
0
0
0
0
0
0
0
0
0
0
0
0
0
0
0
0
0
0
0
0
0
0
0
0
0
0
0
0
0
0
0
0
0
0
0
0
0
0
0
0
0
0
0
0
0
0
0
0
0
0
0
0
0
0
0
0
0
0
0
0
0
0
0
0
0
0
0
0
0
0
0
0
0
0
0
0
0
0
0
0
0
0
0
0
0
0
0
0
0
0
0
0
0
0
0
0
0
0
0
0
0
0
0
0
0
0
0
0
0
0
0
0
0
0
0
0
0
0
0
0
0
0
0
0
0
0
0
0
0
0
0
0
0
0
0
0
0
0
0
0
0
0
0
0
0
0
0
0
0
0
0
0
0
0
0
0
0
0
0
0
0
0
0
0
0
0
0
0
0
0
0
0
0
0
0
0
0
0
0
0
0
0
0
0
0
0
0
0
0
0
0
0
0
0
0
0
0
0
0
0
0
0
0
0
0
0
0
0
0
0
0
0
0
0
0
0
0
0
0
0
0
0
0
0
0
0
0
0
0
0
0
0
0
0
0
0
0
0
0
0
0
0
0
0
0
0
0
0
0
0
0
0
0
0
0
0
0
0
0
0
0
0
0
0
0
0
0
0
0
0
0
0
0
0
0
0
0
0
0
0
0
0
0
0
0
0
0
0
0
0
0
0
0
0
0
0
0
0
0
0
0
0
0
0
0
0
0
0
0
0
0
0
0
0
0
0
0
0
0
0
0
0
0
0
0
0
0
0
0
0
0
0
0
0
0
0
0
0
0
0
0
0
0
0
0
0
0
0
0
0
0
0
0
0
0
0
0
0
0
0
0
0
0
0
0
0
0
0
0
0
0
0
0
0
0
0
0
0
0
0
0
0
0
0
0
0
0
0
0
0
0
0
0
0
0
0
0
0
0
0
0
0
0
0
0
0
0
0
0
0
0
0
0
0
0
0
0
0
0
0
0
0
0
0
0
0
0
0
0
0
0
0
0
0
0
0
0
0
0
0
0
0
0
0
0
0
0
0
0
0
0
0
0
0
0
0
0
0
0
0
0
0
0
0
0
0
0
0
0
0
0
0
0
0
0
0
0
0
0
0
0
0
0
0
0
0
0
0
0
0
0
0
0
0
0
0
0
0
0
0
0
0
0
0
0
0
0
0
0
0
0
0
0
0
0
0
0
0
0
0
0
0
0
0
0
0
0
0
0
0
0
0
0
0
0
0
0
0
0
0
0
0
0
0
0
0
0
0
0
0
0
0
0
0
0
0
0
0
0
0
0
0
0
0
0
0
0
0
0
0
0
0
0
0
0
0
0
0
0
0
0
0
0
0
0
0
0
0
0
0
0
0
0
0
0
0
0
0
0
0
0
0
0
0
0
0
0
0
0
0
0
0
0
0
0
0
0
0
0
0
0
0
0
0
0
0
0
0
0
0
0
0
0
0
0
0
0
0
0
0
0
0
0
0
0
0
0
0
0
0
0
0
0
0
0
0
0
0
0
0
0
0
0
0
0
0
0
0
0
0
0
0
0
0
0
0
0
0
0
0
0
0
0
0
0
0
0
0
0
0
0
0
0
0
0
0
0
0
0
0
0
0
0
0
0
0
0
0
0
0
0
0
0
0
0
0
0
0
0
0
0
0
0
0
0
0
0
0
0
0
0
0
0
0
0
0
0
0
0
0
0
0
0
0
0
0
0
0
0
0
0
0
0
0
0
0
0
0
0
0
0
0
0
0
0
0
0
0
0
0
0
0
0
0
0
0
0
0
0
0
0
0
0
0
0
0
0
0
0
0
0
0
0
0
0
0
0
0
0
0
0
0
0
0
0
0
0
0
0
0
0
0
0
0
0
0
0
0
0
0
0
0
0
0
0
0
0
0
0
0
0
0
0
0
0
0
0
0
0
0
0
0
0
0
0
0
0
0
0
0
0
0
0
0
0
0
0
0
0
0
0
0
0
0
0
0
0
0
0
0
0
0
0
0
0
0
0
0
0
0
0
0
0
0
0
0
0
0
0
0
0
0
0
0
0
0
0
0
0
0
0
0
0
0
0
0
0
0
0
0
0
0
0
0
0
0
0
0
0
0
0
0
0
0
0
0
0
0
0
0
0
0
0
0
0
0
0
0
0
0
0
0
0
0
0
0
0
0
0
0
0
0
0
0
0
0
0
0
0
0
0
0
0
0
0
0
0
0
0
0
0
0
0
0
0
0
0
0
0
0
0
0
0
0
0
0
0
0
0
0
0
0
0
0
0
0
0
0
0
0
0
0
0
0
0
0
0
0
0
0
0
0
0
0
0
0
0
0
0
0
0
0
0
0
0
0
0
0
0
0
0
0
0
0
0
0
0
0
0
0
0
0
0
0
0
0
0
0
0
0
0
0
0
0
0
0
0
0
0
0
0
0
0
0
0
0
0
0
0
0
0
0
0
0
0
0
0
0
0
0
0
0
0
0
0
0
0
0
0
0
0
0
0
0
0
0
0
0
0
0
0
0
0
0
0
0
0
0
0
0
0
0
0
0
0
0
0
0
0
0
0
0
0
0
0
0
0
0
0
0
0
0
0
0
0
0
0
0
0
0
0
0
0
0
0
0
0
0
0
0
0
0
0
0
0
0
0
0
0
0
0
0
0
0
0
0
0
0
0
0
0
0
0
0
0
0
0
0
0
0
0
0
0
0
0
0
0
0
0
0
0
0
0
0
0
0
0
0
0
0
0
0
0
0
0
0
0
0
0
0
0
0
0
0
0
0
0
0
0
0
0
0
0
0
0
0
0
0
0
0
0
0
0
0
0
0
0
0
0
0
0
0
0
0
0
0
0
0
0
0
0
0
0
0
0
0
0
0
0
0
0
0
0
0
0
0
0
0
0
0
0
0
0
0
0
0
0
0
0
0
0
0
0
0
0
0
0
0
0
0
0
0
0
0
0
0
0
0
0
0
0
0
0
0
0
0
0
0
0
0
0
0
0
0
0
0
0
0
0
0
0
0
0
0
0
0
0
0
0
0
0
0
0
0
0
0
0
0
0
0
0
0
0
0
0
0
0
0
0
0
0
0
0
0
0
0
0
0
0
0
0
0
0
0
0
0
0
0
0
0
0
0
0
0
0
0
0
0
0
0
0
0
0
0
0
0
0
0
0
0
0
0
0
0
0
0
0
0
0
0
0
0
0
0
0
0
0
0
0
0
0
0
0
0
0
0
0
0
0
0
0
0
0
0
0
0
0
0
0
0
0
0
0
0
0
0
0
0
0
0
0
0
0
0
0
0
0
0
0
0
0
0
0
0
0
0
0
0
0
0
0
0
0
0
0
0
0
0
0
0
0
0
0
0
0
0
0
0
0
0
0
0
0
0
0
0
0
0
0
0
0
0
0
0
0
0
0
0
0
0
0
0
0
0
0
0
0
0
0
0
0
0
0
0
0
0
0
0
0
0
0
0
0
0
0
0
0
0
0
0
0
0
0
0
0
0
0
0
0
0
0
0
0
0
0
0
0
0
0
0
0
0
0
0
0
0
0
0
0
0
0
0
0
0
0
0
0
0
0
0
0
0
0
0
0
0
0
0
0
0
0
0
0
0
0
0
0
0
0
0
0
0
0
0
0
0
0
0
0
0
0
0
0
0
0
0
0
0
0
0
0
0
0
0
0
0
0
0
0
0
0
0
0
0
0
0
0
0
0
0
0
0
0
0
0
0
0
0
0
0
0
0
0
0
0
0
0
0
0
0
0
0
0
0
0
0
0
0
0
0
0
0
0
0
0
0
0
0
0
0
0
0
0
0
0
0
0
0
0
0
0
0
0
0
0
0
0
0
0
0
0
0
0
0
0
0
0
0
0
0
0
0
0
0
0
0
0
0
0
0
0
0
0
0
0
0
0
0
0
0
0
0
0
0
0
0
0
0
0
0
0
0
0
0
0
0
0
0
0
0
0
0
0
0
0
0
0
0
0
0
0
0
0
0
0
0
0
0
0
0
0
0
0
0
0
0
0
0
0
0
0
0
0
0
0
0
0
0
0
0
0
0
0
0
0
0
0
0
0
0
0
0
0
0
0
0
0
0
0
0
0
0
0
0
0
0
0
0
0
0
0
0
0
0
0
0
0
0
0
0
0
0
0
0
0
0
0
0
0
0
0
0
0
0
0
0
0
0
0
0
0
0
0
0
0
0
0
0
0
0
0
0
0
0
0
0
0
0
0
0
0
0
0
0
0
0
0
0
0
0
0
0
0
0
0
0
0
0
0
0
0
0
0
0
0
0
0
0
0
0
0
0
0
0
0
0
0
0
0
0
0
0
0
0
0
0
0
0
0
0
0
0
0
0
0
0
0
0
0
0
0
0
0
0
0
0
0
0
0
0
0
0
0
0
0
0
0
0
0
0
0
0
0
0
0
0
0
0
0
0
0
0
0
0
0
0
0
0
0
0
0
0
0
0
0
0
0
0
0
0
0
0
0
0
0
0
0
0
0
0
0
0
0
0
0
0
0
0
0
0
0
0
0
0
0
0
0
0
0
0
0
0
0
0
0
0
0
0
0
0
0
0
0
0
0
0
0
0
0
0
0
0
0
0
0
0
0
0
0
0
0
0
0
0
0
0
0
0
0
0
0
0
0
0
0
0
0
0
0
0
0
0
0
0
0
0
0
0
0
0
0
0
0
0
0
0
0
0
0
0
0
0
0
0
0
0
0
0
0
0
0
0
0
0
0
0
0
0
0
0
0
0
0
0
0
0
0
0
0
0
0
0
0
0
0
0
0
0
0
0
0
0
0
0
0
0
0
0
0
0
0
0
0
0
0
0
0
0
0
0
0
0
0
0
0
0
0
0
0
0
0
0
0
0
0
0
0
0
0
0
0
0
0
0
0
0
0
0
0
0
0
0
0
0
0
0
0
0
0
0
0
0
0
0
0
0
0
0
0
0
0
0
0
0
0
0
0
0
0
0
0
0
0
0
0
0
0
0
0
0
0
0
0
0
0
0
0
0
0
0
0
0
0
0
0
0
0
0
0
0
0
0
0
0
0
0
0
0
0
0
0
0
0
0
0
0
0
0
0
0
0
0
0
0
0
0
0
0
0
0
0
0
0
0
0
0
0
0
0
0
0
0
0
0
0
0
0
0
0
0
0
0
0
0
0
0
0
0
0
0
0
0
0
0
0
0
0
0
0
0
0
0
0
0
0
0
0
0
0
0
0
0
0
0
0
0
0
0
0
0
0
0
0
0
0
0
0
0
0
0
0
0
0
0
0
0
0
0
0
0
0
0
0
0
0
0
0
0
0
0
0
0
0
0
0
0
0
0
0
0
0
0
0
0
0
0
0
0
0
0
0
0
0
0
0
0
0
0
0
0
0
0
0
0
0
0
0
0
0
0
0
0
0
0
0
0
0
0
0
0
0
0
0
0
0
0
0
0
0
0
0
0
0
0
0
0
0
0
0
0
0
0
0
0
0
0
0
0
0
0
0
0
0
0
0
0
0
0
0
0
0
0
0
0
0
0
0
0
0
0
0
0
0
0
0
0
0
0
0
0
0
0
0
0
0
0
0
0
0
0
0
0
0
0
0
0
0
0
0
0
0
0
0
0
0
0
0
0
0
0
0
0
0
0
0
0
0
0
0
0
0
0
0
0
0
0
0
0
0
0
0
0
0
0
0
0
0
0
0
0
0
0
0
0
0
0
0
0
0
0
0
0
0
0
0
0
0
0
0
0
0
0
0
0
0
0
0
0
0
0
0
0
0
0
0
0
0
0
0
0
0
0
0
0
0
0
0
0
0
0
0
0
0
0
0
0
0
0
0
0
0
0
0
0
0
0
0
0
0
0
0
0
0
0
0
0
0
0
0
0
0
0
0
0
0
0
0
0
0
0
0
0
0
0
0
0
0
0
0
0
0
0
0
0
0
0
0
0
0
0
0
0
0
0
0
0
0
0
0
0
0
0
0
0
0
0
0
0
0
0
0
0
0
0
0
0
0
0
0
0
0
0
0
0
0
0
0
0
0
0
0
0
0
0
0
0
0
0
0
0
0
0
0
0
0
0
0
0
0
0
0
0
0
0
0
0
0
0
0
0
0
0
0
0
0
0
0
0
0
0
0
0
0
0
0
0
0
0
0
0
0
0
0
0
0
0
0
0
0
0
0
0
0
0
0
0
0
0
0
0
0
0
0
0
0
0
0
0
0
0
0
0
0
0
0
0
0
0
0
0
0
0
0
0
0
0
0
0
0
0
0
0
0
0
0
0
0
0
0
0
0
0
0
0
0
0
0
0
0
0
0
0
0
0
0
0
0
0
0
0
0
0
0
0
0
0
0
0
0
0
0
0
0
0
0
0
0
0
0
0
0
0
0
0
0
0
0
0
0
0
0
0
0
0
0
0
0
0
0
0
0
0
0
0
0
0
0
0
0
0
0
0
0
0
0
0
0
0
0
0
0
0
0
0
0
0
0
0
0
0
0
0
0
0
0
0
0
0
0
0
0
0
0
0
0
0
0
0
0
0
0
0
0
0
0
0
0
0
0
0
0
0
0
0
0
0
0
0
0
0
0
0
0
0
0
0
0
0
0
0
0
0
0
0
0
0
0
0
0
0
0
0
0
0
0
0
0
0
0
0
0
0
0
0
0
0
0
0
0
0
0
0
0
0
0
0
0
0
0
0
0
0
0
0
0
0
0
0
0
0
0
0
0
0
0
0
0
0
0
0
0
0
0
0
0
0
0
0
0
0
0
0
0
0
0
0
0
0
0
0
0
0
0
0
0
0
0
0
0
0
0
0
0
0
0
0
0
0
0
0
0
0
0
0
0
0
0
0
0
0
0
0
0
0
0
0
0
0
0
0
0
0
0
0
0
0
0
0
0
0
0
0
0
0
0
0
0
0
0
0
0
0
0
0
0
0
0
0
0
0
0
0
0
0
0
0
0
0
0
0
0
0
0
0
0
0
0
0
0
0
0
0
0
0
0
0
0
0
0
0
0
0
0
0
0
0
0
0
0
0
0
0
0
0
0
0
0
0
0
0
0
0
0
0
0
0
0
0
0
0
0
0
0
0
0
0
0
0
0
0
0
0
0
0
0
0
0
0
0
0
0
0
0
0
0
0
0
0
0
0
0
0
0
0
0
0
0
0
0
0
0
0
0
0
0
0
0
0
0
0
0
0
0
0
0
0
0
0
0
0
0
0
0
0
0
0
0
0
0
0
0
0
0
0
0
0
0
0
0
0
0
0
0
0
0
0
0
0
0
0
0
0
0
0
0
0
0
0
0
0
0
0
0
0
0
0
0
0
0
0
0
0
0
0
0
0
0
0
0
0
0
0
0
0
0
0
0
0
0
0
0
0
0
0
0
0
0
0
0
0
0
0
0
0
0
0
0
0
0
0
0
0
0
0
0
0
0
0
0
0
0
0
0
0
0
0
0
0
0
0
0
0
0
0
0
0
0
0
0
0
0
0
0
0
0
0
0
0
0
0
0
0
0
0
0
0
0
0
0
0
0
0
0
0
0
0
0
0
0
0
0
0
0
0
0
0
0
0
0
0
0
0
0
0
0
0
0
0
0
0
0
0
0
0
0
0
0
0
0
0
0
0
0
0
0
0
0
0
0
0
0
0
0
0
0
0
0
0
0
0
0
0
0
0
0
0
0
0
0
0
0
0
0
0
0
0
0
0
0
0
0
0
0
0
0
0
0
0
0
0
0
0
0
0
0
0
0
0
0
0
0
0
0
0
0
0
0
0
0
0
0
0
0
0
0
0
0
0
0
0
0
0
0
0
0
0
0
0
0
0
0
0
0
0
0
0
0
0
0
0
0
0
0
0
0
0
0
0
0
0
0
0
0
0
0
0
0
0
0
0
0
0
0
0
0
0
0
0
0
0
0
0
0
0
0
0
0
0
0
0
0
0
0
0
0
0
0
0
0
0
0
0
0
0
0
0
0
0
0
0
0
0
0
0
0
0
0
0
0
0
0
0
0
0
0
0
0
0
0
0
0
0
0
0
0
0
0
0
0
0
0
0
0
0
0
0
0
0
0
0
0
0
0
0
0
0
0
0
0
0
0
0
0
0
0
0
0
0
0
0
0
0
0
0
0
0
0
0
0
0
0
0
0
0
0
0
0
0
0
0
0
0
0
0
0
0
0
0
0
0
0
0
0
0
0
0
0
0
0
0
0
0
0
0
0
0
0
0
0
0
0
0
0
0
0
0
0
0
0
0
0
0
0
0
0
0
0
0
0
0
0
0
0
0
0
0
0
0
0
0
0
0
0
0
0
0
0
0
0
0
0
0
0
0
0
0
0
0
0
0
0
0
0
0
0
0
0
0
0
0
0
0
0
0
0
0
0
0
0
0
0
0
0
0
0
0
0
0
0
0
0
0
0
0
0
0
0
0
0
0
0
0
0
0
0
0
0
0
0
0
0
0
0
0
0
0
0
0
0
0
0
0
0
0
0
0
0
0
0
0
0
0
0
0
0
0
0
0
0
0
0
0
0
0
0
0
0
0
0
0
0
0
0
0
0
0
0
0
0
0
0
0
0
0
0
0
0
0
0
0
0
0
0
0
0
0
0
0
0
0
0
0
0
0
0
0
0
0
0
0
0
0
0
0
0
0
0
0
0
0
0
0
0
0
0
0
0
0
0
0
0
0
0
0
0
0
0
0
0
0
0
0
0
0
0
0
0
0
0
0
0
0
0
0
0
0
0
0
0
0
0
0
0
0
0
0
0
0
0
0
0
0
0
0
0
0
0
0
0
0
0
0
0
0
0
0
0
0
0
0
0
0
0
0
0
0
0
0
0
0
0
0
0
0
0
0
0
0
0
0
0
0
0
0
0
0
0
0
0
0
0
0
0
0
0
0
0
0
0
0
0
0
0
0
0
0
0
0
0
0
0
0
0
0
0
0
0
0
0
0
0
0
0
0
0
0
0
0
0
0
0
0
0
0
0
0
0
0
0
0
0
0
0
0
0
0
0
0
0
0
0
0
0
0
0
0
0
0
0
0
0
0
0
0
0
0
0
0
0
0
0
0
0
0
0
0
0
0
0
0
0
0
0
0
0
0
0
0
0
0
0
0
0
0
0
0
0
0
0
0
0
0
0
0
0
0
0
0
0
0
0
0
0
0
0
0
0
0
0
0
0
0
0
0
0
0
0
0
0
0
0
0
0
0
0
0
0
0
0
0
0
0
0
0
0
0
0
0
0
0
0
0
0
0
0
0
0
0
0
0
0
0
0
0
0
0
0
0
0
0
0
0
0
0
0
0
0
0
0
0
0
0
0
0
0
0
0
0
0
0
0
0
0
0
0
0
0
0
0
0
0
0
0
0
0
0
0
0
0
0
0
0
0
0
0
0
0
0
0
0
0
0
0
0
0
0
0
0
0
0
0
0
0
0
0
0
0
0
0
0
0
0
0
0
0
0
0
0
0
0
0
0
0
0
0
0
0
0
0
0
0
0
0
0
0
0
0
0
0
0
0
0
0
0
0
0
0
0
0
0
0
0
0
0
0
0
0
0
0
0
0
0
0
0
0
0
0
0
0
0
0
0
0
0
0
0
0
0
0
0
0
0
0
0
0
0
0
0
0
0
0
0
0
0
0
0
0
0
0
0
0
0
0
0
0
0
0
0
0
0
0
0
0
0
0
0
0
0
0
0
0
0
0
0
0
0
0
0
0
0
0
0
0
0
0
0
0
0
0
0
0
0
0
0
0
0
0
0
0
0
0
0
0
0
0
0
0
0
0
0
0
0
0
0
0
0
0
0
0
0
0
0
0
0
0
0
0
0
0
0
0
0
0
0
0
0
0
0
0
0
0
0
0
0
0
0
0
0
0
0
0
0
0
0
0
0
0
0
0
0
0
0
0
0
0
0
0
0
0
0
0
0
0
0
0
0
0
0
0
0
0
0
0
0
0
0
0
0
0
0
0
0
0
0
0
0
0
0
0
0
0
0
0
0
0
0
0
0
0
0
0
0
0
0
0
0
0
0
0
0
0
0
0
0
0
0
0
0
0
0
0
0
0
0
0
0
0
0
0
0
0
0
0
0
0
0
0
0
0
0
0
0
0
0
0
0
0
0
0
0
0
0
0
0
0
0
0
0
0
0
0
0
0
0
0
0
0
0
0
0
0
0
0
0
0
0
0
0
0
0
0
0
0
0
0
0
0
0
0
0
0
0
0
0
0
0
0
0
0
0
0
0
0
0
0
0
0
0
0
0
0
0
0
0
0
0
0
0
0
0
0
0
0
0
0
0
0
0
0
0
0
0
0
0
0
0
0
0
0
0
0
0
0
0
0
0
0
0
0
0
0
0
0
0
0
0
0
0
0
0
0
0
0
0
0
0
0
0
0
0
0
0
0
0
0
0
0
0
0
0
0
0
0
0
0
0
0
0
0
0
0
0
0
0
0
0
0
0
0
0
0
0
0
0
0
0
0
0
0
0
0
0
0
0
0
0
0
0
0
0
0
0
0
0
0
0
0
0
0
0
0
0
0
0
0
0
0
0
0
0
0
0
0
0
0
0
0
0
0
0
0
0
0
0
0
0
0
0
0
0
0
0
0
0
0
0
0
0
0
0
0
0
0
0
0
0
0
0
0
0
0
0
0
0
0
0
0
0
0
0
0
0
0
0
0
0
0
0
0
0
0
0
0
0
0
0
0
0
0
0
0
0
0
0
0
0
0
0
0
0
0
0
0
0
0
0
0
0
0
0
0
0
0
0
0
0
0
0
0
0
0
0
0
0
0
0
0
0
0
0
0
0
0
0
0
0
0
0
0
0
0
0
0
0
0
0
0
0
0
0
0
0
0
0
0
0
0
0
0
0
0
0
0
0
0
0
0
0
0
0
0
0
0
0
0
0
0
0
0
0
0
0
0
0
0
0
0
0
0
0
0
0
0
0
0
0
0
0
0
0
0
0
0
0
0
0
0
0
0
0
0
0
0
0
0
0
0
0
0
0
0
0
0
0
0
0
0
0
0
0
0
0
0
0
0
0
0
0
0
0
0
0
0
0
0
0
0
0
0
0
0
0
0
0
0
0
0
0
0
0
0
0
0
0
0
0
0
0
0
0
0
0
0
0
0
0
0
0
0
0
0
0
0
0
0
0
0
0
0
0
0
0
0
0
0
0
0
0
0
0
0
0
0
0
0
0
0
0
0
0
0
0
0
0
0
0
0
0
0
0
0
0
0
0
0
0
0
0
0
0
0
0
0
0
0
0
0
0
0
0
0
0
0
0
0
0
0
0
0
0
0
0
0
0
0
0
0
0
0
0
0
0
0
0
0
0
0
0
0
0
0
0
0
0
0
0
0
0
0
0
0
0
0
0
0
0
0
0
0
0
0
0
0
0
0
0
0
0
0
0
0
0
0
0
0
0
0
0
0
0
0
0
0
0
0
0
0
0
0
0
0
0
0
0
0
0
0
0
0
0
0
0
0
0
0
0
0
0
0
0
0
0
0
0
0
0
0
0
0
0
0
0
0
0
0
0
0
0
0
0
0
0
0
0
0
0
0
0
0
0
0
0
0
0
0
0
0
0
0
0
0
0
0
0
0
0
0
0
0
0
0
0
0
0
0
0
0
0
0
0
0
0
0
0
0
0
0
0
0
0
0
0
0
0
0
0
0
0
0
0
0
0
0
0
0
0
0
0
0
0
0
0
0
0
0
0
0
0
0
0
0
0
0
0
0
0
0
0
0
0
0
0
0
0
0
0
0
0
0
0
0
0
0
0
0
0
0
0
0
0
0
0
0
0
0
0
0
0
0
0
0
0
0
0
0
0
0
0
0
0
0
0
0
0
0
0
0
0
0
0
0
0
0
0
0
0
0
0
0
0
0
0
0
0
0
0
0
0
0
0
0
0
0
0
0
0
0
0
0
0
0
0
0
0
0
0
0
0
0
0
0
0
0
0
0
0
0
0
0
0
0
0
0
0
0
0
0
0
0
0
0
0
0
0
0
0
0
0
0
0
0
0
0
0
0
0
0
0
0
0
0
0
0
0
0
0
0
0
0
0
0
0
0
0
0
0
0
0
0
0
0
0
0
0
0
0
0
0
0
0
0
0
0
0
0
0
0
0
0
0
0
0
0
0
0
0
0
0
0
0
0
0
0
0
0
0
0
0
0
0
0
0
0
0
0
0
0
0
0
0
0
0
0
0
0
0
0
0
0
0
0
0
0
0
0
0
0
0
0
0
0
0
0
0
0
0
0
0
0
0
0
0
0
0
0
0
0
0
0
0
0
0
0
0
0
0
0
0
0
0
0
0
0
0
0
0
0
0
0
0
0
0
0
0
0
0
0
0
0
0
0
0
0
0
0
0
0
0
0
0
0
0
0
0
0
0
0
0
0
0
0
0
0
0
0
0
0
0
0
0
0
0
0
0
0
0
0
0
0
0
0
0
0
0
0
0
0
0
0
0
0
0
0
0
0
0
0
0
0
0
0
0
0
0
0
0
0
0
0
0
0
0
0
0
0
0
0
0
0
0
0
0
0
0
0
0
0
0
0
0
0
0
0
0
0
0
0
0
0
0
0
0
0
0
0
0
0
0
0
0
0
0
0
0
0
0
0
0
0
0
0
0
0
0
0
0
0
0
0
0
0
0
0
0
0
0
0
0
0
0
0
0
0
0
0
0
0
0
0
0
0
0
0
0
0
0
0
0
0
0
0
0
0
0
0
0
0
0
0
0
0
0
0
0
0
0
0
0
0
0
0
0
0
0
0
0
0
0
0
0
0
0
0
0
0
0
0
0
0
0
0
0
0
0
0
0
0
0
0
0
0
0
0
0
0
0
0
0
0
0
0
0
0
0
0
0
0
0
0
0
0
0
0
0
0
0
0
0
0
0
0
0
0
0
0
0
0
0
0
0
0
0
0
0
0
0
0
0
0
0
0
0
0
0
0
0
0
0
0
0
0
0
0
0
0
0
0
0
0
0
0
0
0
0
0
0
0
0
0
0
0
0
0
0
0
0
0
0
0
0
0
0
0
0
0
0
0
0
0
0
0
0
0
0
0
0
0
0
0
0
0
0
0
0
0
0
0
0
0
0
0
0
0
0
0
0
0
0
0
0
0
0
0
0
0
0
0
0
0
0
0
0
0
0
0
0
0
0
0
0
0
0
0
0
0
0
0
0
0
0
0
0
0
0
0
0
0
0
0
0
0
0
0
0
0
0
0
0
0
0
0
0
0
0
0
0
0
0
0
0
0
0
0
0
0
0
0
0
0
0
0
0
0
0
0
0
0
0
0
0
0
0
0
0
0
0
0
0
0
0
0
0
0
0
0
0
0
0
0
0
0
0
0
0
0
0
0
0
0
0
0
0
0
0
0
0
0
0
0
0
0
0
0
0
0
0
0
0
0
0
0
0
0
0
0
0
0
0
0
0
0
0
0
0
0
0
0
0
0
0
0
0
0
0
0
0
0
0
0
0
0
0
0
0
0
0
0
0
0
0
0
0
0
0
0
0
0
0
0
0
0
0
0
0
0
0
0
0
0
0
0
0
0
0
0
0
0
0
0
0
0
0
0
0
0
0
0
0
0
0
0
0
0
0
0
0
0
0
0
0
0
0
0
0
0
0
0
0
0
0
0
0
0
0
0
0
0
0
0
0
0
0
0
0
0
0
0
0
0
0
0
0
0
0
0
0
0
0
0
0
0
0
0
0
0
0
0
0
0
0
0
0
0
0
0
0
0
0
0
0
0
0
0
0
0
0
0
0
0
0
0
0
0
0
0
0
0
0
0
0
0
0
0
0
0
0
0
0
0
0
0
0
0
0
0
0
0
0
0
0
0
0
0
0
0
0
0
0
0
0
0
0
0
0
0
0
0
0
0
0
0
0
0
0
0
0
0
0
0
0
0
0
0
0
0
0
0
0
0
0
0
0
0
0
0
0
0
0
0
0
0
0
0
0
0
0
0
0
0
0
0
0
0
0
0
0
0
0
0
0
0
0
0
0
0
0
0
0
0
0
0
0
0
0
0
0
0
0
0
0
0
0
0
0
0
0
0
0
0
0
0
0
0
0
0
0
0
0
0
0
0
0
0
0
0
0
0
0
0
0
0
0
0
0
0
0
0
0
0
0
0
0
0
0
0
0
0
0
0
0
0
0
0
0
0
0
0
0
0
0
0
0
0
0
0
0
0
0
0
0
0
0
0
0
0
0
0
0
0
0
0
0
0
0
0
0
0
0
0
0
0
0
0
0
0
0
0
0
0
0
0
0
0
0
0
0
0
0
0
0
0
0
0
0
0
0
0
0
0
0
0
0
0
0
0
0
0
0
0
0
0
0
0
0
0
0
0
0
0
0
0
0
0
0
0
0
0
0
0
0
0
0
0
0
0
0
0
0
0
0
0
0
0
0
0
0
0
0
0
0
0
0
0
0
0
0
0
0
0
0
0
0
0
0
0
0
0
0
0
0
0
0
0
0
0
0
0
0
0
0
0
0
0
0
0
0
0
0
0
0
0
0
0
0
0
0
0
0
0
0
0
0
0
0
0
0
0
0
0
0
0
0
0
0
0
0
0
0
0
0
0
0
0
0
0
0
0
0
0
0
0
0
0
0
0
0
0
0
0
0
0
0
0
0
0
0
0
0
0
0
0
0
0
0
0
0
0
0
0
0
0
0
0
0
0
0
0
0
0
0
0
0
0
0
0
0
0
0
0
0
0
0
0
0
0
0
0
0
0
0
0
0
0
0
0
0
0
0
0
0
0
0
0
0
0
0
0
0
0
0
0
0
0
0
0
0
0
0
0
0
0
0
0
0
0
0
0
0
0
0
0
0
0
0
0
0
0
0
0
0
0
0
0
0
0
0
0
0
0
0
0
0
0
0
0
0
0
0
0
0
0
0
0
0
0
0
0
0
0
0
0
0
0
0
0
0
0
0
0
0
0
0
0
0
0
0
0
0
0
0
0
0
0
0
0
0
0
0
0
0
0
0
0
0
0
0
0
0
0
0
0
0
0
0
0
0
0
0
0
0
0
0
0
0
0
0
0
0
0
0
0
0
0
0
0
0
0
0
0
0
0
0
0
0
0
0
0
0
0
0
0
0
0
0
0
0
0
0
0
0
0
0
0
0
0
0
0
0
0
0
0
0
0
0
0
0
0
0
0
0
0
0
0
0
0
0
0
0
0
0
0
0
0
0
0
0
0
0
0
0
0
0
0
0
0
0
0
0
0
0
0
0
0
0
0
0
0
0
0
0
0
0
0
0
0
0
0
0
0
0
0
0
0
0
0
0
0
0
0
0
0
0
0
0
0
0
0
0
0
0
0
0
0
0
0
0
0
0
0
0
0
0
0
0
0
0
0
0
0
0
0
0
0
0
0
0
0
0
0
0
0
0
0
0
0
0
0
0
0
0
0
0
0
0
0
0
0
0
0
0
0
0
0
0
0
0
0
0
0
0
0
0
0
0
0
0
0
0
0
0
0
0
0
0
0
0
0
0
0
0
0
0
0
0
0
0
0
0
0
0
0
0
0
0
0
0
0
0
0
0
0
0
0
0
0
0
0
0
0
0
0
0
0
0
0
0
0
0
0
0
0
0
0
0
0
0
0
0
0
0
0
0
0
0
0
0
0
0
0
0
0
0
0
0
0
0
0
0
0
0
0
0
0
0
0
0
0
0
0
0
0
0
0
0
0
0
0
0
0
0
0
0
0
0
0
0
0
0
0
0
0
0
0
0
0
0
0
0
0
0
0
0
0
0
0
0
0
0
0
0
0
0
0
0
0
0
0
0
0
0
0
0
0
0
0
0
0
0
0
0
0
0
0
0
0
0
0
0
0
0
0
0
0
0
0
0
0
0
0
0
0
0
0
0
0
0
0
0
0
0
0
0
0
0
0
0
0
0
0
0
0
0
0
0
0
0
0
0
0
0
0
0
0
0
0
0
0
0
0
0
0
0
0
0
0
0
0
0
0
0
0
0
0
0
0
0
0
0
0
0
0
0
0
0
0
0
0
0
0
0
0
0
0
0
0
0
0
0
0
0
0
0
0
0
0
0
0
0
0
0
0
0
0
0
0
0
0
0
0
0
0
0
0
0
0
0
0
0
0
0
0
0
0
0
0
0
0
0
0
0
0
0
0
0
0
0
0
0
0
0
0
0
0
0
0
0
0
0
0
0
0
0
0
0
0
0
0
0
0
0
0
0
0
0
0
0
0
0
0
0
0
0
0
0
0
0
0
0
0
0
0
0
0
0
0
0
0
0
0
0
0
0
0
0
0
0
0
0
0
0
0
0
0
0
0
0
0
0
0
0
0
0
0
0
0
0
0
0
0
0
0
0
0
0
0
0
0
0
0
0
0
0
0
0
0
0
0
0
0
0
0
0
0
0
0
0
0
0
0
0
0
0
0
0
0
0
0
0
0
0
0
0
0
0
0
0
0
0
0
0
0
0
0
0
0
0
0
0
0
0
0
0
0
0
0
0
0
0
0
0
0
0
0
0
0
0
0
0
0
0
0
0
0
0
0
0
0
0
0
0
0
0
0
0
0
0
0
0
0
0
0
0
0
0
0
0
0
0
0
0
0
0
0
0
0
0
0
0
0
0
0
0
0
0
0
0
0
0
0
0
0
0
0
0
0
0
0
0
0
0
0
0
0
0
0
0
0
0
0
0
0
0
0
0
0
0
0
0
0
0
0
0
0
0
0
0
0
0
0
0
0
0
0
0
0
0
0
0
0
0
0
0
0
0
0
0
0
0
0
0
0
0
0
0
0
0
0
0
0
0
0
0
0
0
0
0
0
0
0
0
0
0
0
0
0
0
0
0
0
0
0
0
0
0
0
0
0
0
0
0
0
0
0
0
0
0
0
0
0
0
0
0
0
0
0
0
0
0
0
0
0
0
0
0
0
0
0
0
0
0
0
0
0
0
0
0
0
0
0
0
0
0
0
0
0
0
0
0
0
0
0
0
0
0
0
0
0
0
0
0
0
0
0
0
0
0
0
0
0
0
0
0
0
0
0
0
0
0
0
0
0
0
0
0
0
0
0
0
0
0
0
0
0
0
0
0
0
0
0
0
0
0
0
0
0
0
0
0
0
0
0
0
0
0
0
0
0
0
0
0
0
0
0
0
0
0
0
0
0
0
0
0
0
0
0
0
0
0
0
0
0
0
0
0
0
0
0
0
0
0
0
0
0
0
0
0
0
0
0
0
0
0
0
0
0
0
0
0
0
0
0
0
0
0
0
0
0
0
0
0
0
0
0
0
0
0
0
0
0
0
0
0
0
0
0
0
0
0
0
0
0
0
0
0
0
0
0
0
0
0
0
0
0
0
0
0
0
0
0
0
0
0
0
0
0
0
0
0
0
0
0
0
0
0
0
0
0
0
0
0
0
0
0
0
0
0
0
0
0
0
0
0
0
0
0
0
0
0
0
0
0
0
0
0
0
0
0
0
0
0
0
0
0
0
0
0
0
0
0
0
0
0
0
0
0
0
0
0
0
0
0
0
0
0
0
0
0
0
0
0
0
0
0
0
0
0
0
0
0
0
0
0
0
0
0
0
0
0
0
0
0
0
0
0
0
0
0
0
0
0
0
0
0
0
0
0
0
0
0
0
0
0
0
0
0
0
0
0
0
0
0
0
0
0
0
0
0
0
0
0
0
0
0
0
0
0
0
0
0
0
0
0
0
0
0
0
0
0
0
0
0
0
0
0
0
0
0
0
0
0
0
0
0
0
0
0
0
0
0
0
0
0
0
0
0
0
0
0
0
0
0
0
0
0
0
0
0
0
0
0
0
0
0
0
0
0
0
0
0
0
0
0
0
0
0
0
0
0
0
0
0
0
0
0
0
0
0
0
0
0
0
0
0
0
0
0
0
0
0
0
0
0
0
0
0
0
0
0
0
0
0
0
0
0
0
0
0
0
0
0
0
0
0
0
0
0
0
0
0
0
0
0
0
0
0
0
0
0
0
0
0
0
0
0
0
0
0
0
0
0
0
0
0
0
0
0
0
0
0
0
0
0
0
0
0
0
0
0
0
0
0
0
0
0
0
0
0
0
0
0
0
0
0
0
0
0
0
0
0
0
0
0
0
0
0
0
0
0
0
0
0
0
0
0
0
0
0
0
0
0
0
0
0
0
0
0
0
0
0
0
0
0
0
0
0
0
0
0
0
0
0
0
0
0
0
0
0
0
0
0
0
0
0
0
0
0
0
0
0
0
0
0
0
0
0
0
0
0
0
0
0
0
0
0
0
0
0
0
0
0
0
0
0
0
0
0
0
0
0
0
0
0
0
0
0
0
0
0
0
0
0
0
0
0
0
0
0
0
0
0
0
0
0
0
0
0
0
0
0
0
0
0
0
0
0
0
0
0
0
0
0
0
0
0
0
0
0
0
0
0
0
0
0
0
0
0
0
0
0
0
0
0
0
0
0
0
0
0
0
0
0
0
0
0
0
0
0
0
0
0
0
0
0
0
0
0
0
0
0
0
0
0
0
0
0
0
0
0
0
0
0
0
0
0
0
0
0
0
0
0
0
0
0
0
0
0
0
0
0
0
0
0
0
0
0
0
0
0
0
0
0
0
0
0
0
0
0
0
0
0
0
0
0
0
0
0
0
0
0
0
0
0
0
0
0
0
0
0
0
0
0
0
0
0
0
0
0
0
0
0
0
0
0
0
0
0
0
0
0
0
0
0
0
0
0
0
0
0
0
0
0
0
0
0
0
0
0
0
0
0
0
0
0
0
0
0
0
0
0
0
0
0
0
0
0
0
0
0
0
0
0
0
0
0
0
0
0
0
0
0
0
0
0
0
0
0
0
0
0
0
0
0
0
0
0
0
0
0
0
0
0
0
0
0
0
0
0
0
0
0
0
0
0
0
0
0
0
0
0
0
0
0
0
0
0
0
0
0
0
0
0
0
0
0
0
0
0
0
0
0
0
0
0
0
0
0
0
0
0
0
0
0
0
0
0
0
0
0
0
0
0
0
0
0
0
0
0
0
0
0
0
0
0
0
0
0
0
0
0
0
0
0
0
0
0
0
0
0
0
0
0
0
0
0
0
0
0
0
0
0
0
0
0
0
0
0
0
0
0
0
0
0
0
0
0
0
0
0
0
0
0
0
0
0
0
0
0
0
0
0
0
0
0
0
0
0
0
0
0
0
0
0
0
0
0
0
0
0
0
0
0
0
0
0
0
0
0
0
0
0
0
0
0
0
0
0
0
0
0
0
0
0
0
0
0
0
0
0
0
0
0
0
0
0
0
0
0
0
0
0
0
0
0
0
0
0
0
0
0
0
0
0
0
0
0
0
0
0
0
0
0
0
0
0
0
0
0
0
0
0
0
0
0
0
0
0
0
0
0
0
0
0
0
0
0
0
0
0
0
0
0
0
0
0
0
0
0
0
0
0
0
0
0
0
0
0
0
0
0
0
0
0
0
0
0
0
0
0
0
0
0
0
0
0
0
0
0
0
0
0
0
0
0
0
0
0
0
0
0
0
0
0
0
0
0
0
0
0
0
0
0
0
0
0
0
0
0
0
0
0
0
0
0
0
0
0
0
0
0
0
0
0
0
0
0
0
0
0
0
0
0
0
0
0
0
0
0
0
0
0
0
0
0
0
0
0
0
0
0
0
0
0
0
0
0
0
0
0
0
0
0
0
0
0
0
0
0
0
0
0
0
0
0
0
0
0
0
0
0
0
0
0
0
0
0
0
0
0
0
0
0
0
0
0
0
0
0
0
0
0
0
0
0
0
0
0
0
0
0
0
0
0
0
0
0
0
0
0
0
0
0
0
0
0
0
0
0
0
0
0
0
0
0
0
0
0
0
0
0
0
0
0
0
0
0
0
0
0
0
0
0
0
0
0
0
0
0
0
0
0
0
0
0
0
0
0
0
0
0
0
0
0
0
0
0
0
0
0
0
0
0
0
0
0
0
0
0
0
0
0
0
0
0
0
0
0
0
0
0
0
0
0
0
0
0
0
0
0
0
0
0
0
0
0
0
0
0
0
0
0
0
0
0
0
0
0
0
0
0
0
0
0
0
0
0
0
0
0
0
0
0
0
0
0
0
0
0
0
0
0
0
0
0
0
0
0
0
0
0
0
0
0
0
0
0
0
0
0
0
0
0
0
0
0
0
0
0
0
0
0
0
0
0
0
0
0
0
0
0
0
0
0
0
0
0
0
0
0
0
0
0
0
0
0
0
0
0
0
0
0
0
0
0
0
0
0
0
0
0
0
0
0
0
0
0
0
0
0
0
0
0
0
0
0
0
0
0
0
0
0
0
0
0
0
0
0
0
0
0
0
0
0
0
0
0
0
0
0
0
0
0
0
0
0
0
0
0
0
0
0
0
0
0
0
0
0
0
0
0
0
0
0
0
0
0
0
0
0
0
0
0
0
0
0
0
0
0
0
0
0
0
0
0
0
0
0
0
0
0
0
0
0
0
0
0
0
0
0
0
0
0
0
0
0
0
0
0
0
0
0
0
0
0
0
0
0
0
0
0
0
0
0
0
0
0
0
0
0
0
0
0
0
0
0
0
0
0
0
0
0
0
0
0
0
0
0
0
0
0
0
0
0
0
0
0
0
0
0
0
0
0
0
0
0
0
0
0
0
0
0
0
0
0
0
0
0
0
0
0
0
0
0
0
0
0
0
0
0
0
0
0
0
0
0
0
0
0
0
0
0
0
0
0
0
0
0
0
0
0
0
0
0
0
0
0
0
0
0
0
0
0
0
0
0
0
0
0
0
0
0
0
0
0
0
0
0
0
0
0
0
0
0
0
0
0
0
0
0
0
0
0
0
0
0
0
0
0
0
0
0
0
0
0
0
0
0
0
0
0
0
0
0
0
0
0
0
0
0
0
0
0
0
0
0
0
0
0
0
0
0
0
0
0
0
0
0
0
0
0
0
0
0
0
0
0
0
0
0
0
0
0
0
0
0
0
0
0
0
0
0
0
0
0
0
0
0
0
0
0
0
0
0
0
0
0
0
0
0
0
0
0
0
0
0
0
0
0
0
0
0
0
0
0
0
0
0
0
0
0
0
0
0
0
0
0
0
0
0
0
0
0
0
0
0
0
0
0
0
0
0
0
0
0
0
0
0
0
0
0
0
0
0
0
0
0
0
0
0
0
0
0
0
0
0
0
0
0
0
0
0
0
0
0
0
0
0
0
0
0
0
0
0
0
0
0
0
0
0
0
0
0
0
0
0
0
0
0
0
0
0
0
0
0
0
0
0
0
0
0
0
0
0
0
0
0
0
0
0
0
0
0
0
0
0
0
0
0
0
0
0
0
0
0
0
0
0
0
0
0
0
0
0
0
0
0
0
0
0
0
0
0
0
0
0
0
0
0
0
0
0
0
0
0
0
0
0
0
0
0
0
0
0
0
0
0
0
0
0
0
0
0
0
0
0
0
0
0
0
0
0
0
0
0
0
0
0
0
0
0
0
0
0
0
0
0
0
0
0
0
0
0
0
0
0
0
0
0
0
0
0
0
0
0
0
0
0
0
0
0
0
0
0
0
0
0
0
0
0
0
0
0
0
0
0
0
0
0
0
0
0
0
0
0
0
0
0
0
0
0
0
0
0
0
0
0
0
0
0
0
0
0
0
0
0
0
0
0
0
0
0
0
0
0
0
0
0
0
0
0
0
0
0
0
0
0
0
0
0
0
0
0
0
0
0
0
0
0
0
0
0
0
0
0
0
0
0
0
0
0
0
0
0
0
0
0
0
0
0
0
0
0
0
0
0
0
0
0
0
0
0
0
0
0
0
0
0
0
0
0
0
0
0
0
0
0
0
0
0
0
0
0
0
0
0
0
0
0
0
0
0
0
0
0
0
0
0
0
0
0
0
0
0
0
0
0
0
0
0
0
0
0
0
0
0
0
0
0
0
0
0
0
0
0
0
0
0
0
0
0
0
0
0
0
0
0
0
0
0
0
0
0
0
0
0
0
0
0
0
0
0
0
0
0
0
0
0
0
0
0
0
0
0
0
0
0
0
0
0
0
0
0
0
0
0
0
0
0
0
0
0
0
0
0
0
0
0
0
0
0
0
0
0
0
0
0
0
0
0
0
0
0
0
0
0
0
0
0
0
0
0
0
0
0
0
0
0
0
0
0
0
0
0
0
0
0
0
0
0
0
0
0
0
0
0
0
0
0
0
0
0
0
0
0
0
0
0
0
0
0
0
0
0
0
0
0
0
0
0
0
0
0
0
0
0
0
0
0
0
0
0
0
0
0
0
0
0
0
0
0
0
0
0
0
0
0
0
0
0
0
0
0
0
0
0
0
0
0
0
0
0
0
0
0
0
0
0
0
0
0
0
0
0
0
0
0
0
0
0
0
0
0
0
0
0
0
0
0
0
0
0
0
0
0
0
0
0
0
0
0
0
0
0
0
0
0
0
0
0
0
0
0
0
0
0
0
0
0
0
0
0
0
0
0
0
0
0
0
0
0
0
0
0
0
0
0
0
0
0
0
0
0
0
0
0
0
0
0
0
0
0
0
0
0
0
0
0
0
0
0
0
0
0
0
0
0
0
0
0
0
0
0
0
0
0
0
0
0
0
0
0
0
0
0
0
0
0
0
0
0
0
0
0
0
0
0
0
0
0
0
0
0
0
0
0
0
0
0
0
0
0
0
0
0
0
0
0
0
0
0
0
0
0
0
0
0
0
0
0
0
0
0
0
0
0
0
0
0
0
0
0
0
0
0
0
0
0
0
0
0
0
0
0
0
0
0
0
0
0
0
0
0
0
0
0
0
0
0
0
0
0
0
0
0
0
0
0
0
0
0
0
0
0
0
0
0
0
0
0
0
0
0
0
0
0
0
0
0
0
0
0
0
0
0
0
0
0
0
0
0
0
0
0
0
0
0
0
0
0
0
0
0
0
0
0
0
0
0
0
0
0
0
0
0
0
0
0
0
0
0
0
0
0
0
0
0
0
0
0
0
0
0
0
0
0
0
0
0
0
0
0
0
0
0
0
0
0
0
0
0
0
0
0
0
0
0
0
0
0
0
0
0
0
0
0
0
0
0
0
0
0
0
0
0
0
0
0
0
0
0
0
0
0
0
0
0
0
0
0
0
0
0
0
0
0
0
0
0
0
0
0
0
0
0
0
0
0
0
0
0
0
0
0
0
0
0
0
0
0
0
0
0
0
0
0
0
0
0
0
0
0
0
0
0
0
0
0
0
0
0
0
0
0
0
0
0
0
0
0
0
0
0
0
0
0
0
0
0
0
0
0
0
0
0
0
0
0
0
0
0
0
0
0
0
0
0
0
0
0
0
0
0
0
0
0
0
0
0
0
0
0
0
0
0
0
0
0
0
0
0
0
0
0
0
0
0
0
0
0
0
0
0
0
0
0
0
0
0
0
0
0
0
0
0
0
0
0
0
0
0
0
0
0
0
0
0
0
0
0
0
0
0
0
0
0
0
0
0
0
0
0
0
0
0
0
0
0
0
0
0
0
0
0
0
0
0
0
0
0
0
0
0
0
0
0
0
0
0
0
0
0
0
0
0
0
0
0
0
0
0
0
0
0
0
0
0
0
0
0
0
0
0
0
0
0
0
0
0
0
0
0
0
0
0
0
0
0
0
0
0
0
0
0
0
0
0
0
0
0
0
0
0
0
0
0
0
0
0
0
0
0
0
0
0
0
0
0
0
0
0
0
0
0
0
0
0
0
0
0
0
0
0
0
0
0
0
0
0
0
0
0
0
0
0
0
0
0
0
0
0
0
0
0
0
0
0
0
0
0
0
0
0
0
0
0
0
0
0
0
0
0
0
0
0
0
0
0
0
0
0
0
0
0
0
0
0
0
0
0
0
0
0
0
0
0
0
0
0
0
0
0
0
0
0
0
0
0
0
0
0
0
0
0
0
0
0
0
0
0
0
0
0
0
0
0
0
0
0
0
0
0
0
0
0
0
0
0
0
0
0
0
0
0
0
0
0
0
0
0
0
0
0
0
0
0
0
0
0
0
0
0
0
0
0
0
0
0
0
0
0
0
0
0
0
0
0
0
0
0
0
0
0
0
0
0
0
0
0
0
0
0
0
0
0
0
0
0
0
0
0
0
0
0
0
0
0
0
0
0
0
0
0
0
0
0
0
0
0
0
0
0
0
0
0
0
0
0
0
0
0
0
0
0
0
0
0
0
0
0
0
0
0
0
0
0
0
0
0
0
0
0
0
0
0
0
0
0
0
0
0
0
0
0
0
0
0
0
0
0
0
0
0
0
0
0
0
0
0
0
0
0
0
0
0
0
0
0
0
0
0
0
0
0
0
0
0
0
0
0
0
0
0
0
0
0
0
0
0
0
0
0
0
0
0
0
0
0
0
0
0
0
0
0
0
0
0
0
0
0
0
0
0
0
0
0
0
0
0
0
0
0
0
0
0
0
0
0
0
0
0
0
0
0
0
0
0
0
0
0
0
0
0
0
0
0
0
0
0
0
0
0
0
0
0
0
0
0
0
0
0
0
0
0
0
0
0
0
0
0
0
0
0
0
0
0
0
0
0
0
0
0
0
0
0
0
0
0
0
0
0
0
0
0
0
0
0
0
0
0
0
0
0
0
0
0
0
0
0
0
0
0
0
0
0
0
0
0
0
0
0
0
0
0
0
0
0
0
0
0
0
0
0
0
0
0
0
0
0
0
0
0
0
0
0
0
0
0
0
0
0
0
0
0
0
0
0
0
0
0
0
0
0
0
0
0
0
0
0
0
0
0
0
0
0
0
0
0
0
0
0
0
0
0
0
0
0
0
0
0
0
0
0
0
0
0
0
0
0
0
0
0
0
0
0
0
0
0
0
0
0
0
0
0
0
0
0
0
0
0
0
0
0
0
0
0
0
0
0
0
0
0
0
0
0
0
0
0
0
0
0
0
0
0
0
0
0
0
0
0
0
0
0
0
0
0
0
0
0
0
0
0
0
0
0
0
0
0
0
0
0
0
0
0
0
0
0
0
0
0
0
0
0
0
0
0
0
0
0
0
0
0
0
0
0
0
0
0
0
0
0
0
0
0
0
0
0
0
0
0
0
0
0
0
0
0
0
0
0
0
0
0
0
0
0
0
0
0
0
0
0
0
0
0
0
0
0
0
0
0
0
0
0
0
0
0
0
0
0
0
0
0
0
0
0
0
0
0
0
0
0
0
0
0
0
0
0
0
0
0
0
0
0
0
0
0
0
0
0
0
0
0
0
0
0
0
0
0
0
0
0
0
0
0
0
0
0
0
0
0
0
0
0
0
0
0
0
0
0
0
0
0
0
0
0
0
0
0
0
0
0
0
0
0
0
0
0
0
0
0
0
0
0
0
0
0
0
0
0
0
0
0
0
0
0
0
0
0
0
0
0
0
0
0
0
0
0
0
0
0
0
0
0
0
0
0
0
0
0
0
0
0
0
0
0
0
0
0
0
0
0
0
0
0
0
0
0
0
0
0
0
0
0
0
0
0
0
0
0
0
0
0
0
0
0
0
0
0
0
0
0
0
0
0
0
0
0
0
0
0
0
0
0
0
0
0
0
0
0
0
0
0
0
0
0
0
0
0
0
0
0
0
0
0
0
0
0
0
0
0
0
0
0
0
0
0
0
0
0
0
0
0
0
0
0
0
0
0
0
0
0
0
0
0
0
0
0
0
0
0
0
0
0
0
0
0
0
0
0
0
0
0
0
0
0
0
0
0
0
0
0
0
0
0
0
0
0
0
0
0
0
0
0
0
0
0
0
0
0
0
0
0
0
0
0
0
0
0
0
0
0
0
0
0
0
0
0
0
0
0
0
0
0
0
0
0
0
0
0
0
0
0
0
0
0
0
0
0
0
0
0
0
0
0
0
0
0
0
0
0
0
0
0
0
0
0
0
0
0
0
0
0
0
0
0
0
0
0
0
0
0
0
0
0
0
0
0
0
0
0
0
0
0
0
0
0
0
0
0
0
0
0
0
0
0
0
0
0
0
0
0
0
0
0
0
0
0
0
0
0
0
0
0
0
0
0
0
0
0
0
0
0
0
0
0
0
0
0
0
0
0
0
0
0
0
0
0
0
0
0
0
0
0
0
0
0
0
0
0
0
0
0
0
0
0
0
0
0
0
0
0
0
0
0
0
0
0
0
0
0
0
0
0
0
0
0
0
0
0
0
0
0
0
0
0
0
0
0
0
0
0
0
0
0
0
0
0
0
0
0
0
0
0
0
0
0
0
0
0
0
0
0
0
0
0
0
0
0
0
0
0
0
0
0
0
0
0
0
0
0
0
0
0
0
0
0
0
0
0
0
0
0
0
0
0
0
0
0
0
0
0
0
0
0
0
0
0
0
0
0
0
0
0
0
0
0
0
0
0
0
0
0
0
0
0
0
0
0
0
0
0
0
0
0
0
0
0
0
0
0
0
0
0
0
0
0
0
0
0
0
0
0
0
0
0
0
0
0
0
0
0
0
0
0
0
0
0
0
0
0
0
0
0
0
0
0
0
0
0
0
0
0
0
0
0
0
0
0
0
0
0
0
0
0
0
0
0
0
0
0
0
0
0
0
0
0
0
0
0
0
0
0
0
0
0
0
0
0
0
0
0
0
0
0
0
0
0
0
0
0
0
0
0
0
0
0
0
0
0
0
0
0
0
0
0
0
0
0
0
0
0
0
0
0
0
0
0
0
0
0
0
0
0
0
0
0
0
0
0
0
0
0
0
0
0
0
0
0
0
0
0
0
0
0
0
0
0
0
0
0
0
0
0
0
0
0
0
0
0
0
0
0
0
0
0
0
0
0
0
0
0
0
0
0
0
0
0
0
0
0
0
0
0
0
0
0
0
0
0
0
0
0
0
0
0
0
0
0
0
0
0
0
0
0
0
0
0
0
0
0
0
0
0
0
0
0
0
0
0
0
0
0
0
0
0
0
0
0
0
0
0
0
0
0
0
0
0
0
0
0
0
0
0
0
0
0
0
0
0
0
0
0
0
0
0
0
0
0
0
0
0
0
0
0
0
0
0
0
0
0
0
0
0
0
0
0
0
0
0
0
0
0
0
0
0
0
0
0
0
0
0
0
0
0
0
0
0
0
0
0
0
0
0
0
0
0
0
0
0
0
0
0
0
0
0
0
0
0
0
0
0
0
0
0
0
0
0
0
0
0
0
0
0
0
0
0
0
0
0
0
0
0
0
0
0
0
0
0
0
0
0
0
0
0
0
0
0
0
0
0
0
0
0
0
0
0
0
0
0
0
0
0
0
0
0
0
0
0
0
0
0
0
0
0
0
0
0
0
0
0
0
0
0
0
0
0
0
0
0
0
0
0
0
0
0
0
0
0
0
0
0
0
0
0
0
0
0
0
0
0
0
0
0
0
0
0
0
0
0
0
0
0
0
0
0
0
0
0
0
0
0
0
0
0
0
0
0
0
0
0
0
0
0
0
0
0
0
0
0
0
0
0
0
0
0
0
0
0
0
0
0
0
0
0
0
0
0
0
0
0
0
0
0
0
0
0
0
0
0
0
0
0
0
0
0
0
0
0
0
0
0
0
0
0
0
0
0
0
0
0
0
0
0
0
0
0
0
0
0
0
0
0
0
0
0
0
0
0
0
0
0
0
0
0
0
0
0
0
0
0
0
0
0
0
0
0
0
0
0
0
0
0
0
0
0
0
0
0
0
0
0
0
0
0
0
0
0
0
0
0
0
0
0
0
0
0
0
0
0
0
0
0
0
0
0
0
0
0
0
0
0
0
0
0
0
0
0
0
0
0
0
0
0
0
0
0
0
0
0
0
0
0
0
0
0
0
0
0
0
0
0
0
0
0
0
0
0
0
0
0
0
0
0
0
0
0
0
0
0
0
0
0
0
0
0
0
0
0
0
0
0
0
0
0
0
0
0
0
0
0
0
0
0
0
0
0
0
0
0
0
0
0
0
0
0
0
0
0
0
0
0
0
0
0
0
0
0
0
0
0
0
0
0
0
0
0
0
0
0
0
0
0
0
0
0
0
0
0
0
0
0
0
0
0
0
0
0
0
0
0
0
0
0
0
0
0
0
0
0
0
0
0
0
0
0
0
0
0
0
0
0
0
0
0
0
0
0
0
0
0
0
0
0
0
0
0
0
0
0
0
0
0
0
0
0
0
0
0
0
0
0
0
0
0
0
0
0
0
0
0
0
0
0
0
0
0
0
0
0
0
0
0
0
0
0
0
0
0
0
0
0
0
0
0
0
0
0
0
0
0
0
0
0
0
0
0
0
0
0
0
0
0
0
0
0
0
0
0
0
0
0
0
0
0
0
0
0
0
0
0
0
0
0
0
0
0
0
0
0
0
0
0
0
0
0
0
0
0
0
0
0
0
0
0
0
0
0
0
0
0
0
0
0
0
0
0
0
0
0
0
0
0
0
0
0
0
0
0
0
0
0
0
0
0
0
0
0
0
0
0
0
0
0
0
0
0
0
0
0
0
0
0
0
0
0
0
0
0
0
0
0
0
0
0
0
0
0
0
0
0
0
0
0
0
0
0
0
0
0
0
0
0
0
0
0
0
0
0
0
0
0
0
0
0
0
0
0
0
0
0
0
0
0
0
0
0
0
0
0
0
0
0
0
0
0
0
0
0
0
0
0
0
0
0
0
0
0
0
0
0
0
0
0
0
0
0
0
0
0
0
0
0
0
0
0
0
0
0
0
0
0
0
0
0
0
0
0
0
0
0
0
0
0
0
0
0
0
0
0
0
0
0
0
0
0
0
0
0
0
0
0
0
0
0
0
0
0
0
0
0
0
0
0
0
0
0
0
0
0
0
0
0
0
0
0
0
0
0
0
0
0
0
0
0
0
0
0
0
0
0
0
0
0
0
0
0
0
0
0
0
0
0
0
0
0
0
0
0
0
0
0
0
0
0
0
0
0
0
0
0
0
0
0
0
0
0
0
0
0
0
0
0
0
0
0
0
0
0
0
0
0
0
0
0
0
0
0
0
0
0
0
0
0
0
0
0
0
0
0
0
0
0
0
0
0
0
0
0
0
0
0
0
0
0
0
0
0
0
0
0
0
0
0
0
0
0
0
0
0
0
0
0
0
0
0
0
0
0
0
0
0
0
0
0
0
0
0
0
0
0
0
0
0
0
0
0
0
0
0
0
0
0
0
0
0
0
0
0
0
0
0
0
0
0
0
0
0
0
0
0
0
0
0
0
0
0
0
0
0
0
0
0
0
0
0
0
0
0
0
0
0
0
0
0
0
0
0
0
0
0
0
0
0
0
0
0
0
0
0
0
0
0
0
0
0
0
0
0
0
0
0
0
0
0
0
0
0
0
0
0
0
0
0
0
0
0
0
0
0
0
0
0
0
0
0
0
0
0
0
0
0
0
0
0
0
0
0
0
0
0
0
0
0
0
0
0
0
0
0
0
0
0
0
0
0
0
0
0
0
0
0
0
0
0
0
0
0
0
0
0
0
0
0
0
0
0
0
0
0
0
0
0
0
0
0
0
0
0
0
0
0
0
0
0
0
0
0
0
0
0
0
0
0
0
0
0
0
0
0
0
0
0
0
0
0
0
0
0
0
0
0
0
0
0
0
0
0
0
0
0
0
0
0
0
0
0
0
0
0
0
0
0
0
0
0
0
0
0
0
0
0
0
0
0
0
0
0
0
0
0
0
0
0
0
0
0
0
0
0
0
0
0
0
0
0
0
0
0
0
0
0
0
0
0
0
0
0
0
0
0
0
0
0
0
0
0
0
0
0
0
0
0
0
0
0
0
0
0
0
0
0
0
0
0
0
0
0
0
0
0
0
0
0
0
0
0
0
0
0
0
0
0
0
0
0
0
0
0
0
0
0
0
0
0
0
0
0
0
0
0
0
0
0
0
0
0
0
0
0
0
0
0
0
0
0
0
0
0
0
0
0
0
0
0
0
0
0
0
0
0
0
0
0
0
0
0
0
0
0
0
0
0
0
0
0
0
0
0
0
0
0
0
0
0
0
0
0
0
0
0
0
0
0
0
0
0
0
0
0
0
0
0
0
0
0
0
0
0
0
0
0
0
0
0
0
0
0
0
0
0
0
0
0
0
0
0
0
0
0
0
0
0
0
0
0
0
0
0
0
0
0
0
0
0
0
0
0
0
0
0
0
0
0
0
0
0
0
0
0
0
0
0
0
0
0
0
0
0
0
0
0
0
0
0
0
0
0
0
0
0
0
0
0
0
0
0
0
0
0
0
0
0
0
0
0
0
0
0
0
0
0
0
0
0
0
0
0
0
0
0
0
0
0
0
0
0
0
0
0
0
0
0
0
0
0
0
0
0
0
0
0
0
0
0
0
0
0
0
0
0
0
0
0
0
0
0
0
0
0
0
0
0
0
0
0
0
0
0
0
0
0
0
0
0
0
0
0
0
0
0
0
0
0
0
0
0
0
0
0
0
0
0
0
0
0
0
0
0
0
0
0
0
0
0
0
0
0
0
0
0
0
0
0
0
0
0
0
0
0
0
0
0
0
0
0
0
0
0
0
0
0
0
0
0
0
0
0
0
0
0
0
0
0
0
0
0
0
0
0
0
0
0
0
0
0
0
0
0
0
0
0
0
0
0
0
0
0
0
0
0
0
0
0
0
0
0
0
0
0
0
0
0
0
0
0
0
0
0
0
0
0
0
0
0
0
0
0
0
0
0
0
0
0
0
0
0
0
0
0
0
0
0
0
0
0
0
0
0
0
0
0
0
0
0
0
0
0
0
0
0
0
0
0
0
0
0
0
0
0
0
0
0
0
0
0
0
0
0
0
0
0
0
0
0
0
0
0
0
0
0
0
0
0
0
0
0
0
0
0
0
0
0
0
0
0
0
0
0
0
0
0
0
0
0
0
0
0
0
0
0
0
0
0
0
0
0
0
0
0
0
0
0
0
0
0
0
0
0
0
0
0
0
0
0
0
0
0
0
0
0
0
0
0
0
0
0
0
0
0
0
0
0
0
0
0
0
0
0
0
0
0
0
0
0
0
0
0
0
0
0
0
0
0
0
0
0
0
0
0
0
0
0
0
0
0
0
0
0
0
0
0
0
0
0
0
0
0
0
0
0
0
0
0
0
0
0
0
0
0
0
0
0
0
0
0
0
0
0
0
0
0
0
0
0
0
0
0
0
0
0
0
0
0
0
0
0
0
0
0
0
0
0
0
0
0
0
0
0
0
0
0
0
0
0
0
0
0
0
0
0
0
0
0
0
0
0
0
0
0
0
0
0
0
0
0
0
0
0
0
0
0
0
0
0
0
0
0
0
0
0
0
0
0
0
0
0
0
0
0
0
0
0
0
0
0
0
0
0
0
0
0
0
0
0
0
0
0
0
0
0
0
0
0
0
0
0
0
0
0
0
0
0
0
0
0
0
0
0
0
0
0
0
0
0
0
0
0
0
0
0
0
0
0
0
0
0
0
0
0
0
0
0
0
0
0
0
0
0
0
0
0
0
0
0
0
0
0
0
0
0
0
0
0
0
0
0
0
0
0
0
0
0
0
0
0
0
0
0
0
0
0
0
0
0
0
0
0
0
0
0
0
0
0
0
0
0
0
0
0
0
0
0
0
0
0
0
0
0
0
0
0
0
0
0
0
0
0
0
0
0
0
0
0
0
0
0
0
0
0
0
0
0
0
0
0
0
0
0
0
0
0
0
0
0
0
0
0
0
0
0
0
0
0
0
0
0
0
0
0
0
0
0
0
0
0
0
0
0
0
0
0
0
0
0
0
0
0
0
0
0
0
0
0
0
0
0
0
0
0
0
0
0
0
0
0
0
0
0
0
0
0
0
0
0
0
0
0
0
0
0
0
0
0
0
0
0
0
0
0
0
0
0
0
0
0
0
0
0
0
0
0
0
0
0
0
0
0
0
0
0
0
0
0
0
0
0
0
0
0
0
0
0
0
0
0
0
0
0
0
0
0
0
0
0
0
0
0
0
0
0
0
0
0
0
0
0
0
0
0
0
0
0
0
0
0
0
0
0
0
0
0
0
0
0
0
0
0
0
0
0
0
0
0
0
0
0
0
0
0
0
0
0
0
0
0
0
0
0
0
0
0
0
0
0
0
0
0
0
0
0
0
0
0
0
0
0
0
0
0
0
0
0
0
0
0
0
0
0
0
0
0
0
0
0
0
0
0
0
0
0
0
0
0
0
0
0
0
0
0
0
0
0
0
0
0
0
0
0
0
0
0
0
0
0
0
0
0
0
0
0
0
0
0
0
0
0
0
0
0
0
0
0
0
0
0
0
0
0
0
0
0
0
0
0
0
0
0
0
0
0
0
0
0
0
0
0
0
0
0
0
0
0
0
0
0
0
0
0
0
0
0
0
0
0
0
0
0
0
0
0
0
0
0
0
0
0
0
0
0
0
0
0
0
0
0
0
0
0
0
0
0
0
0
0
0
0
0
0
0
0
0
0
0
0
0
0
0
0
0
0
0
0
0
0
0
0
0
0
0
0
0
0
0
0
0
0
0
0
0
0
0
0
0
0
0
0
0
0
0
0
0
0
0
0
0
0
0
0
0
0
0
0
0
0
0
0
0
0
0
0
0
0
0
0
0
0
0
0
0
0
0
0
0
0
0
0
0
0
0
0
0
0
0
0
0
0
0
0
0
0
0
0
0
0
0
0
0
0
0
0
0
0
0
0
0
0
0
0
0
0
0
0
0
0
0
0
0
0
0
0
0
0
0
0
0
0
0
0
0
0
0
0
0
0
0
0
0
0
0
0
0
0
0
0
0
0
0
0
0
0
0
0
0
0
0
0
0
0
0
0
0
0
0
0
0
0
0
0
0
0
0
0
0
0
0
0
0
0
0
0
0
0
0
0
0
0
0
0
0
0
0
0
0
0
0
0
0
0
0
0
0
0
0
0
0
0
0
0
0
0
0
0
0
0
0
0
0
0
0
0
0
0
0
0
0
0
0
0
0
0
0
0
0
0
0
0
0
0
0
0
0
0
0
0
0
0
0
0
0
0
0
0
0
0
0
0
0
0
0
0
0
0
0
0
0
0
0
0
0
0
0
0
0
0
0
0
0
0
0
0
0
0
0
0
0
0
0
0
0
0
0
0
0
0
0
0
0
0
0
0
0
0
0
0
0
0
0
0
0
0
0
0
0
0
0
0
0
0
0
0
0
0
0
0
0
0
0
0
0
0
0
0
0
0
0
0
0
0
0
0
0
0
0
0
0
0
0
0
0
0
0
0
0
0
0
0
0
0
0
0
0
0
0
0
0
0
0
0
0
0
0
0
0
0
0
0
0
0
0
0
0
0
0
0
0
0
0
0
0
0
0
0
0
0
0
0
0
0
0
0
0
0
0
0
0
0
0
0
0
0
0
0
0
0
0
0
0
0
0
0
0
0
0
0
0
0
0
0
0
0
0
0
0
0
0
0
0
0
0
0
0
0
0
0
0
0
0
0
0
0
0
0
0
0
0
0
0
0
0
0
0
0
0
0
0
0
0
0
0
0
0
0
0
0
0
0
0
0
0
0
0
0
0
0
0
0
0
0
0
0
0
0
0
0
0
0
0
0
0
0
0
0
0
0
0
0
0
0
0
0
0
0
0
0
0
0
0
0
0
0
0
0
0
0
0
0
0
0
0
0
0
0
0
0
0
0
0
0
0
0
0
0
0
0
0
0
0
0
0
0
0
0
0
0
0
0
0
0
0
0
0
0
0
0
0
0
0
0
0
0
0
0
0
0
0
0
0
0
0
0
0
0
0
0
0
0
0
0
0
0
0
0
0
0
0
0
0
0
0
0
0
0
0
0
0
0
0
0
0
0
0
0
0
0
0
0
0
0
0
0
0
0
0
0
0
0
0
0
0
0
0
0
0
0
0
0
0
0
0
0
0
0
0
0
0
0
0
0
0
0
0
0
0
0
0
0
0
0
0
0
0
0
0
0
0
0
0
0
0
0
0
0
0
0
0
0
0
0
0
0
0
0
0
0
0
0
0
0
0
0
0
0
0
0
0
0
0
0
0
0
0
0
0
0
0
0
0
0
0
0
0
0
0
0
0
0
0
0
0
0
0
0
0
0
0
0
0
0
0
0
0
0
0
0
0
0
0
0
0
0
0
0
0
0
0
0
0
0
0
0
0
0
0
0
0
0
0
0
0
0
0
0
0
0
0
0
0
0
0
0
0
0
0
0
0
0
0
0
0
0
0
0
0
0
0
0
0
0
0
0
0
0
0
0
0
0
0
0
0
0
0
0
0
0
0
0
0
0
0
0
0
0
0
0
0
0
0
0
0
0
0
0
0
0
0
0
0
0
0
0
0
0
0
0
0
0
0
0
0
0
0
0
0
0
0
0
0
0
0
0
0
0
0
0
0
0
0
0
0
0
0
0
0
0
0
0
0
0
0
0
0
0
0
0
0
0
0
0
0
0
0
0
0
0
0
0
0
0
0
0
0
0
0
0
0
0
0
0
0
0
0
0
0
0
0
0
0
0
0
0
0
0
0
0
0
0
0
0
0
0
0
0
0
0
0
0
0
0
0
0
0
0
0
0
0
0
0
0
0
0
0
0
0
0
0
0
0
0
0
0
0
0
0
0
0
0
0
0
0
0
0
0
0
0
0
0
0
0
0
0
0
0
0
0
0
0
0
0
0
0
0
0
0
0
0
0
0
0
0
0
0
0
0
0
0
0
0
0
0
0
0
0
0
0
0
0
0
0
0
0
0
0
0
0
0
0
0
0
0
0
0
0
0
0
0
0
0
0
0
0
0
0
0
0
0
0
0
0
0
0
0
0
0
0
0
0
0
0
0
0
0
0
0
0
0
0
0
0
0
0
0
0
0
0
0
0
0
0
0
0
0
0
0
0
0
0
0
0
0
0
0
0
0
0
0
0
0
0
0
0
0
0
0
0
0
0
0
0
0
0
0
0
0
0
0
0
0
0
0
0
0
0
0
0
0
0
0
0
0
0
0
0
0
0
0
0
0
0
0
0
0
0
0
0
0
0
0
0
0
0
0
0
0
0
0
0
0
0
0
0
0
0
0
0
0
0
0
0
0
0
0
0
0
0
0
0
0
0
0
0
0
0
0
0
0
0
0
0
0
0
0
0
0
0
0
0
0
0
0
0
0
0
0
0
0
0
0
0
0
0
0
0
0
0
0
0
0
0
0
0
0
0
0
0
0
0
0
0
0
0
0
0
0
0
0
0
0
0
0
0
0
0
0
0
0
0
0
0
0
0
0
0
0
0
0
0
0
0
0
0
0
0
0
0
0
0
0
0
0
0
0
0
0
0
0
0
0
0
0
0
0
0
0
0
0
0
0
0
0
0
0
0
0
0
0
0
0
0
0
0
0
0
0
0
0
0
0
0
0
0
0
0
0
0
0
0
0
0
0
0
0
0
0
0
0
0
0
0
0
0
0
0
0
0
0
0
0
0
0
0
0
0
0
0
0
0
0
0
0
0
0
0
0
0
0
0
0
0
0
0
0
0
0
0
0
0
0
0
0
0
0
0
0
0
0
0
0
0
0
0
0
0
0
0
0
0
0
0
0
0
0
0
0
0
0
0
0
0
0
0
0
0
0
0
0
0
0
0
0
0
0
0
0
0
0
0
0
0
0
0
0
0
0
0
0
0
0
0
0
0
0
0
0
0
0
0
0
0
0
0
0
0
0
0
0
0
0
0
0
0
0
0
0
0
0
0
0
0
0
0
0
0
0
0
0
0
0
0
0
0
0
0
0
0
0
0
0
0
0
0
0
0
0
0
0
0
0
0
0
0
0
0
0
0
0
0
0
0
0
0
0
0
0
0
0
0
0
0
0
0
0
0
0
0
0
0
0
0
0
0
0
0
0
0
0
0
0
0
0
0
0
0
0
0
0
0
0
0
0
0
0
0
0
0
0
0
0
0
0
0
0
0
0
0
0
0
0
0
0
0
0
0
0
0
0
0
0
0
0
0
0
0
0
0
0
0
0
0
0
0
0
0
0
0
0
0
0
0
0
0
0
0
0
0
0
0
0
0
0
0
0
0
0
0
0
0
0
0
0
0
0
0
0
0
0
0
0
0
0
0
0
0
0
0
0
0
0
0
0
0
0
0
0
0
0
0
0
0
0
0
0
0
0
0
0
0
0
0
0
0
0
0
0
0
0
0
0
0
0
0
0
0
0
0
0
0
0
0
0
0
0
0
0
0
0
0
0
0
0
0
0
0
0
0
0
0
0
0
0
0
0
0
0
0
0
0
0
0
0
0
0
0
0
0
0
0
0
0
0
0
0
0
0
0
0
0
0
0
0
0
0
0
0
0
0
0
0
0
0
0
0
0
0
0
0
0
0
0
0
0
0
0
0
0
0
0
0
0
0
0
0
0
0
0
0
0
0
0
0
0
0
0
0
0
0
0
0
0
0
0
0
0
0
0
0
0
0
0
0
0
0
0
0
0
0
0
0
0
0
0
0
0
0
0
0
0
0
0
0
0
0
0
0
0
0
0
0
0
0
0
0
0
0
0
0
0
0
0
0
0
0
0
0
0
0
0
0
0
0
0
0
0
0
0
0
0
0
0
0
0
0
0
0
0
0
0
0
0
0
0
0
0
0
0
0
0
0
0
0
0
0
0
0
0
0
0
0
0
0
0
0
0
0
0
0
0
0
0
0
0
0
0
0
0
0
0
0
0
0
0
0
0
0
0
0
0
0
0
0
0
0
0
0
0
0
0
0
0
0
0
0
0
0
0
0
0
0
0
0
0
0
0
0
0
0
0
0
0
0
0
0
0
0
0
0
0
0
0
0
0
0
0
0
0
0
0
0
0
0
0
0
0
0
0
0
0
0
0
0
0
0
0
0
0
0
0
0
0
0
0
0
0
0
0
0
0
0
0
0
0
0
0
0
0
0
0
0
0
0
0
0
0
0
0
0
0
0
0
0
0
0
0
0
0
0
0
0
0
0
0
0
0
0
0
0
0
0
0
0
0
0
0
0
0
0
0
0
0
0
0
0
0
0
0
0
0
0
0
0
0
0
0
0
0
0
0
0
0
0
0
0
0
0
0
0
0
0
0
0
0
0
0
0
0
0
0
0
0
0
0
0
0
0
0
0
0
0
0
0
0
0
0
0
0
0
0
0
0
0
0
0
0
0
0
0
0
0
0
0
0
0
0
0
0
0
0
0
0
0
0
0
0
0
0
0
0
0
0
0
0
0
0
0
0
0
0
0
0
0
0
0
0
0
0
0
0
0
0
0
0
0
0
0
0
0
0
0
0
0
0
0
0
0
0
0
0
0
0
0
0
0
0
0
0
0
0
0
0
0
0
0
0
0
0
0
0
0
0
0
0
0
0
0
0
0
0
0
0
0
0
0
0
0
0
0
0
0
0
0
0
0
0
0
0
0
0
0
0
0
0
0
0
0
0
0
0
0
0
0
0
0
0
0
0
0
0
0
0
0
0
0
0
0
0
0
0
0
0
0
0
0
0
0
0
0
0
0
0
0
0
0
0
0
0
0
0
0
0
0
0
0
0
0
0
0
0
0
0
0
0
0
0
0
0
0
0
0
0
0
0
0
0
0
0
0
0
0
0
0
0
0
0
0
0
0
0
0
0
0
0
0
0
0
0
0
0
0
0
0
0
0
0
0
0
0
0
0
0
0
0
0
0
0
0
0
0
0
0
0
0
0
0
0
0
0
0
0
0
0
0
0
0
0
0
0
0
0
0
0
0
0
0
0
0
0
0
0
0
0
0
0
0
0
0
0
0
0
0
0
0
0
0
0
0
0
0
0
0
0
0
0
0
0
0
0
0
0
0
0
0
0
0
0
0
0
0
0
0
0
0
0
0
0
0
0
0
0
0
0
0
0
0
0
0
0
0
0
0
0
0
0
0
0
0
0
0
0
0
0
0
0
0
0
0
0
0
0
0
0
0
0
0
0
0
0
0
0
0
0
0
0
0
0
0
0
0
0
0
0
0
0
0
0
0
0
0
0
0
0
0
0
0
0
0
0
0
0
0
0
0
0
0
0
0
0
0
0
0
0
0
0
0
0
0
0
0
0
0
0
0
0
0
0
0
0
0
0
0
0
0
0
0
0
0
0
0
0
0
0
0
0
0
0
0
0
0
0
0
0
0
0
0
0
0
0
0
0
0
0
0
0
0
0
0
0
0
0
0
0
0
0
0
0
0
0
0
0
0
0
0
0
0
0
0
0
0
0
0
0
0
0
0
0
0
0
0
0
0
0
0
0
0
0
0
0
0
0
0
0
0
0
0
0
0
0
0
0
0
0
0
0
0
0
0
0
0
0
0
0
0
0
0
0
0
0
0
0
0
0
0
0
0
0
0
0
0
0
0
0
0
0
0
0
0
0
0
0
0
0
0
0
0
0
0
0
0
0
0
0
0
0
0
0
0
0
0
0
0
0
0
0
0
0
0
0
0
0
0
0
0
0
0
0
0
0
0
0
0
0
0
0
0
0
0
0
0
0
0
0
0
0
0
0
0
0
0
0
0
0
0
0
0
0
0
0
0
0
0
0
0
0
0
0
0
0
0
0
0
0
0
0
0
0
0
0
0
0
0
0
0
0
0
0
0
0
0
0
0
0
0
0
0
0
0
0
0
0
0
0
0
0
0
0
0
0
0
0
0
0
0
0
0
0
0
0
0
0
0
0
0
0
0
0
0
0
0
0
0
0
0
0
0
0
0
0
0
0
0
0
0
0
0
0
0
0
0
0
0
0
0
0
0
0
0
0
0
0
0
0
0
0
0
0
0
0
0
0
0
0
0
0
0
0
0
0
0
0
0
0
0
0
0
0
0
0
0
0
0
0
0
0
0
0
0
0
0
0
0
0
0
0
0
0
0
0
0
0
0
0
0
0
0
0
0
0
0
0
0
0
0
0
0
0
0
0
0
0
0
0
0
0
0
0
0
0
0
0
0
0
0
0
0
0
0
0
0
0
0
0
0
0
0
0
0
0
0
0
0
0
0
0
0
0
0
0
0
0
0
0
0
0
0
0
0
0
0
0
0
0
0
0
0
0
0
0
0
0
0
0
0
0
0
0
0
0
0
0
0
0
0
0
0
0
0
0
0
0
0
0
0
0
0
0
0
0
0
0
0
0
0
0
0
0
0
0
0
0
0
0
0
0
0
0
0
0
0
0
0
0
0
0
0
0
0
0
0
0
0
0
0
0
0
0
0
0
0
0
0
0
0
0
0
0
0
0
0
0
0
0
0
0
0
0
0
0
0
0
0
0
0
0
0
0
0
0
0
0
0
0
0
0
0
0
0
0
0
0
0
0
0
0
0
0
0
0
0
0
0
0
0
0
0
0
0
0
0
0
0
0
0
0
0
0
0
0
0
0
0
0
0
0
0
0
0
0
0
0
0
0
0
0
0
0
0
0
0
0
0
0
0
0
0
0
0
0
0
0
0
0
0
0
0
0
0
0
0
0
0
0
0
0
0
0
0
0
0
0
0
0
0
0
0
0
0
0
0
0
0
0
0
0
0
0
0
0
0
0
0
0
0
0
0
0
0
0
0
0
0
0
0
0
0
0
0
0
0
0
0
0
0
0
0
0
0
0
0
0
0
0
0
0
0
0
0
0
0
0
0
0
0
0
0
0
0
0
0
0
0
0
0
0
0
0
0
0
0
0
0
0
0
0
0
0
0
0
0
0
0
0
0
0
0
0
0
0
0
0
0
0
0
0
0
0
0
0
0
0
0
0
0
0
0
0
0
0
0
0
0
0
0
0
0
0
0
0
0
0
0
0
0
0
0
0
0
0
0
0
0
0
0
0
0
0
0
0
0
0
0
0
0
0
0
0
0
0
0
0
0
0
0
0
0
0
0
0
0
0
0
0
0
0
0
0
0
0
0
0
0
0
0
0
0
0
0
0
0
0
0
0
0
0
0
0
0
0
0
0
0
0
0
0
0
0
0
0
0
0
0
0
0
0
0
0
0
0
0
0
0
0
0
0
0
0
0
0
0
0
0
0
0
0
0
0
0
0
0
0
0
0
0
0
0
0
0
0
0
0
0
0
0
0
0
0
0
0
0
0
0
0
0
0
0
0
0
0
0
0
0
0
0
0
0
0
0
0
0
0
0
0
0
0
0
0
0
0
0
0
0
0
0
0
0
0
0
0
0
0
0
0
0
0
0
0
0
0
0
0
0
0
0
0
0
0
0
0
0
0
0
0
0
0
0
0
0
0
0
0
0
0
0
0
0
0
0
0
0
0
0
0
0
0
0
0
0
0
0
0
0
0
0
0
0
0
0
0
0
0
0
0
0
0
0
0
0
0
0
0
0
0
0
0
0
0
0
0
0
0
0
0
0
0
0
0
0
0
0
0
0
0
0
0
0
0
0
0
0
0
0
0
0
0
0
0
0
0
0
0
0
0
0
0
0
0
0
0
0
0
0
0
0
0
0
0
0
0
0
0
0
0
0
0
0
0
0
0
0
0
0
0
0
0
0
0
0
0
0
0
0
0
0
0
0
0
0
0
0
0
0
0
0
0
0
0
0
0
0
0
0
0
0
0
0
0
0
0
0
0
0
0
0
0
0
0
0
0
0
0
0
0
0
0
0
0
0
0
0
0
0
0
0
0
0
0
0
0
0
0
0
0
0
0
0
0
0
0
0
0
0
0
0
0
0
0
0
0
0
0
0
0
0
0
0
0
0
0
0
0
0
0
0
0
0
0
0
0
0
0
0
0
0
0
0
0
0
0
0
0
0
0
0
0
0
0
0
0
0
0
0
0
0
0
0
0
0
0
0
0
0
0
0
0
0
0
0
0
0
0
0
0
0
0
0
0
0
0
0
0
0
0
0
0
0
0
0
0
0
0
0
0
0
0
0
0
0
0
0
0
0
0
0
0
0
0
0
0
0
0
0
0
0
0
0
0
0
0
0
0
0
0
0
0
0
0
0
0
0
0
0
0
0
0
0
0
0
0
0
0
0
0
0
0
0
0
0
0
0
0
0
0
0
0
0
0
0
0
0
0
0
0
0
0
0
0
0
0
0
0
0
0
0
0
0
0
0
0
0
0
0
0
0
0
0
0
0
0
0
0
0
0
0
0
0
0
0
0
0
0
0
0
0
0
0
0
0
0
0
0
0
0
0
0
0
0
0
0
0
0
0
0
0
0
0
0
0
0
0
0
0
0
0
0
0
0
0
0
0
0
0
0
0
0
0
0
0
0
0
0
0
0
0
0
0
0
0
0
0
0
0
0
0
0
0
0
0
0
0
0
0
0
0
0
0
0
0
0
0
0
0
0
0
0
0
0
0
0
0
0
0
0
0
0
0
0
0
0
0
0
0
0
0
0
0
0
0
0
0
0
0
0
0
0
0
0
0
0
0
0
0
0
0
0
0
0
0
0
0
0
0
0
0
0
0
0
0
0
0
0
0
0
0
0
0
0
0
0
0
0
0
0
0
0
0
0
0
0
0
0
0
0
0
0
0
0
0
0
0
0
0
0
0
0
0
0
0
0
0
0
0
0
0
0
0
0
0
0
0
0
0
0
0
0
0
0
0
0
0
0
0
0
0
0
0
0
0
0
0
0
0
0
0
0
0
0
0
0
0
0
0
0
0
0
0
0
0
0
0
0
0
0
0
0
0
0
0
0
0
0
0
0
0
0
0
0
0
0
0
0
0
0
0
0
0
0
0
0
0
0
0
0
0
0
0
0
0
0
0
0
0
0
0
0
0
0
0
0
0
0
0
0
0
0
0
0
0
0
0
0
0
0
0
0
0
0
0
0
0
0
0
0
0
0
0
0
0
0
0
0
0
0
0
0
0
0
0
0
0
0
0
0
0
0
0
0
0
0
0
0
0
0
0
0
0
0
0
0
0
0
0
0
0
0
0
0
0
0
0
0
0
0
0
0
0
0
0
0
0
0
0
0
0
0
0
0
0
0
0
0
0
0
0
0
0
0
0
0
0
0
0
0
0
0
0
0
0
0
0
0
0
0
0
0
0
0
0
0
0
0
0
0
0
0
0
0
0
0
0
0
0
0
0
0
0
0
0
0
0
0
0
0
0
0
0
0
0
0
0
0
0
0
0
0
0
0
0
0
0
0
0
0
0
0
0
0
0
0
0
0
0
0
0
0
0
0
0
0
0
0
0
0
0
0
0
0
0
0
0
0
0
0
0
0
0
0
0
0
0
0
0
0
0
0
0
0
0
0
0
0
0
0
0
0
0
0
0
0
0
0
0
0
0
0
0
0
0
0
0
0
0
0
0
0
0
0
0
0
0
0
0
0
0
0
0
0
0
0
0
0
0
0
0
0
0
0
0
0
0
0
0
0
0
0
0
0
0
0
0
0
0
0
0
0
0
0
0
0
0
0
0
0
0
0
0
0
0
0
0
0
0
0
0
0
0
0
0
0
0
0
0
0
0
0
0
0
0
0
0
0
0
0
0
0
0
0
0
0
0
0
0
0
0
0
0
0
0
0
0
0
0
0
0
0
0
0
0
0
0
0
0
0
0
0
0
0
0
0
0
0
0
0
0
0
0
0
0
0
0
0
0
0
0
0
0
0
0
0
0
0
0
0
0
0
0
0
0
0
0
0
0
0
0
0
0
0
0
0
0
0
0
0
0
0
0
0
0
0
0
0
0
0
0
0
0
0
0
0
0
0
0
0
0
0
0
0
0
0
0
0
0
0
0
0
0
0
0
0
0
0
0
0
0
0
0
0
0
0
0
0
0
0
0
0
0
0
0
0
0
0
0
0
0
0
0
0
0
0
0
0
0
0
0
0
0
0
0
0
0
0
0
0
0
0
0
0
0
0
0
0
0
0
0
0
0
0
0
0
0
0
0
0
0
0
0
0
0
0
0
0
0
0
0
0
0
0
0
0
0
0
0
0
0
0
0
0
0
0
0
0
0
0
0
0
0
0
0
0
0
0
0
0
0
0
0
0
0
0
0
0
0
0
0
0
0
0
0
0
0
0
0
0
0
0
0
0
0
0
0
0
0
0
0
0
0
0
0
0
0
0
0
0
0
0
0
0
0
0
0
0
0
0
0
0
0
0
0
0
0
0
0
0
0
0
0
0
0
0
0
0
0
0
0
0
0
0
0
0
0
0
0
0
0
0
0
0
0
0
0
0
0
0
0
0
0
0
0
0
0
0
0
0
0
0
0
0
0
0
0
0
0
0
0
0
0
0
0
0
0
0
0
0
0
0
0
0
0
0
0
0
0
0
0
0
0
0
0
0
0
0
0
0
0
0
0
0
0
0
0
0
0
0
0
0
0
0
0
0
0
0
0
0
0
0
0
0
0
0
0
0
0
0
0
0
0
0
0
0
0
0
0
0
0
0
0
0
0
0
0
0
0
0
0
0
0
0
0
0
0
0
0
0
0
0
0
0
0
0
0
0
0
0
0
0
0
0
0
0
0
0
0
0
0
0
0
0
0
0
0
0
0
0
0
0
0
0
0
0
0
0
0
0
0
0
0
0
0
0
0
0
0
0
0
0
0
0
0
0
0
0
0
0
0
0
0
0
0
0
0
0
0
0
0
0
0
0
0
0
0
0
0
0
0
0
0
0
0
0
0
0
0
0
0
0
0
0
0
0
0
0
0
0
0
0
0
0
0
0
0
0
0
0
0
0
0
0
0
0
0
0
0
0
0
0
0
0
0
0
0
0
0
0
0
0
0
0
0
0
0
0
0
0
0
0
0
0
0
0
0
0
0
0
0
0
0
0
0
0
0
0
0
0
0
0
0
0
0
0
0
0
0
0
0
0
0
0
0
0
0
0
0
0
0
0
0
0
0
0
0
0
0
0
0
0
0
0
0
0
0
0
0
0
0
0
0
0
0
0
0
0
0
0
0
0
0
0
0
0
0
0
0
0
0
0
0
0
0
0
0
0
0
0
0
0
0
0
0
0
0
0
0
0
0
0
0
0
0
0
0
0
0
0
0
0
0
0
0
0
0
0
0
0
0
0
0
0
0
0
0
0
0
0
0
0
0
0
0
0
0
0
0
0
0
0
0
0
0
0
0
0
0
0
0
0
0
0
0
0
0
0
0
0
0
0
0
0
0
0
0
0
0
0
0
0
0
0
0
0
0
0
0
0
0
0
0
0
0
0
0
0
0
0
0
0
0
0
0
0
0
0
0
0
0
0
0
0
0
0
0
0
0
0
0
0
0
0
0
0
0
0
0
0
0
0
0
0
0
0
0
0
0
0
0
0
0
0
0
0
0
0
0
0
0
0
0
0
0
0
0
0
0
0
0
0
0
0
0
0
0
0
0
0
0
0
0
0
0
0
0
0
0
0
0
0
0
0
0
0
0
0
0
0
0
0
0
0
0
0
0
0
0
0
0
0
0
0
0
0
0
0
0
0
0
0
0
0
0
0
0
0
0
0
0
0
0
0
0
0
0
0
0
0
0
0
0
0
0
0
0
0
0
0
0
0
0
0
0
0
0
0
0
0
0
0
0
0
0
0
0
0
0
0
0
0
0
0
0
0
0
0
0
0
0
0
0
0
0
0
0
0
0
0
0
0
0
0
0
0
0
0
0
0
0
0
0
0
0
0
0
0
0
0
0
0
0
0
0
0
0
0
0
0
0
0
0
0
0
0
0
0
0
0
0
0
0
0
0
0
0
0
0
0
0
0
0
0
0
0
0
0
0
0
0
0
0
0
0
0
0
0
0
0
0
0
0
0
0
0
0
0
0
0
0
0
0
0
0
0
0
0
0
0
0
0
0
0
0
0
0
0
0
0
0
0
0
0
0
0
0
0
0
0
0
0
0
0
0
0
0
0
0
0
0
0
0
0
0
0
0
0
0
0
0
0
0
0
0
0
0
0
0
0
0
0
0
0
0
0
0
0
0
0
0
0
0
0
0
0
0
0
0
0
0
0
0
0
0
0
0
0
0
0
0
0
0
0
0
0
0
0
0
0
0
0
0
0
0
0
0
0
0
0
0
0
0
0
0
0
0
0
0
0
0
0
0
0
0
0
0
0
0
0
0
0
0
0
0
0
0
0
0
0
0
0
0
0
0
0
0
0
0
0
0
0
0
0
0
0
0
0
0
0
0
0
0
0
0
0
0
0
0
0
0
0
0
0
0
0
0
0
0
0
0
0
0
0
0
0
0
0
0
0
0
0
0
0
0
0
0
0
0
0
0
0
0
0
0
0
0
0
0
0
0
0
0
0
0
0
0
0
0
0
0
0
0
0
0
0
0
0
0
0
0
0
0
0
0
0
0
0
0
0
0
0
0
0
0
0
0
0
0
0
0
0
0
0
0
0
0
0
0
0
0
0
0
0
0
0
0
0
0
0
0
0
0
0
0
0
0
0
0
0
0
0
0
0
0
0
0
0
0
0
0
0
0
0
0
0
0
0
0
0
0
0
0
0
0
0
0
0
0
0
0
0
0
0
0
0
0
0
0
0
0
0
0
0
0
0
0
0
0
0
0
0
0
0
0
0
0
0
0
0
0
0
0
0
0
0
0
0
0
0
0
0
0
0
0
0
0
0
0
0
0
0
0
0
0
0
0
0
0
0
0
0
0
0
0
0
0
0
0
0
0
0
0
0
0
0
0
0
0
0
0
0
0
0
0
0
0
0
0
0
0
0
0
0
0
0
0
0
0
0
0
0
0
0
0
0
0
0
0
0
0
0
0
0
0
0
0
0
0
0
0
0
0
0
0
0
0
0
0
0
0
0
0
0
0
0
0
0
0
0
0
0
0
0
0
0
0
0
0
0
0
0
0
0
0
0
0
0
0
0
0
0
0
0
0
0
0
0
0
0
0
0
0
0
0
0
0
0
0
0
0
0
0
0
0
0
0
0
0
0
0
0
0
0
0
0
0
0
0
0
0
0
0
0
0
0
0
0
0
0
0
0
0
0
0
0
0
0
0
0
0
0
0
0
0
0
0
0
0
0
0
0
0
0
0
0
0
0
0
0
0
0
0
0
0
0
0
0
0
0
0
0
0
0
0
0
0
0
0
0
0
0
0
0
0
0
0
0
0
0
0
0
0
0
0
0
0
0
0
0
0
0
0
0
0
0
0
0
0
0
0
0
0
0
0
0
0
0
0
0
0
0
0
0
0
0
0
0
0
0
0
0
0
0
0
0
0
0
0
0
0
0
0
0
0
0
0
0
0
0
0
0
0
0
0
0
0
0
0
0
0
0
0
0
0
0
0
0
0
0
0
0
0
0
0
0
0
0
0
0
0
0
0
0
0
0
0
0
0
0
0
0
0
0
0
0
0
0
0
0
0
0
0
0
0
0
0
0
0
0
0
0
0
0
0
0
0
0
0
0
0
0
0
0
0
0
0
0
0
0
0
0
0
0
0
0
0
0
0
0
0
0
0
0
0
0
0
0
0
0
0
0
0
0
0
0
0
0
0
0
0
0
0
0
0
0
0
0
0
0
0
0
0
0
0
0
0
0
0
0
0
0
0
0
0
0
0
0
0
0
0
0
0
0
0
0
0
0
0
0
0
0
0
0
0
0
0
0
0
0
0
0
0
0
0
0
0
0
0
0
0
0
0
0
0
0
0
0
0
0
0
0
0
0
0
0
0
0
0
0
0
0
0
0
0
0
0
0
0
0
0
0
0
0
0
0
0
0
0
0
0
0
0
0
0
0
0
0
0
0
0
0
0
0
0
0
0
0
0
0
0
0
0
0
0
0
0
0
0
0
0
0
0
0
0
0
0
0
0
0
0
0
0
0
0
0
0
0
0
0
0
0
0
0
0
0
0
0
0
0
0
0
0
0
0
0
0
0
0
0
0
0
0
0
0
0
0
0
0
0
0
0
0
0
0
0
0
0
0
0
0
0
0
0
0
0
0
0
0
0
0
0
0
0
0
0
0
0
0
0
0
0
0
0
0
0
0
0
0
0
0
0
0
0
0
0
0
0
0
0
0
0
0
0
0
0
0
0
0
0
0
0
0
0
0
0
0
0
0
0
0
0
0
0
0
0
0
0
0
0
0
0
0
0
0
0
0
0
0
0
0
0
0
0
0
0
0
0
0
0
0
0
0
0
0
0
0
0
0
0
0
0
0
0
0
0
0
0
0
0
0
0
0
0
0
0
0
0
0
0
0
0
0
0
0
0
0
0
0
0
0
0
0
0
0
0
0
0
0
0
0
0
0
0
0
0
0
0
0
0
0
0
0
0
0
0
0
0
0
0
0
0
0
0
0
0
0
0
0
0
0
0
0
0
0
0
0
0
0
0
0
0
0
0
0
0
0
0
0
0
0
0
0
0
0
0
0
0
0
0
0
0
0
0
0
0
0
0
0
0
0
0
0
0
0
0
0
0
0
0
0
0
0
0
0
0
0
0
0
0
0
0
0
0
0
0
0
0
0
0
0
0
0
0
0
0
0
0
0
0
0
0
0
0
0
0
0
0
0
0
0
0
0
0
0
0
0
0
0
0
0
0
0
0
0
0
0
0
0
0
0
0
0
0
0
0
0
0
0
0
0
0
0
0
0
0
0
0
0
0
0
0
0
0
0
0
0
0
0
0
0
0
0
0
0
0
0
0
0
0
0
0
0
0
0
0
0
0
0
0
0
0
0
0
0
0
0
0
0
0
0
0
0
0
0
0
0
0
0
0
0
0
0
0
0
0
0
0
0
0
0
0
0
0
0
0
0
0
0
0
0
0
0
0
0
0
0
0
0
0
0
0
0
0
0
0
0
0
0
0
0
0
0
0
0
0
0
0
0
0
0
0
0
0
0
0
0
0
0
0
0
0
0
0
0
0
0
0
0
0
0
0
0
0
0
0
0
0
0
0
0
0
0
0
0
0
0
0
0
0
0
0
0
0
0
0
0
0
0
0
0
0
0
0
0
0
0
0
0
0
0
0
0
0
0
0
0
0
0
0
0
0
0
0
0
0
0
0
0
0
0
0
0
0
0
0
0
0
0
0
0
0
0
0
0
0
0
0
0
0
0
0
0
0
0
0
0
0
0
0
0
0
0
0
0
0
0
0
0
0
0
0
0
0
0
0
0
0
0
0
0
0
0
0
0
0
0
0
0
0
0
0
0
0
0
0
0
0
0
0
0
0
0
0
0
0
0
0
0
0
0
0
0
0
0
0
0
0
0
0
0
0
0
0
0
0
0
0
0
0
0
0
0
0
0
0
0
0
0
0
0
0
0
0
0
0
0
0
0
0
0
0
0
0
0
0
0
0
0
0
0
0
0
0
0
0
0
0
0
0
0
0
0
0
0
0
0
0
0
0
0
0
0
0
0
0
0
0
0
0
0
0
0
0
0
0
0
0
0
0
0
0
0
0
0
0
0
0
0
0
0
0
0
0
0
0
0
0
0
0
0
0
0
0
0
0
0
0
0
0
0
0
0
0
0
0
0
0
0
0
0
0
0
0
0
0
0
0
0
0
0
0
0
0
0
0
0
0
0
0
0
0
0
0
0
0
0
0
0
0
0
0
0
0
0
0
0
0
0
0
0
0
0
0
0
0
0
0
0
0
0
0
0
0
0
0
0
0
0
0
0
0
0
0
0
0
0
0
0
0
0
0
0
0
0
0
0
0
0
0
0
0
0
0
0
0
0
0
0
0
0
0
0
0
0
0
0
0
0
0
0
0
0
0
0
0
0
0
0
0
0
0
0
0
0
0
0
0
0
0
0
0
0
0
0
0
0
0
0
0
0
0
0
0
0
0
0
0
0
0
0
0
0
0
0
0
0
0
0
0
0
0
0
0
0
0
0
0
0
0
0
0
0
0
0
0
0
0
0
0
0
0
0
0
0
0
0
0
0
0
0
0
0
0
0
0
0
0
0
0
0
0
0
0
0
0
0
0
0
0
0
0
0
0
0
0
0
0
0
0
0
0
0
0
0
0
0
0
0
0
0
0
0
0
0
0
0
0
0
0
0
0
0
0
0
0
0
0
0
0
0
0
0
0
0
0
0
0
0
0
0
0
0
0
0
0
0
0
0
0
0
0
0
0
0
0
0
0
0
0
0
0
0
0
0
0
0
0
0
0
0
0
0
0
0
0
0
0
0
0
0
0
0
0
0
0
0
0
0
0
0
0
0
0
0
0
0
0
0
0
0
0
0
0
0
0
0
0
0
0
0
0
0
0
0
0
0
0
0
0
0
0
0
0
0
0
0
0
0
0
0
0
0
0
0
0
0
0
0
0
0
0
0
0
0
0
0
0
0
0
0
0
0
0
0
0
0
0
0
0
0
0
0
0
0
0
0
0
0
0
0
0
0
0
0
0
0
0
0
0
0
0
0
0
0
0
0
0
0
0
0
0
0
0
0
0
0
0
0
0
0
0
0
0
0
0
0
0
0
0
0
0
0
0
0
0
0
0
0
0
0
0
0
0
0
0
0
0
0
0
0
0
0
0
0
0
0
0
0
0
0
0
0
0
0
0
0
0
0
0
0
0
0
0
0
0
0
0
0
0
0
0
0
0
0
0
0
0
0
0
0
0
0
0
0
0
0
0
0
0
0
0
0
0
0
0
0
0
0
0
0
0
0
0
0
0
0
0
0
0
0
0
0
0
0
0
0
0
0
0
0
0
0
0
0
0
0
0
0
0
0
0
0
0
0
0
0
0
0
0
0
0
0
0
0
0
0
0
0
0
0
0
0
0
0
0
0
0
0
0
0
0
0
0
0
0
0
0
0
0
0
0
0
0
0
0
0
0
0
0
0
0
0
0
0
0
0
0
0
0
0
0
0
0
0
0
0
0
0
0
0
0
0
0
0
0
0
0
0
0
0
0
0
0
0
0
0
0
0
0
0
0
0
0
0
0
0
0
0
0
0
0
0
0
0
0
0
0
0
0
0
0
0
0
0
0
0
0
0
0
0
0
0
0
0
0
0
0
0
0
0
0
0
0
0
0
0
0
0
0
0
0
0
0
0
0
0
0
0
0
0
0
0
0
0
0
0
0
0
0
0
0
0
0
0
0
0
0
0
0
0
0
0
0
0
0
0
0
0
0
0
0
0
0
0
0
0
0
0
0
0
0
0
0
0
0
0
0
0
0
0
0
0
0
0
0
0
0
0
0
0
0
0
0
0
0
0
0
0
0
0
0
0
0
0
0
0
0
0
0
0
0
0
0
0
0
0
0
0
0
0
0
0
0
0
0
0
0
0
0
0
0
0
0
0
0
0
0
0
0
0
0
0
0
0
0
0
0
0
0
0
0
0
0
0
0
0
0
0
0
0
0
0
0
0
0
0
0
0
0
0
0
0
0
0
0
0
0
0
0
0
0
0
0
0
0
0
0
0
0
0
0
0
0
0
0
0
0
0
0
0
0
0
0
0
0
0
0
0
0
0
0
0
0
0
0
0
0
0
0
0
0
0
0
0
0
0
0
0
0
0
0
0
0
0
0
0
0
0
0
0
0
0
0
0
0
0
0
0
0
0
0
0
0
0
0
0
0
0
0
0
0
0
0
0
0
0
0
0
0
0
0
0
0
0
0
0
0
0
0
0
0
0
0
0
0
0
0
0
0
0
0
0
0
0
0
0
0
0
0
0
0
0
0
0
0
0
0
0
0
0
0
0
0
0
0
0
0
0
0
0
0
0
0
0
0
0
0
0
0
0
0
0
0
0
0
0
0
0
0
0
0
0
0
0
0
0
0
0
0
0
0
0
0
0
0
0
0
0
0
0
0
0
0
0
0
0
0
0
0
0
0
0
0
0
0
0
0
0
0
0
0
0
0
0
0
0
0
0
0
0
0
0
0
0
0
0
0
0
0
0
0
0
0
0
0
0
0
0
0
0
0
0
0
0
0
0
0
0
0
0
0
0
0
0
0
0
0
0
0
0
0
0
0
0
0
0
0
0
0
0
0
0
0
0
0
0
0
0
0
0
0
0
0
0
0
0
0
0
0
0
0
0
0
0
0
0
0
0
0
0
0
0
0
0
0
0
0
0
0
0
0
0
0
0
0
0
0
0
0
0
0
0
0
0
0
0
0
0
0
0
0
0
0
0
0
0
0
0
0
0
0
0
0
0
0
0
0
0
0
0
0
0
0
0
0
0
0
0
0
0
0
0
0
0
0
0
0
0
0
0
0
0
0
0
0
0
0
0
0
0
0
0
0
0
0
0
0
0
0
0
0
0
0
0
0
0
0
0
0
0
0
0
0
0
0
0
0
0
0
0
0
0
0
0
0
0
0
0
0
0
0
0
0
0
0
0
0
0
0
0
0
0
0
0
0
0
0
0
0
0
0
0
0
0
0
0
0
0
0
0
0
0
0
0
0
0
0
0
0
0
0
0
0
0
0
0
0
0
0
0
0
0
0
0
0
0
0
0
0
0
0
0
0
0
0
0
0
0
0
0
0
0
0
0
0
0
0
0
0
0
0
0
0
0
0
0
0
0
0
0
0
0
0
0
0
0
0
0
0
0
0
0
0
0
0
0
0
0
0
0
0
0
0
0
0
0
0
0
0
0
0
0
0
0
0
0
0
0
0
0
0
0
0
0
0
0
0
0
0
0
0
0
0
0
0
0
0
0
0
0
0
0
0
0
0
0
0
0
0
0
0
0
0
0
0
0
0
0
0
0
0
0
0
0
0
0
0
0
0
0
0
0
0
0
0
0
0
0
0
0
0
0
0
0
0
0
0
0
0
0
0
0
0
0
0
0
0
0
0
0
0
0
0
0
0
0
0
0
0
0
0
0
0
0
0
0
0
0
0
0
0
0
0
0
0
0
0
0
0
0
0
0
0
0
0
0
0
0
0
0
0
0
0
0
0
0
0
0
0
0
0
0
0
0
0
0
0
0
0
0
0
0
0
0
0
0
0
0
0
0
0
0
0
0
0
0
0
0
0
0
0
0
0
0
0
0
0
0
0
0
0
0
0
0
0
0
0
0
0
0
0
0
0
0
0
0
0
0
0
0
0
0
0
0
0
0
0
0
0
0
0
0
0
0
0
0
0
0
0
0
0
0
0
0
0
0
0
0
0
0
0
0
0
0
0
0
0
0
0
0
0
0
0
0
0
0
0
0
0
0
0
0
0
0
0
0
0
0
0
0
0
0
0
0
0
0
0
0
0
0
0
0
0
0
0
0
0
0
0
0
0
0
0
0
0
0
0
0
0
0
0
0
0
0
0
0
0
0
0
0
0
0
0
0
0
0
0
0
0
0
0
0
0
0
0
0
0
0
0
0
0
0
0
0
0
0
0
0
0
0
0
0
0
0
0
0
0
0
0
0
0
0
0
0
0
0
0
0
0
0
0
0
0
0
0
0
0
0
0
0
0
0
0
0
0
0
0
0
0
0
0
0
0
0
0
0
0
0
0
0
0
0
0
0
0
0
0
0
0
0
0
0
0
0
0
0
0
0
0
0
0
0
0
0
0
0
0
0
0
0
0
0
0
0
0
0
0
0
0
0
0
0
0
0
0
0
0
0
0
0
0
0
0
0
0
0
0
0
0
0
0
0
0
0
0
0
0
0
0
0
0
0
0
0
0
0
0
0
0
0
0
0
0
0
0
0
0
0
0
0
0
0
0
0
0
0
0
0
0
0
0
0
0
0
0
0
0
0
0
0
0
0
0
0
0
0
0
0
0
0
0
0
0
0
0
0
0
0
0
0
0
0
0
0
0
0
0
0
0
0
0
0
0
0
0
0
0
0
0
0
0
0
0
0
0
0
0
0
0
0
0
0
0
0
0
0
0
0
0
0
0
0
0
0
0
0
0
0
0
0
0
0
0
0
0
0
0
0
0
0
0
0
0
0
0
0
0
0
0
0
0
0
0
0
0
0
0
0
0
0
0
0
0
0
0
0
0
0
0
0
0
0
0
0
0
0
0
0
0
0
0
0
0
0
0
0
0
0
0
0
0
0
0
0
0
0
0
0
0
0
0
0
0
0
0
0
0
0
0
0
0
0
0
0
0
0
0
0
0
0
0
0
0
0
0
0
0
0
0
0
0
0
0
0
0
0
0
0
0
0
0
0
0
0
0
0
0
0
0
0
0
0
0
0
0
0
0
0
0
0
0
0
0
0
0
0
0
0
0
0
0
0
0
0
0
0
0
0
0
0
0
0
0
0
0
0
0
0
0
0
0
0
0
0
0
0
0
0
0
0
0
0
0
0
0
0
0
0
0
0
0
0
0
0
0
0
0
0
0
0
0
0
0
0
0
0
0
0
0
0
0
0
0
0
0
0
0
0
0
0
0
0
0
0
0
0
0
0
0
0
0
0
0
0
0
0
0
0
0
0
0
0
0
0
0
0
0
0
0
0
0
0
0
0
0
0
0
0
0
0
0
0
0
0
0
0
0
0
0
0
0
0
0
0
0
0
0
0
0
0
0
0
0
0
0
0
0
0
0
0
0
0
0
0
0
0
0
0
0
0
0
0
0
0
0
0
0
0
0
0
0
0
0
0
0
0
0
0
0
0
0
0
0
0
0
0
0
0
0
0
0
0
0
0
0
0
0
0
0
0
0
0
0
0
0
0
0
0
0
0
0
0
0
0
0
0
0
0
0
0
0
0
0
0
0
0
0
0
0
0
0
0
0
0
0
0
0
0
0
0
0
0
0
0
0
0
0
0
0
0
0
0
0
0
0
0
0
0
0
0
0
0
0
0
0
0
0
0
0
0
0
0
0
0
0
0
0
0
0
0
0
0
0
0
0
0
0
0
0
0
0
0
0
0
0
0
0
0
0
0
0
0
0
0
0
0
0
0
0
0
0
0
0
0
0
0
0
0
0
0
0
0
0
0
0
0
0
0
0
0
0
0
0
0
0
0
0
0
0
0
0
0
0
0
0
0
0
0
0
0
0
0
0
0
0
0
0
0
0
0
0
0
0
0
0
0
0
0
0
0
0
0
0
0
0
0
0
0
0
0
0
0
0
0
0
0
0
0
0
0
0
0
0
0
0
0
0
0
0
0
0
0
0
0
0
0
0
0
0
0
0
0
0
0
0
0
0
0
0
0
0
0
0
0
0
0
0
0
0
0
0
0
0
0
0
0
0
0
0
0
0
0
0
0
0
0
0
0
0
0
0
0
0
0
0
0
0
0
0
0
0
0
0
0
0
0
0
0
0
0
0
0
0
0
0
0
0
0
0
0
0
0
0
0
0
0
0
0
0
0
0
0
0
0
0
0
0
0
0
0
0
0
0
0
0
0
0
0
0
0
0
0
0
0
0
0
0
0
0
0
0
0
0
0
0
0
0
0
0
0
0
0
0
0
0
0
0
0
0
0
0
0
0
0
0
0
0
0
0
0
0
0
0
0
0
0
0
0
0
0
0
0
0
0
0
0
0
0
0
0
0
0
0
0
0
0
0
0
0
0
0
0
0
0
0
0
0
0
0
0
0
0
0
0
0
0
0
0
0
0
0
0
0
0
0
0
0
0
0
0
0
0
0
0
0
0
0
0
0
0
0
0
0
0
0
0
0
0
0
0
0
0
0
0
0
0
0
0
0
0
0
0
0
0
0
0
0
0
0
0
0
0
0
0
0
0
0
0
0
0
0
0
0
0
0
0
0
0
0
0
0
0
0
0
0
0
0
0
0
0
0
0
0
0
0
0
0
0
0
0
0
0
0
0
0
0
0
0
0
0
0
0
0
0
0
0
0
0
0
0
0
0
0
0
0
0
0
0
0
0
0
0
0
0
0
0
0
0
0
0
0
0
0
0
0
0
0
0
0
0
0
0
0
0
0
0
0
0
0
0
0
0
0
0
0
0
0
0
0
0
0
0
0
0
0
0
0
0
0
0
0
0
0
0
0
0
0
0
0
0
0
0
0
0
0
0
0
0
0
0
0
0
0
0
0
0
0
0
0
0
0
0
0
0
0
0
0
0
0
0
0
0
0
0
0
0
0
0
0
0
0
0
0
0
0
0
0
0
0
0
0
0
0
0
0
0
0
0
0
0
0
0
0
0
0
0
0
0
0
0
0
0
0
0
0
0
0
0
0
0
0
0
0
0
0
0
0
0
0
0
0
0
0
0
0
0
0
0
0
0
0
0
0
0
0
0
0
0
0
0
0
0
0
0
0
0
0
0
0
0
0
0
0
0
0
0
0
0
0
0
0
0
0
0
0
0
0
0
0
0
0
0
0
0
0
0
0
0
0
0
0
0
0
0
0
0
0
0
0
0
0
0
0
0
0
0
0
0
0
0
0
0
0
0
0
0
0
0
0
0
0
0
0
0
0
0
0
0
0
0
0
0
0
0
0
0
0
0
0
0
0
0
0
0
0
0
0
0
0
0
0
0
0
0
0
0
0
0
0
0
0
0
0
0
0
0
0
0
0
0
0
0
0
0
0
0
0
0
0
0
0
0
0
0
0
0
0
0
0
0
0
0
0
0
0
0
0
0
0
0
0
0
0
0
0
0
0
0
0
0
0
0
0
0
0
0
0
0
0
0
0
0
0
0
0
0
0
0
0
0
0
0
0
0
0
0
0
0
0
0
0
0
0
0
0
0
0
0
0
0
0
0
0
0
0
0
0
0
0
0
0
0
0
0
0
0
0
0
0
0
0
0
0
0
0
0
0
0
0
0
0
0
0
0
0
0
0
0
0
0
0
0
0
0
0
0
0
0
0
0
0
0
0
0
0
0
0
0
0
0
0
0
0
0
0
0
0
0
0
0
0
0
0
0
0
0
0
0
0
0
0
0
0
0
0
0
0
0
0
0
0
0
0
0
0
0
0
0
0
0
0
0
0
0
0
0
0
0
0
0
0
0
0
0
0
0
0
0
0
0
0
0
0
0
0
0
0
0
0
0
0
0
0
0
0
0
0
0
0
0
0
0
0
0
0
0
0
0
0
0
0
0
0
0
0
0
0
0
0
0
0
0
0
0
0
0
0
0
0
0
0
0
0
0
0
0
0
0
0
0
0
0
0
0
0
0
0
0
0
0
0
0
0
0
0
0
0
0
0
0
0
0
0
0
0
0
0
0
0
0
0
0
0
0
0
0
0
0
0
0
0
0
0
0
0
0
0
0
0
0
0
0
0
0
0
0
0
0
0
0
0
0
0
0
0
0
0
0
0
0
0
0
0
0
0
0
0
0
0
0
0
0
0
0
0
0
0
0
0
0
0
0
0
0
0
0
0
0
0
0
0
0
0
0
0
0
0
0
0
0
0
0
0
0
0
0
0
0
0
0
0
0
0
0
0
0
0
0
0
0
0
0
0
0
0
0
0
0
0
0
0
0
0
0
0
0
0
0
0
0
0
0
0
0
0
0
0
0
0
0
0
0
0
0
0
0
0
0
0
0
0
0
0
0
0
0
0
0
0
0
0
0
0
0
0
0
0
0
0
0
0
0
0
0
0
0
0
0
0
0
0
0
0
0
0
0
0
0
0
0
0
0
0
0
0
0
0
0
0
0
0
0
0
0
0
0
0
0
0
0
0
0
0
0
0
0
0
0
0
0
0
0
0
0
0
0
0
0
0
0
0
0
0
0
0
0
0
0
0
0
0
0
0
0
0
0
0
0
0
0
0
0
0
0
0
0
0
0
0
0
0
0
0
0
0
0
0
0
0
0
0
0
0
0
0
0
0
0
0
0
0
0
0
0
0
0
0
0
0
0
0
0
0
0
0
0
0
0
0
0
0
0
0
0
0
0
0
0
0
0
0
0
0
0
0
0
0
0
0
0
0
0
0
0
0
0
0
0
0
0
0
0
0
0
0
0
0
0
0
0
0
0
0
0
0
0
0
0
0
0
0
0
0
0
0
0
0
0
0
0
0
0
0
0
0
0
0
0
0
0
0
0
0
0
0
0
0
0
0
0
0
0
0
0
0
0
0
0
0
0
0
0
0
0
0
0
0
0
0
0
0
0
0
0
0
0
0
0
0
0
0
0
0
0
0
0
0
0
0
0
0
0
0
0
0
0
0
0
0
0
0
0
0
0
0
0
0
0
0
0
0
0
0
0
0
0
0
0
0
0
0
0
0
0
0
0
0
0
0
0
0
0
0
0
0
0
0
0
0
0
0
0
0
0
0
0
0
0
0
0
0
0
0
0
0
0
0
0
0
0
0
0
0
0
0
0
0
0
0
0
0
0
0
0
0
0
0
0
0
0
0
0
0
0
0
0
0
0
0
0
0
0
0
0
0
0
0
0
0
0
0
0
0
0
0
0
0
0
0
0
0
0
0
0
0
0
0
0
0
0
0
0
0
0
0
0
0
0
0
0
0
0
0
0
0
0
0
0
0
0
0
0
0
0
0
0
0
0
0
0
0
0
0
0
0
0
0
0
0
0
0
0
0
0
0
0
0
0
0
0
0
0
0
0
0
0
0
0
0
0
0
0
0
0
0
0
0
0
0
0
0
0
0
0
0
0
0
0
0
0
0
0
0
0
0
0
0
0
0
0
0
0
0
0
0
0
0
0
0
0
0
0
0
0
0
0
0
0
0
0
0
0
0
0
0
0
0
0
0
0
0
0
0
0
0
0
0
0
0
0
0
0
0
0
0
0
0
0
0
0
0
0
0
0
0
0
0
0
0
0
0
0
0
0
0
0
0
0
0
0
0
0
0
0
0
0
0
0
0
0
0
0
0
0
0
0
0
0
0
0
0
0
0
0
0
0
0
0
0
0
0
0
0
0
0
0
0
0
0
0
0
0
0
0
0
0
0
0
0
0
0
0
0
0
0
0
0
0
0
0
0
0
0
0
0
0
0
0
0
0
0
0
0
0
0
0
0
0
0
0
0
0
0
0
0
0
0
0
0
0
0
0
0
0
0
0
0
0
0
0
0
0
0
0
0
0
0
0
0
0
0
0
0
0
0
0
0
0
0
0
0
0
0
0
0
0
0
0
0
0
0
0
0
0
0
0
0
0
0
0
0
0
0
0
0
0
0
0
0
0
0
0
0
0
0
0
0
0
0
0
0
0
0
0
0
0
0
0
0
0
0
0
0
0
0
0
0
0
0
0
0
0
0
0
0
0
0
0
0
0
0
0
0
0
0
0
0
0
0
0
0
0
0
0
0
0
0
0
0
0
0
0
0
0
0
0
0
0
0
0
0
0
0
0
0
0
0
0
0
0
0
0
0
0
0
0
0
0
0
0
0
0
0
0
0
0
0
0
0
0
0
0
0
0
0
0
0
0
0
0
0
0
0
0
0
0
0
0
0
0
0
0
0
0
0
0
0
0
0
0
0
0
0
0
0
0
0
0
0
0
0
0
0
0
0
0
0
0
0
0
0
0
0
0
0
0
0
0
0
0
0
0
0
0
0
0
0
0
0
0
0
0
0
0
0
0
0
0
0
0
0
0
0
0
0
0
0
0
0
0
0
0
0
0
0
0
0
0
0
0
0
0
0
0
0
0
0
0
0
0
0
0
0
0
0
0
0
0
0
0
0
0
0
0
0
0
0
0
0
0
0
0
0
0
0
0
0
0
0
0
0
0
0
0
0
0
0
0
0
0
0
0
0
0
0
0
0
0
0
0
0
0
0
0
0
0
0
0
0
0
0
0
0
0
0
0
0
0
0
0
0
0
0
0
0
0
0
0
0
0
0
0
0
0
0
0
0
0
0
0
0
0
0
0
0
0
0
0
0
0
0
0
0
0
0
0
0
0
0
0
0
0
0
0
0
0
0
0
0
0
0
0
0
0
0
0
0
0
0
0
0
0
0
0
0
0
0
0
0
0
0
0
0
0
0
0
0
0
0
0
0
0
0
0
0
0
0
0
0
0
0
0
0
0
0
0
0
0
0
0
0
0
0
0
0
0
0
0
0
0
0
0
0
0
0
0
0
0
0
0
0
0
0
0
0
0
0
0
0
0
0
0
0
0
0
0
0
0
0
0
0
0
0
0
0
0
0
0
0
0
0
0
0
0
0
0
0
0
0
0
0
0
0
0
0
0
0
0
0
0
0
0
0
0
0
0
0
0
0
0
0
0
0
0
0
0
0
0
0
0
0
0
0
0
0
0
0
0
0
0
0
0
0
0
0
0
0
0
0
0
0
0
0
0
0
0
0
0
0
0
0
0
0
0
0
0
0
0
0
0
0
0
0
0
0
0
0
0
0
0
0
0
0
0
0
0
0
0
0
0
0
0
0
0
0
0
0
0
0
0
0
0
0
0
0
0
0
0
0
0
0
0
0
0
0
0
0
0
0
0
0
0
0
0
0
0
0
0
0
0
0
0
0
0
0
0
0
0
0
0
0
0
0
0
0
0
0
0
0
0
0
0
0
0
0
0
0
0
0
0
0
0
0
0
0
0
0
0
0
0
0
0
0
0
0
0
0
0
0
0
0
0
0
0
0
0
0
0
0
0
0
0
0
0
0
0
0
0
0
0
0
0
0
0
0
0
0
0
0
0
0
0
0
0
0
0
0
0
0
0
0
0
0
0
0
0
0
0
0
0
0
0
0
0
0
0
0
0
0
0
0
0
0
0
0
0
0
0
0
0
0
0
0
0
0
0
0
0
0
0
0
0
0
0
0
0
0
0
0
0
0
0
0
0
0
0
0
0
0
0
0
0
0
0
0
0
0
0
0
0
0
0
0
0
0
0
0
0
0
0
0
0
0
0
0
0
0
0
0
0
0
0
0
0
0
0
0
0
0
0
0
0
0
0
0
0
0
0
0
0
0
0
0
0
0
0
0
0
0
0
0
0
0
0
0
0
0
0
0
0
0
0
0
0
0
0
0
0
0
0
0
0
0
0
0
0
0
0
0
0
0
0
0
0
0
0
0
0
0
0
0
0
0
0
0
0
0
0
0
0
0
0
0
0
0
0
0
0
0
0
0
0
0
0
0
0
0
0
0
0
0
0
0
0
0
0
0
0
0
0
0
0
0
0
0
0
0
0
0
0
0
0
0
0
0
0
0
0
0
0
0
0
0
0
0
0
0
0
0
0
0
0
0
0
0
0
0
0
0
0
0
0
0
0
0
0
0
0
0
0
0
0
0
0
0
0
0
0
0
0
0
0
0
0
0
0
0
0
0
0
0
0
0
0
0
0
0
0
0
0
0
0
0
0
0
0
0
0
0
0
0
0
0
0
0
0
0
0
0
0
0
0
0
0
0
0
0
0
0
0
0
0
0
0
0
0
0
0
0
0
0
0
0
0
0
0
0
0
0
0
0
0
0
0
0
0
0
0
0
0
0
0
0
0
0
0
0
0
0
0
0
0
0
0
0
0
0
0
0
0
0
0
0
0
0
0
0
0
0
0
0
0
0
0
0
0
0
0
0
0
0
0
0
0
0
0
0
0
0
0
0
0
0
0
0
0
0
0
0
0
0
0
0
0
0
0
0
0
0
0
0
0
0
0
0
0
0
0
0
0
0
0
0
0
0
0
0
0
0
0
0
0
0
0
0
0
0
0
0
0
0
0
0
0
0
0
0
0
0
0
0
0
0
0
0
0
0
0
0
0
0
0
0
0
0
0
0
0
0
0
0
0
0
0
0
0
0
0
0
0
0
0
0
0
0
0
0
0
0
0
0
0
0
0
0
0
0
0
0
0
0
0
0
0
0
0
0
0
0
0
0
0
0
0
0
0
0
0
0
0
0
0
0
0
0
0
0
0
0
0
0
0
0
0
0
0
0
0
0
0
0
0
0
0
0
0
0
0
0
0
0
0
0
0
0
0
0
0
0
0
0
0
0
0
0
0
0
0
0
0
0
0
0
0
0
0
0
0
0
0
0
0
0
0
0
0
0
0
0
0
0
0
0
0
0
0
0
0
0
0
0
0
0
0
0
0
0
0
0
0
0
0
0
0
0
0
0
0
0
0
0
0
0
0
0
0
0
0
0
0
0
0
0
0
0
0
0
0
0
0
0
0
0
0
0
0
0
0
0
0
0
0
0
0
0
0
0
0
0
0
0
0
0
0
0
0
0
0
0
0
0
0
0
0
0
0
0
0
0
0
0
0
0
0
0
0
0
0
0
0
0
0
0
0
0
0
0
0
0
0
0
0
0
0
0
0
0
0
0
0
0
0
0
0
0
0
0
0
0
0
0
0
0
0
0
0
0
0
0
0
0
0
0
0
0
0
0
0
0
0
0
0
0
0
0
0
0
0
0
0
0
0
0
0
0
0
0
0
0
0
0
0
0
0
0
0
0
0
0
0
0
0
0
0
0
0
0
0
0
0
0
0
0
0
0
0
0
0
0
0
0
0
0
0
0
0
0
0
0
0
0
0
0
0
0
0
0
0
0
0
0
0
0
0
0
0
0
0
0
0
0
0
0
0
0
0
0
0
0
0
0
0
0
0
0
0
0
0
0
0
0
0
0
0
0
0
0
0
0
0
0
0
0
0
0
0
0
0
0
0
0
0
0
0
0
0
0
0
0
0
0
0
0
0
0
0
0
0
0
0
0
0
0
0
0
0
0
0
0
0
0
0
0
0
0
0
0
0
0
0
0
0
0
0
0
0
0
0
0
0
0
0
0
0
0
0
0
0
0
0
0
0
0
0
0
0
0
0
0
0
0
0
0
0
0
0
0
0
0
0
0
0
0
0
0
0
0
0
0
0
0
0
0
0
0
0
0
0
0
0
0
0
0
0
0
0
0
0
0
0
0
0
0
0
0
0
0
0
0
0
0
0
0
0
0
0
0
0
0
0
0
0
0
0
0
0
0
0
0
0
0
0
0
0
0
0
0
0
0
0
0
0
0
0
0
0
0
0
0
0
0
0
0
0
0
0
0
0
0
0
0
0
0
0
0
0
0
0
0
0
0
0
0
0
0
0
0
0
0
0
0
0
0
0
0
0
0
0
0
0
0
0
0
0
0
0
0
0
0
0
0
0
0
0
0
0
0
0
0
0
0
0
0
0
0
0
0
0
0
0
0
0
0
0
0
0
0
0
0
0
0
0
0
0
0
0
0
0
0
0
0
0
0
0
0
0
0
0
0
0
0
0
0
0
0
0
0
0
0
0
0
0
0
0
0
0
0
0
0
0
0
0
0
0
0
0
0
0
0
0
0
0
0
0
0
0
0
0
0
0
0
0
0
0
0
0
0
0
0
0
0
0
0
0
0
0
0
0
0
0
0
0
0
0
0
0
0
0
0
0
0
0
0
0
0
0
0
0
0
0
0
0
0
0
0
0
0
0
0
0
0
0
0
0
0
0
0
0
0
0
0
0
0
0
0
0
0
0
0
0
0
0
0
0
0
0
0
0
0
0
0
0
0
0
0
0
0
0
0
0
0
0
0
0
0
0
0
0
0
0
0
0
0
0
0
0
0
0
0
0
0
0
0
0
0
0
0
0
0
0
0
0
0
0
0
0
0
0
0
0
0
0
0
0
0
0
0
0
0
0
0
0
0
0
0
0
0
0
0
0
0
0
0
0
0
0
0
0
0
0
0
0
0
0
0
0
0
0
0
0
0
0
0
0
0
0
0
0
0
0
0
0
0
0
0
0
0
0
0
0
0
0
0
0
0
0
0
0
0
0
0
0
0
0
0
0
0
0
0
0
0
0
0
0
0
0
0
0
0
0
0
0
0
0
0
0
0
0
0
0
0
0
0
0
0
0
0
0
0
0
0
0
0
0
0
0
0
0
0
0
0
0
0
0
0
0
0
0
0
0
0
0
0
0
0
0
0
0
0
0
0
0
0
0
0
0
0
0
0
0
0
0
0
0
0
0
0
0
0
0
0
0
0
0
0
0
0
0
0
0
0
0
0
0
0
0
0
0
0
0
0
0
0
0
0
0
0
0
0
0
0
0
0
0
0
0
0
0
0
0
0
0
0
0
0
0
0
0
0
0
0
0
0
0
0
0
0
0
0
0
0
0
0
0
0
0
0
0
0
0
0
0
0
0
0
0
0
0
0
0
0
0
0
0
0
0
0
0
0
0
0
0
0
0
0
0
0
0
0
0
0
0
0
0
0
0
0
0
0
0
0
0
0
0
0
0
0
0
0
0
0
0
0
0
0
0
0
0
0
0
0
0
0
0
0
0
0
0
0
0
0
0
0
0
0
0
0
0
0
0
0
0
0
0
0
0
0
0
0
0
0
0
0
0
0
0
0
0
0
0
0
0
0
0
0
0
0
0
0
0
0
0
0
0
0
0
0
0
0
0
0
0
0
0
0
0
0
0
0
0
0
0
0
0
0
0
0
0
0
0
0
0
0
0
0
0
0
0
0
0
0
0
0
0
0
0
0
0
0
0
0
0
0
0
0
0
0
0
0
0
0
0
0
0
0
0
0
0
0
0
0
0
0
0
0
0
0
0
0
0
0
0
0
0
0
0
0
0
0
0
0
0
0
0
0
0
0
0
0
0
0
0
0
0
0
0
0
0
0
0
0
0
0
0
0
0
0
0
0
0
0
0
0
0
0
0
0
0
0
0
0
0
0
0
0
0
0
0
0
0
0
0
0
0
0
0
0
0
0
0
0
0
0
0
0
0
0
0
0
0
0
0
0
0
0
0
0
0
0
0
0
0
0
0
0
0
0
0
0
0
0
0
0
0
0
0
0
0
0
0
0
0
0
0
0
0
0
0
0
0
0
0
0
0
0
0
0
0
0
0
0
0
0
0
0
0
0
0
0
0
0
0
0
0
0
0
0
0
0
0
0
0
0
0
0
0
0
0
0
0
0
0
0
0
0
0
0
0
0
0
0
0
0
0
0
0
0
0
0
0
0
0
0
0
0
0
0
0
0
0
0
0
0
0
0
0
0
0
0
0
0
0
0
0
0
0
0
0
0
0
0
0
0
0
0
0
0
0
0
0
0
0
0
0
0
0
0
0
0
0
0
0
0
0
0
0
0
0
0
0
0
0
0
0
0
0
0
0
0
0
0
0
0
0
0
0
0
0
0
0
0
0
0
0
0
0
0
0
0
0
0
0
0
0
0
0
0
0
0
0
0
0
0
0
0
0
0
0
0
0
0
0
0
0
0
0
0
0
0
0
0
0
0
0
0
0
0
0
0
0
0
0
0
0
0
0
0
0
0
0
0
0
0
0
0
0
0
0
0
0
0
0
0
0
0
0
0
0
0
0
0
0
0
0
0
0
0
0
0
0
0
0
0
0
0
0
0
0
0
0
0
0
0
0
0
0
0
0
0
0
0
0
0
0
0
0
0
0
0
0
0
0
0
0
0
0
0
0
0
0
0
0
0
0
0
0
0
0
0
0
0
0
0
0
0
0
0
0
0
0
0
0
0
0
0
0
0
0
0
0
0
0
0
0
0
0
0
0
0
0
0
0
0
0
0
0
0
0
0
0
0
0
0
0
0
0
0
0
0
0
0
0
0
0
0
0
0
0
0
0
0
0
0
0
0
0
0
0
0
0
0
0
0
0
0
0
0
0
0
0
0
0
0
0
0
0
0
0
0
0
0
0
0
0
0
0
0
0
0
0
0
0
0
0
0
0
0
0
0
0
0
0
0
0
0
0
0
0
0
0
0
0
0
0
0
0
0
0
0
0
0
0
0
0
0
0
0
0
0
0
0
0
0
0
0
0
0
0
0
0
0
0
0
0
0
0
0
0
0
0
0
0
0
0
0
0
0
0
0
0
0
0
0
0
0
0
0
0
0
0
0
0
0
0
0
0
0
0
0
0
0
0
0
0
0
0
0
0
0
0
0
0
0
0
0
0
0
0
0
0
0
0
0
0
0
0
0
0
0
0
0
0
0
0
0
0
0
0
0
0
0
0
0
0
0
0
0
0
0
0
0
0
0
0
0
0
0
0
0
0
0
0
0
0
0
0
0
0
0
0
0
0
0
0
0
0
0
0
0
0
0
0
0
0
0
0
0
0
0
0
0
0
0
0
0
0
0
0
0
0
0
0
0
0
0
0
0
0
0
0
0
0
0
0
0
0
0
0
0
0
0
0
0
0
0
0
0
0
0
0
0
0
0
0
0
0
0
0
0
0
0
0
0
0
0
0
0
0
0
0
0
0
0
0
0
0
0
0
0
0
0
0
0
0
0
0
0
0
0
0
0
0
0
0
0
0
0
0
0
0
0
0
0
0
0
0
0
0
0
0
0
0
0
0
0
0
0
0
0
0
0
0
0
0
0
0
0
0
0
0
0
0
0
0
0
0
0
0
0
0
0
0
0
0
0
0
0
0
0
0
0
0
0
0
0
0
0
0
0
0
0
0
0
0
0
0
0
0
0
0
0
0
0
0
0
0
0
0
0
0
0
0
0
0
0
0
0
0
0
0
0
0
0
0
0
0
0
0
0
0
0
0
0
0
0
0
0
0
0
0
0
0
0
0
0
0
0
0
0
0
0
0
0
0
0
0
0
0
0
0
0
0
0
0
0
0
0
0
0
0
0
0
0
0
0
0
0
0
0
0
0
0
0
0
0
0
0
0
0
0
0
0
0
0
0
0
0
0
0
0
0
0
0
0
0
0
0
0
0
0
0
0
0
0
0
0
0
0
0
0
0
0
0
0
0
0
0
0
0
0
0
0
0
0
0
0
0
0
0
0
0
0
0
0
0
0
0
0
0
0
0
0
0
0
0
0
0
0
0
0
0
0
0
0
0
0
0
0
0
0
0
0
0
0
0
0
0
0
0
0
0
0
0
0
0
0
0
0
0
0
0
0
0
0
0
0
0
0
0
0
0
0
0
0
0
0
0
0
0
0
0
0
0
0
0
0
0
0
0
0
0
0
0
0
0
0
0
0
0
0
0
0
0
0
0
0
0
0
0
0
0
0
0
0
0
0
0
0
0
0
0
0
0
0
0
0
0
0
0
0
0
0
0
0
0
0
0
0
0
0
0
0
0
0
0
0
0
0
0
0
0
0
0
0
0
0
0
0
0
0
0
0
0
0
0
0
0
0
0
0
0
0
0
0
0
0
0
0
0
0
0
0
0
0
0
0
0
0
0
0
0
0
0
0
0
0
0
0
0
0
0
0
0
0
0
0
0
0
0
0
0
0
0
0
0
0
0
0
0
0
0
0
0
0
0
0
0
0
0
0
0
0
0
0
0
0
0
0
0
0
0
0
0
0
0
0
0
0
0
0
0
0
0
0
0
0
0
0
0
0
0
0
0
0
0
0
0
0
0
0
0
0
0
0
0
0
0
0
0
0
0
0
0
0
0
0
0
0
0
0
0
0
0
0
0
0
0
0
0
0
0
0
0
0
0
0
0
0
0
0
0
0
0
0
0
0
0
0
0
0
0
0
0
0
0
0
0
0
0
0
0
0
0
0
0
0
0
0
0
0
0
0
0
0
0
0
0
0
0
0
0
0
0
0
0
0
0
0
0
0
0
0
0
0
0
0
0
0
0
0
0
0
0
0
0
0
0
0
0
0
0
0
0
0
0
0
0
0
0
0
0
0
0
0
0
0
0
0
0
0
0
0
0
0
0
0
0
0
0
0
0
0
0
0
0
0
0
0
0
0
0
0
0
0
0
0
0
0
0
0
0
0
0
0
0
0
0
0
0
0
0
0
0
0
0
0
0
0
0
0
0
0
0
0
0
0
0
0
0
0
0
0
0
0
0
0
0
0
0
0
0
0
0
0
0
0
0
0
0
0
0
0
0
0
0
0
0
0
0
0
0
0
0
0
0
0
0
0
0
0
0
0
0
0
0
0
0
0
0
0
0
0
0
0
0
0
0
0
0
0
0
0
0
0
0
0
0
0
0
0
0
0
0
0
0
0
0
0
0
0
0
0
0
0
0
0
0
0
0
0
0
0
0
0
0
0
0
0
0
0
0
0
0
0
0
0
0
0
0
0
0
0
0
0
0
0
0
0
0
0
0
0
0
0
0
0
0
0
0
0
0
0
0
0
0
0
0
0
0
0
0
0
0
0
0
0
0
0
0
0
0
0
0
0
0
0
0
0
0
0
0
0
0
0
0
0
0
0
0
0
0
0
0
0
0
0
0
0
0
0
0
0
0
0
0
0
0
0
0
0
0
0
0
0
0
0
0
0
0
0
0
0
0
0
0
0
0
0
0
0
0
0
0
0
0
0
0
0
0
0
0
0
0
0
0
0
0
0
0
0
0
0
0
0
0
0
0
0
0
0
0
0
0
0
0
0
0
0
0
0
0
0
0
0
0
0
0
0
0
0
0
0
0
0
0
0
0
0
0
0
0
0
0
0
0
0
0
0
0
0
0
0
0
0
0
0
0
0
0
0
0
0
0
0
0
0
0
0
0
0
0
0
0
0
0
0
0
0
0
0
0
0
0
0
0
0
0
0
0
0
0
0
0
0
0
0
0
0
0
0
0
0
0
0
0
0
0
0
0
0
0
0
0
0
0
0
0
0
0
0
0
0
0
0
0
0
0
0
0
0
0
0
0
0
0
0
0
0
0
0
0
0
0
0
0
0
0
0
0
0
0
0
0
0
0
0
0
0
0
0
0
0
0
0
0
0
0
0
0
0
0
0
0
0
0
0
0
0
0
0
0
0
0
0
0
0
0
0
0
0
0
0
0
0
0
0
0
0
0
0
0
0
0
0
0
0
0
0
0
0
0
0
0
0
0
0
0
0
0
0
0
0
0
0
0
0
0
0
0
0
0
0
0
0
0
0
0
0
0
0
0
0
0
0
0
0
0
0
0
0
0
0
0
0
0
0
0
0
0
0
0
0
0
0
0
0
0
0
0
0
0
0
0
0
0
0
0
0
0
0
0
0
0
0
0
0
0
0
0
0
0
0
0
0
0
0
0
0
0
0
0
0
0
0
0
0
0
0
0
0
0
0
0
0
0
0
0
0
0
0
0
0
0
0
0
0
0
0
0
0
0
0
0
0
0
0
0
0
0
0
0
0
0
0
0
0
0
0
0
0
0
0
0
0
0
0
0
0
0
0
0
0
0
0
0
0
0
0
0
0
0
0
0
0
0
0
0
0
0
0
0
0
0
0
0
0
0
0
0
0
0
0
0
0
0
0
0
0
0
0
0
0
0
0
0
0
0
0
0
0
0
0
0
0
0
0
0
0
0
0
0
0
0
0
0
0
0
0
0
0
0
0
0
0
0
0
0
0
0
0
0
0
0
0
0
0
0
0
0
0
0
0
0
0
0
0
0
0
0
0
0
0
0
0
0
0
0
0
0
0
0
0
0
0
0
0
0
0
0
0
0
0
0
0
0
0
0
0
0
0
0
0
0
0
0
0
0
0
0
0
0
0
0
0
0
0
0
0
0
0
0
0
0
0
0
0
0
0
0
0
0
0
0
0
0
0
0
0
0
0
0
0
0
0
0
0
0
0
0
0
0
0
0
0
0
0
0
0
0
0
0
0
0
0
0
0
0
0
0
0
0
0
0
0
0
0
0
0
0
0
0
0
0
0
0
0
0
0
0
0
0
0
0
0
0
0
0
0
0
0
0
0
0
0
0
0
0
0
0
0
0
0
0
0
0
0
0
0
0
0
0
0
0
0
0
0
0
0
0
0
0
0
0
0
0
0
0
0
0
0
0
0
0
0
0
0
0
0
0
0
0
0
0
0
0
0
0
0
0
0
0
0
0
0
0
0
0
0
0
0
0
0
0
0
0
0
0
0
0
0
0
0
0
0
0
0
0
0
0
0
0
0
0
0
0
0
0
0
0
0
0
0
0
0
0
0
0
0
0
0
0
0
0
0
0
0
0
0
0
0
0
0
0
0
0
0
0
0
0
0
0
0
0
0
0
0
0
0
0
0
0
0
0
0
0
0
0
0
0
0
0
0
0
0
0
0
0
0
0
0
0
0
0
0
0
0
0
0
0
0
0
0
0
0
0
0
0
0
0
0
0
0
0
0
0
0
0
0
0
0
0
0
0
0
0
0
0
0
0
0
0
0
0
0
0
0
0
0
0
0
0
0
0
0
0
0
0
0
0
0
0
0
0
0
0
0
0
0
0
0
0
0
0
0
0
0
0
0
0
0
0
0
0
0
0
0
0
0
0
0
0
0
0
0
0
0
0
0
0
0
0
0
0
0
0
0
0
0
0
0
0
0
0
0
0
0
0
0
0
0
0
0
0
0
0
0
0
0
0
0
0
0
0
0
0
0
0
0
0
0
0
0
0
0
0
0
0
0
0
0
0
0
0
0
0
0
0
0
0
0
0
0
0
0
0
0
0
0
0
0
0
0
0
0
0
0
0
0
0
0
0
0
0
0
0
0
0
0
0
0
0
0
0
0
0
0
0
0
0
0
0
0
0
0
0
0
0
0
0
0
0
0
0
0
0
0
0
0
0
0
0
0
0
0
0
0
0
0
0
0
0
0
0
0
0
0
0
0
0
0
0
0
0
0
0
0
0
0
0
0
0
0
0
0
0
0
0
0
0
0
0
0
0
0
0
0
0
0
0
0
0
0
0
0
0
0
0
0
0
0
0
0
0
0
0
0
0
0
0
0
0
0
0
0
0
0
0
0
0
0
0
0
0
0
0
0
0
0
0
0
0
0
0
0
0
0
0
0
0
0
0
0
0
0
0
0
0
0
0
0
0
0
0
0
0
0
0
0
0
0
0
0
0
0
0
0
0
0
0
0
0
0
0
0
0
0
0
0
0
0
0
0
0
0
0
0
0
0
0
0
0
0
0
0
0
0
0
0
0
0
0
0
0
0
0
0
0
0
0
0
0
0
0
0
0
0
0
0
0
0
0
0
0
0
0
0
0
0
0
0
0
0
0
0
0
0
0
0
0
0
0
0
0
0
0
0
0
0
0
0
0
0
0
0
0
0
0
0
0
0
0
0
0
0
0
0
0
0
0
0
0
0
0
0
0
0
0
0
0
0
0
0
0
0
0
0
0
0
0
0
0
0
0
0
0
0
0
0
0
0
0
0
0
0
0
0
0
0
0
0
0
0
0
0
0
0
0
0
0
0
0
0
0
0
0
0
0
0
0
0
0
0
0
0
0
0
0
0
0
0
0
0
0
0
0
0
0
0
0
0
0
0
0
0
0
0
0
0
0
0
0
0
0
0
0
0
0
0
0
0
0
0
0
0
0
0
0
0
0
0
0
0
0
0
0
0
0
0
0
0
0
0
0
0
0
0
0
0
0
0
0
0
0
0
0
0
0
0
0
0
0
0
0
0
0
0
0
0
0
0
0
0
0
0
0
0
0
0
0
0
0
0
0
0
0
0
0
0
0
0
0
0
0
0
0
0
0
0
0
0
0
0
0
0
0
0
0
0
0
0
0
0
0
0
0
0
0
0
0
0
0
0
0
0
0
0
0
0
0
0
0
0
0
0
0
0
0
0
0
0
0
0
0
0
0
0
0
0
0
0
0
0
0
0
0
0
0
0
0
0
0
0
0
0
0
0
0
0
0
0
0
0
0
0
0
0
0
0
0
0
0
0
0
0
0
0
0
0
0
0
0
0
0
0
0
0
0
0
0
0
0
0
0
0
0
0
0
0
0
0
0
0
0
0
0
0
0
0
0
0
0
0
0
0
0
0
0
0
0
0
0
0
0
0
0
0
0
0
0
0
0
0
0
0
0
0
0
0
0
0
0
0
0
0
0
0
0
0
0
0
0
0
0
0
0
0
0
0
0
0
0
0
0
0
0
0
0
0
0
0
0
0
0
0
0
0
0
0
0
0
0
0
0
0
0
0
0
0
0
0
0
0
0
0
0
0
0
0
0
0
0
0
0
0
0
0
0
0
0
0
0
0
0
0
0
0
0
0
0
0
0
0
0
0
0
0
0
0
0
0
0
0
0
0
0
0
0
0
0
0
0
0
0
0
0
0
0
0
0
0
0
0
0
0
0
0
0
0
0
0
0
0
0
0
0
0
0
0
0
0
0
0
0
0
0
0
0
0
0
0
0
0
0
0
0
0
0
0
0
0
0
0
0
0
0
0
0
0
0
0
0
0
0
0
0
0
0
0
0
0
0
0
0
0
0
0
0
0
0
0
0
0
0
0
0
0
0
0
0
0
0
0
0
0
0
0
0
0
0
0
0
0
0
0
0
0
0
0
0
0
0
0
0
0
0
0
0
0
0
0
0
0
0
0
0
0
0
0
0
0
0
0
0
0
0
0
0
0
0
0
0
0
0
0
0
0
0
0
0
0
0
0
0
0
0
0
0
0
0
0
0
0
0
0
0
0
0
0
0
0
0
0
0
0
0
0
0
0
0
0
0
0
0
0
0
0
0
0
0
0
0
0
0
0
0
0
0
0
0
0
0
0
0
0
0
0
0
0
0
0
0
0
0
0
0
0
0
0
0
0
0
0
0
0
0
0
0
0
0
0
0
0
0
0
0
0
0
0
0
0
0
0
0
0
0
0
0
0
0
0
0
0
0
0
0
0
0
0
0
0
0
0
0
0
0
0
0
0
0
0
0
0
0
0
0
0
0
0
0
0
0
0
0
0
0
0
0
0
0
0
0
0
0
0
0
0
0
0
0
0
0
0
0
0
0
0
0
0
0
0
0
0
0
0
0
0
0
0
0
0
0
0
0
0
0
0
0
0
0
0
0
0
0
0
0
0
0
0
0
0
0
0
0
0
0
0
0
0
0
0
0
0
0
0
0
0
0
0
0
0
0
0
0
0
0
0
0
0
0
0
0
0
0
0
0
0
0
0
0
0
0
0
0
0
0
0
0
0
0
0
0
0
0
0
0
0
0
0
0
0
0
0
0
0
0
0
0
0
0
0
0
0
0
0
0
0
0
0
0
0
0
0
0
0
0
0
0
0
0
0
0
0
0
0
0
0
0
0
0
0
0
0
0
0
0
0
0
0
0
0
0
0
0
0
0
0
0
0
0
0
0
0
0
0
0
0
0
0
0
0
0
0
0
0
0
0
0
0
0
0
0
0
0
0
0
0
0
0
0
0
0
0
0
0
0
0
0
0
0
0
0
0
0
0
0
0
0
0
0
0
0
0
0
0
0
0
0
0
0
0
0
0
0
0
0
0
0
0
0
0
0
0
0
0
0
0
0
0
0
0
0
0
0
0
0
0
0
0
0
0
0
0
0
0
0
0
0
0
0
0
0
0
0
0
0
0
0
0
0
0
0
0
0
0
0
0
0
0
0
0
0
0
0
0
0
0
0
0
0
0
0
0
0
0
0
0
0
0
0
0
0
0
0
0
0
0
0
0
0
0
0
0
0
0
0
0
0
0
0
0
0
0
0
0
0
0
0
0
0
0
0
0
0
0
0
0
0
0
0
0
0
0
0
0
0
0
0
0
0
0
0
0
0
0
0
0
0
0
0
0
0
0
0
0
0
0
0
0
0
0
0
0
0
0
0
0
0
0
0
0
0
0
0
0
0
0
0
0
0
0
0
0
0
0
0
0
0
0
0
0
0
0
0
0
0
0
0
0
0
0
0
0
0
0
0
0
0
0
0
0
0
0
0
0
0
0
0
0
0
0
0
0
0
0
0
0
0
0
0
0
0
0
0
0
0
0
0
0
0
0
0
0
0
0
0
0
0
0
0
0
0
0
0
0
0
0
0
0
0
0
0
0
0
0
0
0
0
0
0
0
0
0
0
0
0
0
0
0
0
0
0
0
0
0
0
0
0
0
0
0
0
0
0
0
0
0
0
0
0
0
0
0
0
0
0
0
0
0
0
0
0
0
0
0
0
0
0
0
0
0
0
0
0
0
0
0
0
0
0
0
0
0
0
0
0
0
0
0
0
0
0
0
0
0
0
0
0
0
0
0
0
0
0
0
0
0
0
0
0
0
0
0
0
0
0
0
0
0
0
0
0
0
0
0
0
0
0
0
0
0
0
0
0
0
0
0
0
0
0
0
0
0
0
0
0
0
0
0
0
0
0
0
0
0
0
0
0
0
0
0
0
0
0
0
0
0
0
0
0
0
0
0
0
0
0
0
0
0
0
0
0
0
0
0
0
0
0
0
0
0
0
0
0
0
0
0
0
0
0
0
0
0
0
0
0
0
0
0
0
0
0
0
0
0
0
0
0
0
0
0
0
0
0
0
0
0
0
0
0
0
0
0
0
0
0
0
0
0
0
0
0
0
0
0
0
0
0
0
0
0
0
0
0
0
0
0
0
0
0
0
0
0
0
0
0
0
0
0
0
0
0
0
0
0
0
0
0
0
0
0
0
0
0
0
0
0
0
0
0
0
0
0
0
0
0
0
0
0
0
0
0
0
0
0
0
0
0
0
0
0
0
0
0
0
0
0
0
0
0
0
0
0
0
0
0
0
0
0
0
0
0
0
0
0
0
0
0
0
0
0
0
0
0
0
0
0
0
0
0
0
0
0
0
0
0
0
0
0
0
0
0
0
0
0
0
0
0
0
0
0
0
0
0
0
0
0
0
0
0
0
0
0
0
0
0
0
0
0
0
0
0
0
0
0
0
0
0
0
0
0
0
0
0
0
0
0
0
0
0
0
0
0
0
0
0
0
0
0
0
0
0
0
0
0
0
0
0
0
0
0
0
0
0
0
0
0
0
0
0
0
0
0
0
0
0
0
0
0
0
0
0
0
0
0
0
0
0
0
0
0
0
0
0
0
0
0
0
0
0
0
0
0
0
0
0
0
0
0
0
0
0
0
0
0
0
0
0
0
0
0
0
0
0
0
0
0
0
0
0
0
0
0
0
0
0
0
0
0
0
0
0
0
0
0
0
0
0
0
0
0
0
0
0
0
0
0
0
0
0
0
0
0
0
0
0
0
0
0
0
0
0
0
0
0
0
0
0
0
0
0
0
0
0
0
0
0
0
0
0
0
0
0
0
0
0
0
0
0
0
0
0
0
0
0
0
0
0
0
0
0
0
0
0
0
0
0
0
0
0
0
0
0
0
0
0
0
0
0
0
0
0
0
0
0
0
0
0
0
0
0
0
0
0
0
0
0
0
0
0
0
0
0
0
0
0
0
0
0
0
0
0
0
0
0
0
0
0
0
0
0
0
0
0
0
0
0
0
0
0
0
0
0
0
0
0
0
0
0
0
0
0
0
0
0
0
0
0
0
0
0
0
0
0
0
0
0
0
0
0
0
0
0
0
0
0
0
0
0
0
0
0
0
0
0
0
0
0
0
0
0
0
0
0
0
0
0
0
0
0
0
0
0
0
0
0
0
0
0
0
0
0
0
0
0
0
0
0
0
0
0
0
0
0
0
0
0
0
0
0
0
0
0
0
0
0
0
0
0
0
0
0
0
0
0
0
0
0
0
0
0
0
0
0
0
0
0
0
0
0
0
0
0
0
0
0
0
0
0
0
0
0
0
0
0
0
0
0
0
0
0
0
0
0
0
0
0
0
0
0
0
0
0
0
0
0
0
0
0
0
0
0
0
0
0
0
0
0
0
0
0
0
0
0
0
0
0
0
0
0
0
0
0
0
0
0
0
0
0
0
0
0
0
0
0
0
0
0
0
0
0
0
0
0
0
0
0
0
0
0
0
0
0
0
0
0
0
0
0
0
0
0
0
0
0
0
0
0
0
0
0
0
0
0
0
0
0
0
0
0
0
0
0
0
0
0
0
0
0
0
0
0
0
0
0
0
0
0
0
0
0
0
0
0
0
0
0
0
0
0
0
0
0
0
0
0
0
0
0
0
0
0
0
0
0
0
0
0
0
0
0
0
0
0
0
0
0
0
0
0
0
0
0
0
0
0
0
0
0
0
0
0
0
0
0
0
0
0
0
0
0
0
0
0
0
0
0
0
0
0
0
0
0
0
0
0
0
0
0
0
0
0
0
0
0
0
0
0
0
0
0
0
0
0
0
0
0
0
0
0
0
0
0
0
0
0
0
0
0
0
0
0
0
0
0
0
0
0
0
0
0
0
0
0
0
0
0
0
0
0
0
0
0
0
0
0
0
0
0
0
0
0
0
0
0
0
0
0
0
0
0
0
0
0
0
0
0
0
0
0
0
0
0
0
0
0
0
0
0
0
0
0
0
0
0
0
0
0
0
0
0
0
0
0
0
0
0
0
0
0
0
0
0
0
0
0
0
0
0
0
0
0
0
0
0
0
0
0
0
0
0
0
0
0
0
0
0
0
0
0
0
0
0
0
0
0
0
0
0
0
0
0
0
0
0
0
0
0
0
0
0
0
0
0
0
0
0
0
0
0
0
0
0
0
0
0
0
0
0
0
0
0
0
0
0
0
0
0
0
0
0
0
0
0
0
0
0
0
0
0
0
0
0
0
0
0
0
0
0
0
0
0
0
0
0
0
0
0
0
0
0
0
0
0
0
0
0
0
0
0
0
0
0
0
0
0
0
0
0
0
0
0
0
0
0
0
0
0
0
0
0
0
0
0
0
0
0
0
0
0
0
0
0
0
0
0
0
0
0
0
0
0
0
0
0
0
0
0
0
0
0
0
0
0
0
0
0
0
0
0
0
0
0
0
0
0
0
0
0
0
0
0
0
0
0
0
0
0
0
0
0
0
0
0
0
0
0
0
0
0
0
0
0
0
0
0
0
0
0
0
0
0
0
0
0
0
0
0
0
0
0
0
0
0
0
0
0
0
0
0
0
0
0
0
0
0
0
0
0
0
0
0
0
0
0
0
0
0
0
0
0
0
0
0
0
0
0
0
0
0
0
0
0
0
0
0
0
0
0
0
0
0
0
0
0
0
0
0
0
0
0
0
0
0
0
0
0
0
0
0
0
0
0
0
0
0
0
0
0
0
0
0
0
0
0
0
0
0
0
0
0
0
0
0
0
0
0
0
0
0
0
0
0
0
0
0
0
0
0
0
0
0
0
0
0
0
0
0
0
0
0
0
0
0
0
0
0
0
0
0
0
0
0
0
0
0
0
0
0
0
0
0
0
0
0
0
0
0
0
0
0
0
0
0
0
0
0
0
0
0
0
0
0
0
0
0
0
0
0
0
0
0
0
0
0
0
0
0
0
0
0
0
0
0
0
0
0
0
0
0
0
0
0
0
0
0
0
0
0
0
0
0
0
0
0
0
0
0
0
0
0
0
0
0
0
0
0
0
0
0
0
0
0
0
0
0
0
0
0
0
0
0
0
0
0
0
0
0
0
0
0
0
0
0
0
0
0
0
0
0
0
0
0
0
0
0
0
0
0
0
0
0
0
0
0
0
0
0
0
0
0
0
0
0
0
0
0
0
0
0
0
0
0
0
0
0
0
0
0
0
0
0
0
0
0
0
0
0
0
0
0
0
0
0
0
0
0
0
0
0
0
0
0
0
0
0
0
0
0
0
0
0
0
0
0
0
0
0
0
0
0
0
0
0
0
0
0
0
0
0
0
0
0
0
0
0
0
0
0
0
0
0
0
0
0
0
0
0
0
0
0
0
0
0
0
0
0
0
0
0
0
0
0
0
0
0
0
0
0
0
0
0
0
0
0
0
0
0
0
0
0
0
0
0
0
0
0
0
0
0
0
0
0
0
0
0
0
0
0
0
0
0
0
0
0
0
0
0
0
0
0
0
0
0
0
0
0
0
0
0
0
0
0
0
0
0
0
0
0
0
0
0
0
0
0
0
0
0
0
0
0
0
0
0
0
0
0
0
0
0
0
0
0
0
0
0
0
0
0
0
0
0
0
0
0
0
0
0
0
0
0
0
0
0
0
0
0
0
0
0
0
0
0
0
0
0
0
0
0
0
0
0
0
0
0
0
0
0
0
0
0
0
0
0
0
0
0
0
0
0
0
0
0
0
0
0
0
0
0
0
0
0
0
0
0
0
0
0
0
0
0
0
0
0
0
0
0
0
0
0
0
0
0
0
0
0
0
0
0
0
0
0
0
0
0
0
0
0
0
0
0
0
0
0
0
0
0
0
0
0
0
0
0
0
0
0
0
0
0
0
0
0
0
0
0
0
0
0
0
0
0
0
0
0
0
0
0
0
0
0
0
0
0
0
0
0
0
0
0
0
0
0
0
0
0
0
0
0
0
0
0
0
0
0
0
0
0
0
0
0
0
0
0
0
0
0
0
0
0
0
0
0
0
0
0
0
0
0
0
0
0
0
0
0
0
0
0
0
0
0
0
0
0
0
0
0
0
0
0
0
0
0
0
0
0
0
0
0
0
0
0
0
0
0
0
0
0
0
0
0
0
0
0
0
0
0
0
0
0
0
0
0
0
0
0
0
0
0
0
0
0
0
0
0
0
0
0
0
0
0
0
0
0
0
0
0
0
0
0
0
0
0
0
0
0
0
0
0
0
0
0
0
0
0
0
0
0
0
0
0
0
0
0
0
0
0
0
0
0
0
0
0
0
0
0
0
0
0
0
0
0
0
0
0
0
0
0
0
0
0
0
0
0
0
0
0
0
0
0
0
0
0
0
0
0
0
0
0
0
0
0
0
0
0
0
0
0
0
0
0
0
0
0
0
0
0
0
0
0
0
0
0
0
0
0
0
0
0
0
0
0
0
0
0
0
0
0
0
0
0
0
0
0
0
0
0
0
0
0
0
0
0
0
0
0
0
0
0
0
0
0
0
0
0
0
0
0
0
0
0
0
0
0
0
0
0
0
0
0
0
0
0
0
0
0
0
0
0
0
0
0
0
0
0
0
0
0
0
0
0
0
0
0
0
0
0
0
0
0
0
0
0
0
0
0
0
0
0
0
0
0
0
0
0
0
0
0
0
0
0
0
0
0
0
0
0
0
0
0
0
0
0
0
0
0
0
0
0
0
0
0
0
0
0
0
0
0
0
0
0
0
0
0
0
0
0
0
0
0
0
0
0
0
0
0
0
0
0
0
0
0
0
0
0
0
0
0
0
0
0
0
0
0
0
0
0
0
0
0
0
0
0
0
0
0
0
0
0
0
0
0
0
0
0
0
0
0
0
0
0
0
0
0
0
0
0
0
0
0
0
0
0
0
0
0
0
0
0
0
0
0
0
0
0
0
0
0
0
0
0
0
0
0
0
0
0
0
0
0
0
0
0
0
0
0
0
0
0
0
0
0
0
0
0
0
0
0
0
0
0
0
0
0
0
0
0
0
0
0
0
0
0
0
0
0
0
0
0
0
0
0
0
0
0
0
0
0
0
0
0
0
0
0
0
0
0
0
0
0
0
0
0
0
0
0
0
0
0
0
0
0
0
0
0
0
0
0
0
0
0
0
0
0
0
0
0
0
0
0
0
0
0
0
0
0
0
0
0
0
0
0
0
0
0
0
0
0
0
0
0
0
0
0
0
0
0
0
0
0
0
0
0
0
0
0
0
0
0
0
0
0
0
0
0
0
0
0
0
0
0
0
0
0
0
0
0
0
0
0
0
0
0
0
0
0
0
0
0
0
0
0
0
0
0
0
0
0
0
0
0
0
0
0
0
0
0
0
0
0
0
0
0
0
0
0
0
0
0
0
0
0
0
0
0
0
0
0
0
0
0
0
0
0
0
0
0
0
0
0
0
0
0
0
0
0
0
0
0
0
0
0
0
0
0
0
0
0
0
0
0
0
0
0
0
0
0
0
0
0
0
0
0
0
0
0
0
0
0
0
0
0
0
0
0
0
0
0
0
0
0
0
0
0
0
0
0
0
0
0
0
0
0
0
0
0
0
0
0
0
0
0
0
0
0
0
0
0
0
0
0
0
0
0
0
0
0
0
0
0
0
0
0
0
0
0
0
0
0
0
0
0
0
0
0
0
0
0
0
0
0
0
0
0
0
0
0
0
0
0
0
0
0
0
0
0
0
0
0
0
0
0
0
0
0
0
0
0
0
0
0
0
0
0
0
0
0
0
0
0
0
0
0
0
0
0
0
0
0
0
0
0
0
0
0
0
0
0
0
0
0
0
0
0
0
0
0
0
0
0
0
0
0
0
0
0
0
0
0
0
0
0
0
0
0
0
0
0
0
0
0
0
0
0
0
0
0
0
0
0
0
0
0
0
0
0
0
0
0
0
0
0
0
0
0
0
0
0
0
0
0
0
0
0
0
0
0
0
0
0
0
0
0
0
0
0
0
0
0
0
0
0
0
0
0
0
0
0
0
0
0
0
0
0
0
0
0
0
0
0
0
0
0
0
0
0
0
0
0
0
0
0
0
0
0
0
0
0
0
0
0
0
0
0
0
0
0
0
0
0
0
0
0
0
0
0
0
0
0
0
0
0
0
0
0
0
0
0
0
0
0
0
0
0
0
0
0
0
0
0
0
0
0
0
0
0
0
0
0
0
0
0
0
0
0
0
0
0
0
0
0
0
0
0
0
0
0
0
0
0
0
0
0
0
0
0
0
0
0
0
0
0
0
0
0
0
0
0
0
0
0
0
0
0
0
0
0
0
0
0
0
0
0
0
0
0
0
0
0
0
0
0
0
0
0
0
0
0
0
0
0
0
0
0
0
0
0
0
0
0
0
0
0
0
0
0
0
0
0
0
0
0
0
0
0
0
0
0
0
0
0
0
0
0
0
0
0
0
0
0
0
0
0
0
0
0
0
0
0
0
0
0
0
0
0
0
0
0
0
0
0
0
0
0
0
0
0
0
0
0
0
0
0
0
0
0
0
0
0
0
0
0
0
0
0
0
0
0
0
0
0
0
0
0
0
0
0
0
0
0
0
0
0
0
0
0
0
0
0
0
0
0
0
0
0
0
0
0
0
0
0
0
0
0
0
0
0
0
0
0
0
0
0
0
0
0
0
0
0
0
0
0
0
0
0
0
0
0
0
0
0
0
0
0
0
0
0
0
0
0
0
0
0
0
0
0
0
0
0
0
0
0
0
0
0
0
0
0
0
0
0
0
0
0
0
0
0
0
0
0
0
0
0
0
0
0
0
0
0
0
0
0
0
0
0
0
0
0
0
0
0
0
0
0
0
0
0
0
0
0
0
0
0
0
0
0
0
0
0
0
0
0
0
0
0
0
0
0
0
0
0
0
0
0
0
0
0
0
0
0
0
0
0
0
0
0
0
0
0
0
0
0
0
0
0
0
0
0
0
0
0
0
0
0
0
0
0
0
0
0
0
0
0
0
0
0
0
0
0
0
0
0
0
0
0
0
0
0
0
0
0
0
0
0
0
0
0
0
0
0
0
0
0
0
0
0
0
0
0
0
0
0
0
0
0
0
0
0
0
0
0
0
0
0
0
0
0
0
0
0
0
0
0
0
0
0
0
0
0
0
0
0
0
0
0
0
0
0
0
0
0
0
0
0
0
0
0
0
0
0
0
0
0
0
0
0
0
0
0
0
0
0
0
0
0
0
0
0
0
0
0
0
0
0
0
0
0
0
0
0
0
0
0
0
0
0
0
0
0
0
0
0
0
0
0
0
0
0
0
0
0
0
0
0
0
0
0
0
0
0
0
0
0
0
0
0
0
0
0
0
0
0
0
0
0
0
0
0
0
0
0
0
0
0
0
0
0
0
0
0
0
0
0
0
0
0
0
0
0
0
0
0
0
0
0
0
0
0
0
0
0
0
0
0
0
0
0
0
0
0
0
0
0
0
0
0
0
0
0
0
0
0
0
0
0
0
0
0
0
0
0
0
0
0
0
0
0
0
0
0
0
0
0
0
0
0
0
0
0
0
0
0
0
0
0
0
0
0
0
0
0
0
0
0
0
0
0
0
0
0
0
0
0
0
0
0
0
0
0
0
0
0
0
0
0
0
0
0
0
0
0
0
0
0
0
0
0
0
0
0
0
0
0
0
0
0
0
0
0
0
0
0
0
0
0
0
0
0
0
0
0
0
0
0
0
0
0
0
0
0
0
0
0
0
0
0
0
0
0
0
0
0
0
0
0
0
0
0
0
0
0
0
0
0
0
0
0
0
0
0
0
0
0
0
0
0
0
0
0
0
0
0
0
0
0
0
0
0
0
0
0
0
0
0
0
0
0
0
0
0
0
0
0
0
0
0
0
0
0
0
0
0
0
0
0
0
0
0
0
0
0
0
0
0
0
0
0
0
0
0
0
0
0
0
0
0
0
0
0
0
0
0
0
0
0
0
0
0
0
0
0
0
0
0
0
0
0
0
0
0
0
0
0
0
0
0
0
0
0
0
0
0
0
0
0
0
0
0
0
0
0
0
0
0
0
0
0
0
0
0
0
0
0
0
0
0
0
0
0
0
0
0
0
0
0
0
0
0
0
0
0
0
0
0
0
0
0
0
0
0
0
0
0
0
0
0
0
0
0
0
0
0
0
0
0
0
0
0
0
0
0
0
0
0
0
0
0
0
0
0
0
0
0
0
0
0
0
0
0
0
0
0
0
0
0
0
0
0
0
0
0
0
0
0
0
0
0
0
0
0
0
0
0
0
0
0
0
0
0
0
0
0
0
0
0
0
0
0
0
0
0
0
0
0
0
0
0
0
0
0
0
0
0
0
0
0
0
0
0
0
0
0
0
0
0
0
0
0
0
0
0
0
0
0
0
0
0
0
0
0
0
0
0
0
0
0
0
0
0
0
0
0
0
0
0
0
0
0
0
0
0
0
0
0
0
0
0
0
0
0
0
0
0
0
0
0
0
0
0
0
0
0
0
0
0
0
0
0
0
0
0
0
0
0
0
0
0
0
0
0
0
0
0
0
0
0
0
0
0
0
0
0
0
0
0
0
0
0
0
0
0
0
0
0
0
0
0
0
0
0
0
0
0
0
0
0
0
0
0
0
0
0
0
0
0
0
0
0
0
0
0
0
0
0
0
0
0
0
0
0
0
0
0
0
0
0
0
0
0
0
0
0
0
0
0
0
0
0
0
0
0
0
0
0
0
0
0
0
0
0
0
0
0
0
0
0
0
0
0
0
0
0
0
0
0
0
0
0
0
0
0
0
0
0
0
0
0
0
0
0
0
0
0
0
0
0
0
0
0
0
0
0
0
0
0
0
0
0
0
0
0
0
0
0
0
0
0
0
0
0
0
0
0
0
0
0
0
0
0
0
0
0
0
0
0
0
0
0
0
0
0
0
0
0
0
0
0
0
0
0
0
0
0
0
0
0
0
0
0
0
0
0
0
0
0
0
0
0
0
0
0
0
0
0
0
0
0
0
0
0
0
0
0
0
0
0
0
0
0
0
0
0
0
0
0
0
0
0
0
0
0
0
0
0
0
0
0
0
0
0
0
0
0
0
0
0
0
0
0
0
0
0
0
0
0
0
0
0
0
0
0
0
0
0
0
0
0
0
0
0
0
0
0
0
0
0
0
0
0
0
0
0
0
0
0
0
0
0
0
0
0
0
0
0
0
0
0
0
0
0
0
0
0
0
0
0
0
0
0
0
0
0
0
0
0
0
0
0
0
0
0
0
0
0
0
0
0
0
0
0
0
0
0
0
0
0
0
0
0
0
0
0
0
0
0
0
0
0
0
0
0
0
0
0
0
0
0
0
0
0
0
0
0
0
0
0
0
0
0
0
0
0
0
0
0
0
0
0
0
0
0
0
0
0
0
0
0
0
0
0
0
0
0
0
0
0
0
0
0
0
0
0
0
0
0
0
0
0
0
0
0
0
0
0
0
0
0
0
0
0
0
0
0
0
0
0
0
0
0
0
0
0
0
0
0
0
0
0
0
0
0
0
0
0
0
0
0
0
0
0
0
0
0
0
0
0
0
0
0
0
0
0
0
0
0
0
0
0
0
0
0
0
0
0
0
0
0
0
0
0
0
0
0
0
0
0
0
0
0
0
0
0
0
0
0
0
0
0
0
0
0
0
0
0
0
0
0
0
0
0
0
0
0
0
0
0
0
0
0
0
0
0
0
0
0
0
0
0
0
0
0
0
0
0
0
0
0
0
0
0
0
0
0
0
0
0
0
0
0
0
0
0
0
0
0
0
0
0
0
0
0
0
0
0
0
0
0
0
0
0
0
0
0
0
0
0
0
0
0
0
0
0
0
0
0
0
0
0
0
0
0
0
0
0
0
0
0
0
0
0
0
0
0
0
0
0
0
0
0
0
0
0
0
0
0
0
0
0
0
0
0
0
0
0
0
0
0
0
0
0
0
0
0
0
0
0
0
0
0
0
0
0
0
0
0
0
0
0
0
0
0
0
0
0
0
0
0
0
0
0
0
0
0
0
0
0
0
0
0
0
0
0
0
0
0
0
0
0
0
0
0
0
0
0
0
0
0
0
0
0
0
0
0
0
0
0
0
0
0
0
0
0
0
0
0
0
0
0
0
0
0
0
0
0
0
0
0
0
0
0
0
0
0
0
0
0
0
0
0
0
0
0
0
0
0
0
0
0
0
0
0
0
0
0
0
0
0
0
0
0
0
0
0
0
0
0
0
0
0
0
0
0
0
0
0
0
0
0
0
0
0
0
0
0
0
0
0
0
0
0
0
0
0
0
0
0
0
0
0
0
0
0
0
0
0
0
0
0
0
0
0
0
0
0
0
0
0
0
0
0
0
0
0
0
0
0
0
0
0
0
0
0
0
0
0
0
0
0
0
0
0
0
0
0
0
0
0
0
0
0
0
0
0
0
0
0
0
0
0
0
0
0
0
0
0
0
0
0
0
0
0
0
0
0
0
0
0
0
0
0
0
0
0
0
0
0
0
0
0
0
0
0
0
0
0
0
0
0
0
0
0
0
0
0
0
0
0
0
0
0
0
0
0
0
0
0
0
0
0
0
0
0
0
0
0
0
0
0
0
0
0
0
0
0
0
0
0
0
0
0
0
0
0
0
0
0
0
0
0
0
0
0
0
0
0
0
0
0
0
0
0
0
0
0
0
0
0
0
0
0
0
0
0
0
0
0
0
0
0
0
0
0
0
0
0
0
0
0
0
0
0
0
0
0
0
0
0
0
0
0
0
0
0
0
0
0
0
0
0
0
0
0
0
0
0
0
0
0
0
0
0
0
0
0
0
0
0
0
0
0
0
0
0
0
0
0
0
0
0
0
0
0
0
0
0
0
0
0
0
0
0
0
0
0
0
0
0
0
0
0
0
0
0
0
0
0
0
0
0
0
0
0
0
0
0
0
0
0
0
0
0
0
0
0
0
0
0
0
0
0
0
0
0
0
0
0
0
0
0
0
0
0
0
0
0
0
0
0
0
0
0
0
0
0
0
0
0
0
0
0
0
0
0
0
0
0
0
0
0
0
0
0
0
0
0
0
0
0
0
0
0
0
0
0
0
0
0
0
0
0
0
0
0
0
0
0
0
0
0
0
0
0
0
0
0
0
0
0
0
0
0
0
0
0
0
0
0
0
0
0
0
0
0
0
0
0
0
0
0
0
0
0
0
0
0
0
0
0
0
0
0
0
0
0
0
0
0
0
0
0
0
0
0
0
0
0
0
0
0
0
0
0
0
0
0
0
0
0
0
0
0
0
0
0
0
0
0
0
0
0
0
0
0
0
0
0
0
0
0
0
0
0
0
0
0
0
0
0
0
0
0
0
0
0
0
0
0
0
0
0
0
0
0
0
0
0
0
0
0
0
0
0
0
0
0
0
0
0
0
0
0
0
0
0
0
0
0
0
0
0
0
0
0
0
0
0
0
0
0
0
0
0
0
0
0
0
0
0
0
0
0
0
0
0
0
0
0
0
0
0
0
0
0
0
0
0
0
0
0
0
0
0
0
0
0
0
0
0
0
0
0
0
0
0
0
0
0
0
0
0
0
0
0
0
0
0
0
0
0
0
0
0
0
0
0
0
0
0
0
0
0
0
0
0
0
0
0
0
0
0
0
0
0
0
0
0
0
0
0
0
0
0
0
0
0
0
0
0
0
0
0
0
0
0
0
0
0
0
0
0
0
0
0
0
0
0
0
0
0
0
0
0
0
0
0
0
0
0
0
0
0
0
0
0
0
0
0
0
0
0
0
0
0
0
0
0
0
0
0
0
0
0
0
0
0
0
0
0
0
0
0
0
0
0
0
0
0
0
0
0
0
0
0
0
0
0
0
0
0
0
0
0
0
0
0
0
0
0
0
0
0
0
0
0
0
0
0
0
0
0
0
0
0
0
0
0
0
0
0
0
0
0
0
0
0
0
0
0
0
0
0
0
0
0
0
0
0
0
0
0
0
0
0
0
0
0
0
0
0
0
0
0
0
0
0
0
0
0
0
0
0
0
0
0
0
0
0
0
0
0
0
0
0
0
0
0
0
0
0
0
0
0
0
0
0
0
0
0
0
0
0
0
0
0
0
0
0
0
0
0
0
0
0
0
0
0
0
0
0
0
0
0
0
0
0
0
0
0
0
0
0
0
0
0
0
0
0
0
0
0
0
0
0
0
0
0
0
0
0
0
0
0
0
0
0
0
0
0
0
0
0
0
0
0
0
0
0
0
0
0
0
0
0
0
0
0
0
0
0
0
0
0
0
0
0
0
0
0
0
0
0
0
0
0
0
0
0
0
0
0
0
0
0
0
0
0
0
0
0
0
0
0
0
0
0
0
0
0
0
0
0
0
0
0
0
0
0
0
0
0
0
0
0
0
0
0
0
0
0
0
0
0
0
0
0
0
0
0
0
0
0
0
0
0
0
0
0
0
0
0
0
0
0
0
0
0
0
0
0
0
0
0
0
0
0
0
0
0
0
0
0
0
0
0
0
0
0
0
0
0
0
0
0
0
0
0
0
0
0
0
0
0
0
0
0
0
0
0
0
0
0
0
0
0
0
0
0
0
0
0
0
0
0
0
0
0
0
0
0
0
0
0
0
0
0
0
0
0
0
0
0
0
0
0
0
0
0
0
0
0
0
0
0
0
0
0
0
0
0
0
0
0
0
0
0
0
0
0
0
0
0
0
0
0
0
0
0
0
0
0
0
0
0
0
0
0
0
0
0
0
0
0
0
0
0
0
0
0
0
0
0
0
0
0
0
0
0
0
0
0
0
0
0
0
0
0
0
0
0
0
0
0
0
0
0
0
0
0
0
0
0
0
0
0
0
0
0
0
0
0
0
0
0
0
0
0
0
0
0
0
0
0
0
0
0
0
0
0
0
0
0
0
0
0
0
0
0
0
0
0
0
0
0
0
0
0
0
0
0
0
0
0
0
0
0
0
0
0
0
0
0
0
0
0
0
0
0
0
0
0
0
0
0
0
0
0
0
0
0
0
0
0
0
0
0
0
0
0
0
0
0
0
0
0
0
0
0
0
0
0
0
0
0
0
0
0
0
0
0
0
0
0
0
0
0
0
0
0
0
0
0
0
0
0
0
0
0
0
0
0
0
0
0
0
0
0
0
0
0
0
0
0
0
0
0
0
0
0
0
0
0
0
0
0
0
0
0
0
0
0
0
0
0
0
0
0
0
0
0
0
0
0
0
0
0
0
0
0
0
0
0
0
0
0
0
0
0
0
0
0
0
0
0
0
0
0
0
0
0
0
0
0
0
0
0
0
0
0
0
0
0
0
0
0
0
0
0
0
0
0
0
0
0
0
0
0
0
0
0
0
0
0
0
0
0
0
0
0
0
0
0
0
0
0
0
0
0
0
0
0
0
0
0
0
0
0
0
0
0
0
0
0
0
0
0
0
0
0
0
0
0
0
0
0
0
0
0
0
0
0
0
0
0
0
0
0
0
0
0
0
0
0
0
0
0
0
0
0
0
0
0
0
0
0
0
0
0
0
0
0
0
0
0
0
0
0
0
0
0
0
0
0
0
0
0
0
0
0
0
0
0
0
0
0
0
0
0
0
0
0
0
0
0
0
0
0
0
0
0
0
0
0
0
0
0
0
0
0
0
0
0
0
0
0
0
0
0
0
0
0
0
0
0
0
0
0
0
0
0
0
0
0
0
0
0
0
0
0
0
0
0
0
0
0
0
0
0
0
0
0
0
0
0
0
0
0
0
0
0
0
0
0
0
0
0
0
0
0
0
0
0
0
0
0
0
0
0
0
0
0
0
0
0
0
0
0
0
0
0
0
0
0
0
0
0
0
0
0
0
0
0
0
0
0
0
0
0
0
0
0
0
0
0
0
0
0
0
0
0
0
0
0
0
0
0
0
0
0
0
0
0
0
0
0
0
0
0
0
0
0
0
0
0
0
0
0
0
0
0
0
0
0
0
0
0
0
0
0
0
0
0
0
0
0
0
0
0
0
0
0
0
0
0
0
0
0
0
0
0
0
0
0
0
0
0
0
0
0
0
0
0
0
0
0
0
0
0
0
0
0
0
0
0
0
0
0
0
0
0
0
0
0
0
0
0
0
0
0
0
0
0
0
0
0
0
0
0
0
0
0
0
0
0
0
0
0
0
0
0
0
0
0
0
0
0
0
0
0
0
0
0
0
0
0
0
0
0
0
0
0
0
0
0
0
0
0
0
0
0
0
0
0
0
0
0
0
0
0
0
0
0
0
0
0
0
0
0
0
0
0
0
0
0
0
0
0
0
0
0
0
0
0
0
0
0
0
0
0
0
0
0
0
0
0
0
0
0
0
0
0
0
0
0
0
0
0
0
0
0
0
0
0
0
0
0
0
0
0
0
0
0
0
0
0
0
0
0
0
0
0
0
0
0
0
0
0
0
0
0
0
0
0
0
0
0
0
0
0
0
0
0
0
0
0
0
0
0
0
0
0
0
0
0
0
0
0
0
0
0
0
0
0
0
0
0
0
0
0
0
0
0
0
0
0
0
0
0
0
0
0
0
0
0
0
0
0
0
0
0
0
0
0
0
0
0
0
0
0
0
0
0
0
0
0
0
0
0
0
0
0
0
0
0
0
0
0
0
0
0
0
0
0
0
0
0
0
0
0
0
0
0
0
0
0
0
0
0
0
0
0
0
0
0
0
0
0
0
0
0
0
0
0
0
0
0
0
0
0
0
0
0
0
0
0
0
0
0
0
0
0
0
0
0
0
0
0
0
0
0
0
0
0
0
0
0
0
0
0
0
0
0
0
0
0
0
0
0
0
0
0
0
0
0
0
0
0
0
0
0
0
0
0
0
0
0
0
0
0
0
0
0
0
0
0
0
0
0
0
0
0
0
0
0
0
0
0
0
0
0
0
0
0
0
0
0
0
0
0
0
0
0
0
0
0
0
0
0
0
0
0
0
0
0
0
0
0
0
0
0
0
0
0
0
0
0
0
0
0
0
0
0
0
0
0
0
0
0
0
0
0
0
0
0
0
0
0
0
0
0
0
0
0
0
0
0
0
0
0
0
0
0
0
0
0
0
0
0
0
0
0
0
0
0
0
0
0
0
0
0
0
0
0
0
0
0
0
0
0
0
0
0
0
0
0
0
0
0
0
0
0
0
0
0
0
0
0
0
0
0
0
0
0
0
0
0
0
0
0
0
0
0
0
0
0
0
0
0
0
0
0
0
0
0
0
0
0
0
0
0
0
0
0
0
0
0
0
0
0
0
0
0
0
0
0
0
0
0
0
0
0
0
0
0
0
0
0
0
0
0
0
0
0
0
0
0
0
0
0
0
0
0
0
0
0
0
0
0
0
0
0
0
0
0
0
0
0
0
0
0
0
0
0
0
0
0
0
0
0
0
0
0
0
0
0
0
0
0
0
0
0
0
0
0
0
0
0
0
0
0
0
0
0
0
0
0
0
0
0
0
0
0
0
0
0
0
0
0
0
0
0
0
0
0
0
0
0
0
0
0
0
0
0
0
0
0
0
0
0
0
0
0
0
0
0
0
0
0
0
0
0
0
0
0
0
0
0
0
0
0
0
0
0
0
0
0
0
0
0
0
0
0
0
0
0
0
0
0
0
0
0
0
0
0
0
0
0
0
0
0
0
0
0
0
0
0
0
0
0
0
0
0
0
0
0
0
0
0
0
0
0
0
0
0
0
0
0
0
0
0
0
0
0
0
0
0
0
0
0
0
0
0
0
0
0
0
0
0
0
0
0
0
0
0
0
0
0
0
0
0
0
0
0
0
0
0
0
0
0
0
0
0
0
0
0
0
0
0
0
0
0
0
0
0
0
0
0
0
0
0
0
0
0
0
0
0
0
0
0
0
0
0
0
0
0
0
0
0
0
0
0
0
0
0
0
0
0
0
0
0
0
0
0
0
0
0
0
0
0
0
0
0
0
0
0
0
0
0
0
0
0
0
0
0
0
0
0
0
0
0
0
0
0
0
0
0
0
0
0
0
0
0
0
0
0
0
0
0
0
0
0
0
0
0
0
0
0
0
0
0
0
0
0
0
0
0
0
0
0
0
0
0
0
0
0
0
0
0
0
0
0
0
0
0
0
0
0
0
0
0
0
0
0
0
0
0
0
0
0
0
0
0
0
0
0
0
0
0
0
0
0
0
0
0
0
0
0
0
0
0
0
0
0
0
0
0
0
0
0
0
0
0
0
0
0
0
0
0
0
0
0
0
0
0
0
0
0
0
0
0
0
0
0
0
0
0
0
0
0
0
0
0
0
0
0
0
0
0
0
0
0
0
0
0
0
0
0
0
0
0
0
0
0
0
0
0
0
0
0
0
0
0
0
0
0
0
0
0
0
0
0
0
0
0
0
0
0
0
0
0
0
0
0
0
0
0
0
0
0
0
0
0
0
0
0
0
0
0
0
0
0
0
0
0
0
0
0
0
0
0
0
0
0
0
0
0
0
0
0
0
0
0
0
0
0
0
0
0
0
0
0
0
0
0
0
0
0
0
0
0
0
0
0
0
0
0
0
0
0
0
0
0
0
0
0
0
0
0
0
0
0
0
0
0
0
0
0
0
0
0
0
0
0
0
0
0
0
0
0
0
0
0
0
0
0
0
0
0
0
0
0
0
0
0
0
0
0
0
0
0
0
0
0
0
0
0
0
0
0
0
0
0
0
0
0
0
0
0
0
0
0
0
0
0
0
0
0
0
0
0
0
0
0
0
0
0
0
0
0
0
0
0
0
0
0
0
0
0
0
0
0
0
0
0
0
0
0
0
0
0
0
0
0
0
0
0
0
0
0
0
0
0
0
0
0
0
0
0
0
0
0
0
0
0
0
0
0
0
0
0
0
0
0
0
0
0
0
0
0
0
0
0
0
0
0
0
0
0
0
0
0
0
0
0
0
0
0
0
0
0
0
0
0
0
0
0
0
0
0
0
0
0
0
0
0
0
0
0
0
0
0
0
0
0
0
0
0
0
0
0
0
0
0
0
0
0
0
0
0
0
0
0
0
0
0
0
0
0
0
0
0
0
0
0
0
0
0
0
0
0
0
0
0
0
0
0
0
0
0
0
0
0
0
0
0
0
0
0
0
0
0
0
0
0
0
0
0
0
0
0
0
0
0
0
0
0
0
0
0
0
0
0
0
0
0
0
0
0
0
0
0
0
0
0
0
0
0
0
0
0
0
0
0
0
0
0
0
0
0
0
0
0
0
0
0
0
0
0
0
0
0
0
0
0
0
0
0
0
0
0
0
0
0
0
0
0
0
0
0
0
0
0
0
0
0
0
0
0
0
0
0
0
0
0
0
0
0
0
0
0
0
0
0
0
0
0
0
0
0
0
0
0
0
0
0
0
0
0
0
0
0
0
0
0
0
0
0
0
0
0
0
0
0
0
0
0
0
0
0
0
0
0
0
0
0
0
0
0
0
0
0
0
0
0
0
0
0
0
0
0
0
0
0
0
0
0
0
0
0
0
0
0
0
0
0
0
0
0
0
0
0
0
0
0
0
0
0
0
0
0
0
0
0
0
0
0
0
0
0
0
0
0
0
0
0
0
0
0
0
0
0
0
0
0
0
0
0
0
0
0
0
0
0
0
0
0
0
0
0
0
0
0
0
0
0
0
0
0
0
0
0
0
0
0
0
0
0
0
0
0
0
0
0
0
0
0
0
0
0
0
0
0
0
0
0
0
0
0
0
0
0
0
0
0
0
0
0
0
0
0
0
0
0
0
0
0
0
0
0
0
0
0
0
0
0
0
0
0
0
0
0
0
0
0
0
0
0
0
0
0
0
0
0
0
0
0
0
0
0
0
0
0
0
0
0
0
0
0
0
0
0
0
0
0
0
0
0
0
0
0
0
0
0
0
0
0
0
0
0
0
0
0
0
0
0
0
0
0
0
0
0
0
0
0
0
0
0
0
0
0
0
0
0
0
0
0
0
0
0
0
0
0
0
0
0
0
0
0
0
0
0
0
0
0
0
0
0
0
0
0
0
0
0
0
0
0
0
0
0
0
0
0
0
0
0
0
0
0
0
0
0
0
0
0
0
0
0
0
0
0
0
0
0
0
0
0
0
0
0
0
0
0
0
0
0
0
0
0
0
0
0
0
0
0
0
0
0
0
0
0
0
0
0
0
0
0
0
0
0
0
0
0
0
0
0
0
0
0
0
0
0
0
0
0
0
0
0
0
0
0
0
0
0
0
0
0
0
0
0
0
0
0
0
0
0
0
0
0
0
0
0
0
0
0
0
0
0
0
0
0
0
0
0
0
0
0
0
0
0
0
0
0
0
0
0
0
0
0
0
0
0
0
0
0
0
0
0
0
0
0
0
0
0
0
0
0
0
0
0
0
0
0
0
0
0
0
0
0
0
0
0
0
0
0
0
0
0
0
0
0
0
0
0
0
0
0
0
0
0
0
0
0
0
0
0
0
0
0
0
0
0
0
0
0
0
0
0
0
0
0
0
0
0
0
0
0
0
0
0
0
0
0
0
0
0
0
0
0
0
0
0
0
0
0
0
0
0
0
0
0
0
0
0
0
0
0
0
0
0
0
0
0
0
0
0
0
0
0
0
0
0
0
0
0
0
0
0
0
0
0
0
0
0
0
0
0
0
0
0
0
0
0
0
0
0
0
0
0
0
0
0
0
0
0
0
0
0
0
0
0
0
0
0
0
0
0
0
0
0
0
0
0
0
0
0
0
0
0
0
0
0
0
0
0
0
0
0
0
0
0
0
0
0
0
0
0
0
0
0
0
0
0
0
0
0
0
0
0
0
0
0
0
0
0
0
0
0
0
0
0
0
0
0
0
0
0
0
0
0
0
0
0
0
0
0
0
0
0
0
0
0
0
0
0
0
0
0
0
0
0
0
0
0
0
0
0
0
0
0
0
0
0
0
0
0
0
0
0
0
0
0
0
0
0
0
0
0
0
0
0
0
0
0
0
0
0
0
0
0
0
0
0
0
0
0
0
0
0
0
0
0
0
0
0
0
0
0
0
0
0
0
0
0
0
0
0
0
0
0
0
0
0
0
0
0
0
0
0
0
0
0
0
0
0
0
0
0
0
0
0
0
0
0
0
0
0
0
0
0
0
0
0
0
0
0
0
0
0
0
0
0
0
0
0
0
0
0
0
0
0
0
0
0
0
0
0
0
0
0
0
0
0
0
0
0
0
0
0
0
0
0
0
0
0
0
0
0
0
0
0
0
0
0
0
0
0
0
0
0
0
0
0
0
0
0
0
0
0
0
0
0
0
0
0
0
0
0
0
0
0
0
0
0
0
0
0
0
0
0
0
0
0
0
0
0
0
0
0
0
0
0
0
0
0
0
0
0
0
0
0
0
0
0
0
0
0
0
0
0
0
0
0
0
0
0
0
0
0
0
0
0
0
0
0
0
0
0
0
0
0
0
0
0
0
0
0
0
0
0
0
0
0
0
0
0
0
0
0
0
0
0
0
0
0
0
0
0
0
0
0
0
0
0
0
0
0
0
0
0
0
0
0
0
0
0
0
0
0
0
0
0
0
0
0
0
0
0
0
0
0
0
0
0
0
0
0
0
0
0
0
0
0
0
0
0
0
0
0
0
0
0
0
0
0
0
0
0
0
0
0
0
0
0
0
0
0
0
0
0
0
0
0
0
0
0
0
0
0
0
0
0
0
0
0
0
0
0
0
0
0
0
0
0
0
0
0
0
0
0
0
0
0
0
0
0
0
0
0
0
0
0
0
0
0
0
0
0
0
0
0
0
0
0
0
0
0
0
0
0
0
0
0
0
0
0
0
0
0
0
0
0
0
0
0
0
0
0
0
0
0
0
0
0
0
0
0
0
0
0
0
0
0
0
0
0
0
0
0
0
0
0
0
0
0
0
0
0
0
0
0
0
0
0
0
0
0
0
0
0
0
0
0
0
0
0
0
0
0
0
0
0
0
0
0
0
0
0
0
0
0
0
0
0
0
0
0
0
0
0
0
0
0
0
0
0
0
0
0
0
0
0
0
0
0
0
0
0
0
0
0
0
0
0
0
0
0
0
0
0
0
0
0
0
0
0
0
0
0
0
0
0
0
0
0
0
0
0
0
0
0
0
0
0
0
0
0
0
0
0
0
0
0
0
0
0
0
0
0
0
0
0
0
0
0
0
0
0
0
0
0
0
0
0
0
0
0
0
0
0
0
0
0
0
0
0
0
0
0
0
0
0
0
0
0
0
0
0
0
0
0
0
0
0
0
0
0
0
0
0
0
0
0
0
0
0
0
0
0
0
0
0
0
0
0
0
0
0
0
0
0
0
0
0
0
0
0
0
0
0
0
0
0
0
0
0
0
0
0
0
0
0
0
0
0
0
0
0
0
0
0
0
0
0
0
0
0
0
0
0
0
0
0
0
0
0
0
0
0
0
0
0
0
0
0
0
0
0
0
0
0
0
0
0
0
0
0
0
0
0
0
0
0
0
0
0
0
0
0
0
0
0
0
0
0
0
0
0
0
0
0
0
0
0
0
0
0
0
0
0
0
0
0
0
0
0
0
0
0
0
0
0
0
0
0
0
0
0
0
0
0
0
0
0
0
0
0
0
0
0
0
0
0
0
0
0
0
0
0
0
0
0
0
0
0
0
0
0
0
0
0
0
0
0
0
0
0
0
0
0
0
0
0
0
0
0
0
0
0
0
0
0
0
0
0
0
0
0
0
0
0
0
0
0
0
0
0
0
0
0
0
0
0
0
0
0
0
0
0
0
0
0
0
0
0
0
0
0
0
0
0
0
0
0
0
0
0
0
0
0
0
0
0
0
0
0
0
0
0
0
0
0
0
0
0
0
0
0
0
0
0
0
0
0
0
0
0
0
0
0
0
0
0
0
0
0
0
0
0
0
0
0
0
0
0
0
0
0
0
0
0
0
0
0
0
0
0
0
0
0
0
0
0
0
0
0
0
0
0
0
0
0
0
0
0
0
0
0
0
0
0
0
0
0
0
0
0
0
0
0
0
0
0
0
0
0
0
0
0
0
0
0
0
0
0
0
0
0
0
0
0
0
0
0
0
0
0
0
0
0
0
0
0
0
0
0
0
0
0
0
0
0
0
0
0
0
0
0
0
0
0
0
0
0
0
0
0
0
0
0
0
0
0
0
0
0
0
0
0
0
0
0
0
0
0
0
0
0
0
0
0
0
0
0
0
0
0
0
0
0
0
0
0
0
0
0
0
0
0
0
0
0
0
0
0
0
0
0
0
0
0
0
0
0
0
0
0
0
0
0
0
0
0
0
0
0
0
0
0
0
0
0
0
0
0
0
0
0
0
0
0
0
0
0
0
0
0
0
0
0
0
0
0
0
0
0
0
0
0
0
0
0
0
0
0
0
0
0
0
0
0
0
0
0
0
0
0
0
0
0
0
0
0
0
0
0
0
0
0
0
0
0
0
0
0
0
0
0
0
0
0
0
0
0
0
0
0
0
0
0
0
0
0
0
0
0
0
0
0
0
0
0
0
0
0
0
0
0
0
0
0
0
0
0
0
0
0
0
0
0
0
0
0
0
0
0
0
0
0
0
0
0
0
0
0
0
0
0
0
0
0
0
0
0
0
0
0
0
0
0
0
0
0
0
0
0
0
0
0
0
0
0
0
0
0
0
0
0
0
0
0
0
0
0
0
0
0
0
0
0
0
0
0
0
0
0
0
0
0
0
0
0
0
0
0
0
0
0
0
0
0
0
0
0
0
0
0
0
0
0
0
0
0
0
0
0
0
0
0
0
0
0
0
0
0
0
0
0
0
0
0
0
0
0
0
0
0
0
0
0
0
0
0
0
0
0
0
0
0
0
0
0
0
0
0
0
0
0
0
0
0
0
0
0
0
0
0
0
0
0
0
0
0
0
0
0
0
0
0
0
0
0
0
0
0
0
0
0
0
0
0
0
0
0
0
0
0
0
0
0
0
0
0
0
0
0
0
0
0
0
0
0
0
0
0
0
0
0
0
0
0
0
0
0
0
0
0
0
0
0
0
0
0
0
0
0
0
0
0
0
0
0
0
0
0
0
0
0
0
0
0
0
0
0
0
0
0
0
0
0
0
0
0
0
0
0
0
0
0
0
0
0
0
0
0
0
0
0
0
0
0
0
0
0
0
0
0
0
0
0
0
0
0
0
0
0
0
0
0
0
0
0
0
0
0
0
0
0
0
0
0
0
0
0
0
0
0
0
0
0
0
0
0
0
0
0
0
0
0
0
0
0
0
0
0
0
0
0
0
0
0
0
0
0
0
0
0
0
0
0
0
0
0
0
0
0
0
0
0
0
0
0
0
0
0
0
0
0
0
0
0
0
0
0
0
0
0
0
0
0
0
0
0
0
0
0
0
0
0
0
0
0
0
0
0
0
0
0
0
0
0
0
0
0
0
0
0
0
0
0
0
0
0
0
0
0
0
0
0
0
0
0
0
0
0
0
0
0
0
0
0
0
0
0
0
0
0
0
0
0
0
0
0
0
0
0
0
0
0
0
0
0
0
0
0
0
0
0
0
0
0
0
0
0
0
0
0
0
0
0
0
0
0
0
0
0
0
0
0
0
0
0
0
0
0
0
0
0
0
0
0
0
0
0
0
0
0
0
0
0
0
0
0
0
0
0
0
0
0
0
0
0
0
0
0
0
0
0
0
0
0
0
0
0
0
0
0
0
0
0
0
0
0
0
0
0
0
0
0
0
0
0
0
0
0
0
0
0
0
0
0
0
0
0
0
0
0
0
0
0
0
0
0
0
0
0
0
0
0
0
0
0
0
0
0
0
0
0
0
0
0
0
0
0
0
0
0
0
0
0
0
0
0
0
0
0
0
0
0
0
0
0
0
0
0
0
0
0
0
0
0
0
0
0
0
0
0
0
0
0
0
0
0
0
0
0
0
0
0
0
0
0
0
0
0
0
0
0
0
0
0
0
0
0
0
0
0
0
0
0
0
0
0
0
0
0
0
0
0
0
0
0
0
0
0
0
0
0
0
0
0
0
0
0
0
0
0
0
0
0
0
0
0
0
0
0
0
0
0
0
0
0
0
0
0
0
0
0
0
0
0
0
0
0
0
0
0
0
0
0
0
0
0
0
0
0
0
0
0
0
0
0
0
0
0
0
0
0
0
0
0
0
0
0
0
0
0
0
0
0
0
0
0
0
0
0
0
0
0
0
0
0
0
0
0
0
0
0
0
0
0
0
0
0
0
0
0
0
0
0
0
0
0
0
0
0
0
0
0
0
0
0
0
0
0
0
0
0
0
0
0
0
0
0
0
0
0
0
0
0
0
0
0
0
0
0
0
0
0
0
0
0
0
0
0
0
0
0
0
0
0
0
0
0
0
0
0
0
0
0
0
0
0
0
0
0
0
0
0
0
0
0
0
0
0
0
0
0
0
0
0
0
0
0
0
0
0
0
0
0
0
0
0
0
0
0
0
0
0
0
0
0
0
0
0
0
0
0
0
0
0
0
0
0
0
0
0
0
0
0
0
0
0
0
0
0
0
0
0
0
0
0
0
0
0
0
0
0
0
0
0
0
0
0
0
0
0
0
0
0
0
0
0
0
0
0
0
0
0
0
0
0
0
0
0
0
0
0
0
0
0
0
0
0
0
0
0
0
0
0
0
0
0
0
0
0
0
0
0
0
0
0
0
0
0
0
0
0
0
0
0
0
0
0
0
0
0
0
0
0
0
0
0
0
0
0
0
0
0
0
0
0
0
0
0
0
0
0
0
0
0
0
0
0
0
0
0
0
0
0
0
0
0
0
0
0
0
0
0
0
0
0
0
0
0
0
0
0
0
0
0
0
0
0
0
0
0
0
0
0
0
0
0
0
0
0
0
0
0
0
0
0
0
0
0
0
0
0
0
0
0
0
0
0
0
0
0
0
0
0
0
0
0
0
0
0
0
0
0
0
0
0
0
0
0
0
0
0
0
0
0
0
0
0
0
0
0
0
0
0
0
0
0
0
0
0
0
0
0
0
0
0
0
0
0
0
0
0
0
0
0
0
0
0
0
0
0
0
0
0
0
0
0
0
0
0
0
0
0
0
0
0
0
0
0
0
0
0
0
0
0
0
0
0
0
0
0
0
0
0
0
0
0
0
0
0
0
0
0
0
0
0
0
0
0
0
0
0
0
0
0
0
0
0
0
0
0
0
0
0
0
0
0
0
0
0
0
0
0
0
0
0
0
0
0
0
0
0
0
0
0
0
0
0
0
0
0
0
0
0
0
0
0
0
0
0
0
0
0
0
0
0
0
0
0
0
0
0
0
0
0
0
0
0
0
0
0
0
0
0
0
0
0
0
0
0
0
0
0
0
0
0
0
0
0
0
0
0
0
0
0
0
0
0
0
0
0
0
0
0
0
0
0
0
0
0
0
0
0
0
0
0
0
0
0
0
0
0
0
0
0
0
0
0
0
0
0
0
0
0
0
0
0
0
0
0
0
0
0
0
0
0
0
0
0
0
0
0
0
0
0
0
0
0
0
0
0
0
0
0
0
0
0
0
0
0
0
0
0
0
0
0
0
0
0
0
0
0
0
0
0
0
0
0
0
0
0
0
0
0
0
0
0
0
0
0
0
0
0
0
0
0
0
0
0
0
0
0
0
0
0
0
0
0
0
0
0
0
0
0
0
0
0
0
0
0
0
0
0
0
0
0
0
0
0
0
0
0
0
0
0
0
0
0
0
0
0
0
0
0
0
0
0
0
0
0
0
0
0
0
0
0
0
0
0
0
0
0
0
0
0
0
0
0
0
0
0
0
0
0
0
0
0
0
0
0
0
0
0
0
0
0
0
0
0
0
0
0
0
0
0
0
0
0
0
0
0
0
0
0
0
0
0
0
0
0
0
0
0
0
0
0
0
0
0
0
0
0
0
0
0
0
0
0
0
0
0
0
0
0
0
0
0
0
0
0
0
0
0
0
0
0
0
0
0
0
0
0
0
0
0
0
0
0
0
0
0
0
0
0
0
0
0
0
0
0
0
0
0
0
0
0
0
0
0
0
0
0
0
0
0
0
0
0
0
0
0
0
0
0
0
0
0
0
0
0
0
0
0
0
0
0
0
0
0
0
0
0
0
0
0
0
0
0
0
0
0
0
0
0
0
0
0
0
0
0
0
0
0
0
0
0
0
0
0
0
0
0
0
0
0
0
0
0
0
0
0
0
0
0
0
0
0
0
0
0
0
0
0
0
0
0
0
0
0
0
0
0
0
0
0
0
0
0
0
0
0
0
0
0
0
0
0
0
0
0
0
0
0
0
0
0
0
0
0
0
0
0
0
0
0
0
0
0
0
0
0
0
0
0
0
0
0
0
0
0
0
0
0
0
0
0
0
0
0
0
0
0
0
0
0
0
0
0
0
0
0
0
0
0
0
0
0
0
0
0
0
0
0
0
0
0
0
0
0
0
0
0
0
0
0
0
0
0
0
0
0
0
0
0
0
0
0
0
0
0
0
0
0
0
0
0
0
0
0
0
0
0
0
0
0
0
0
0
0
0
0
0
0
0
0
0
0
0
0
0
0
0
0
0
0
0
0
0
0
0
0
0
0
0
0
0
0
0
0
0
0
0
0
0
0
0
0
0
0
0
0
0
0
0
0
0
0
0
0
0
0
0
0
0
0
0
0
0
0
0
0
0
0
0
0
0
0
0
0
0
0
0
0
0
0
0
0
0
0
0
0
0
0
0
0
0
0
0
0
0
0
0
0
0
0
0
0
0
0
0
0
0
0
0
0
0
0
0
0
0
0
0
0
0
0
0
0
0
0
0
0
0
0
0
0
0
0
0
0
0
0
0
0
0
0
0
0
0
0
0
0
0
0
0
0
0
0
0
0
0
0
0
0
0
0
0
0
0
0
0
0
0
0
0
0
0
0
0
0
0
0
0
0
0
0
0
0
0
0
0
0
0
0
0
0
0
0
0
0
0
0
0
0
0
0
0
0
0
0
0
0
0
0
0
0
0
0
0
0
0
0
0
0
0
0
0
0
0
0
0
0
0
0
0
0
0
0
0
0
0
0
0
0
0
0
0
0
0
0
0
0
0
0
0
0
0
0
0
0
0
0
0
0
0
0
0
0
0
0
0
0
0
0
0
0
0
0
0
0
0
0
0
0
0
0
0
0
0
0
0
0
0
0
0
0
0
0
0
0
0
0
0
0
0
0
0
0
0
0
0
0
0
0
0
0
0
0
0
0
0
0
0
0
0
0
0
0
0
0
0
0
0
0
0
0
0
0
0
0
0
0
0
0
0
0
0
0
0
0
0
0
0
0
0
0
0
0
0
0
0
0
0
0
0
0
0
0
0
0
0
0
0
0
0
0
0
0
0
0
0
0
0
0
0
0
0
0
0
0
0
0
0
0
0
0
0
0
0
0
0
0
0
0
0
0
0
0
0
0
0
0
0
0
0
0
0
0
0
0
0
0
0
0
0
0
0
0
0
0
0
0
0
0
0
0
0
0
0
0
0
0
0
0
0
0
0
0
0
0
0
0
0
0
0
0
0
0
0
0
0
0
0
0
0
0
0
0
0
0
0
0
0
0
0
0
0
0
0
0
0
0
0
0
0
0
0
0
0
0
0
0
0
0
0
0
0
0
0
0
0
0
0
0
0
0
0
0
0
0
0
0
0
0
0
0
0
0
0
0
0
0
0
0
0
0
0
0
0
0
0
0
0
0
0
0
0
0
0
0
0
0
0
0
0
0
0
0
0
0
0
0
0
0
0
0
0
0
0
0
0
0
0
0
0
0
0
0
0
0
0
0
0
0
0
0
0
0
0
0
0
0
0
0
0
0
0
0
0
0
0
0
0
0
0
0
0
0
0
0
0
0
0
0
0
0
0
0
0
0
0
0
0
0
0
0
0
0
0
0
0
0
0
0
0
0
0
0
0
0
0
0
0
0
0
0
0
0
0
0
0
0
0
0
0
0
0
0
0
0
0
0
0
0
0
0
0
0
0
0
0
0
0
0
0
0
0
0
0
0
0
0
0
0
0
0
0
0
0
0
0
0
0
0
0
0
0
0
0
0
0
0
0
0
0
0
0
0
0
0
0
0
0
0
0
0
0
0
0
0
0
0
0
0
0
0
0
0
0
0
0
0
0
0
0
0
0
0
0
0
0
0
0
0
0
0
0
0
0
0
0
0
0
0
0
0
0
0
0
0
0
0
0
0
0
0
0
0
0
0
0
0
0
0
0
0
0
0
0
0
0
0
0
0
0
0
0
0
0
0
0
0
0
0
0
0
0
0
0
0
0
0
0
0
0
0
0
0
0
0
0
0
0
0
0
0
0
0
0
0
0
0
0
0
0
0
0
0
0
0
0
0
0
0
0
0
0
0
0
0
0
0
0
0
0
0
0
0
0
0
0
0
0
0
0
0
0
0
0
0
0
0
0
0
0
0
0
0
0
0
0
0
0
0
0
0
0
0
0
0
0
0
0
0
0
0
0
0
0
0
0
0
0
0
0
0
0
0
0
0
0
0
0
0
0
0
0
0
0
0
0
0
0
0
0
0
0
0
0
0
0
0
0
0
0
0
0
0
0
0
0
0
0
0
0
0
0
0
0
0
0
0
0
0
0
0
0
0
0
0
0
0
0
0
0
0
0
0
0
0
0
0
0
0
0
0
0
0
0
0
0
0
0
0
0
0
0
0
0
0
0
0
0
0
0
0
0
0
0
0
0
0
0
0
0
0
0
0
0
0
0
0
0
0
0
0
0
0
0
0
0
0
0
0
0
0
0
0
0
0
0
0
0
0
0
0
0
0
0
0
0
0
0
0
0
0
0
0
0
0
0
0
0
0
0
0
0
0
0
0
0
0
0
0
0
0
0
0
0
0
0
0
0
0
0
0
0
0
0
0
0
0
0
0
0
0
0
0
0
0
0
0
0
0
0
0
0
0
0
0
0
0
0
0
0
0
0
0
0
0
0
0
0
0
0
0
0
0
0
0
0
0
0
0
0
0
0
0
0
0
0
0
0
0
0
0
0
0
0
0
0
0
0
0
0
0
0
0
0
0
0
0
0
0
0
0
0
0
0
0
0
0
0
0
0
0
0
0
0
0
0
0
0
0
0
0
0
0
0
0
0
0
0
0
0
0
0
0
0
0
0
0
0
0
0
0
0
0
0
0
0
0
0
0
0
0
0
0
0
0
0
0
0
0
0
0
0
0
0
0
0
0
0
0
0
0
0
0
0
0
0
0
0
0
0
0
0
0
0
0
0
0
0
0
0
0
0
0
0
0
0
0
0
0
0
0
0
0
0
0
0
0
0
0
0
0
0
0
0
0
0
0
0
0
0
0
0
0
0
0
0
0
0
0
0
0
0
0
0
0
0
0
0
0
0
0
0
0
0
0
0
0
0
0
0
0
0
0
0
0
0
0
0
0
0
0
0
0
0
0
0
0
0
0
0
0
0
0
0
0
0
0
0
0
0
0
0
0
0
0
0
0
0
0
0
0
0
0
0
0
0
0
0
0
0
0
0
0
0
0
0
0
0
0
0
0
0
0
0
0
0
0
0
0
0
0
0
0
0
0
0
0
0
0
0
0
0
0
0
0
0
0
0
0
0
0
0
0
0
0
0
0
0
0
0
0
0
0
0
0
0
0
0
0
0
0
0
0
0
0
0
0
0
0
0
0
0
0
0
0
0
0
0
0
0
0
0
0
0
0
0
0
0
0
0
0
0
0
0
0
0
0
0
0
0
0
0
0
0
0
0
0
0
0
0
0
0
0
0
0
0
0
0
0
0
0
0
0
0
0
0
0
0
0
0
0
0
0
0
0
0
0
0
0
0
0
0
0
0
0
0
0
0
0
0
0
0
0
0
0
0
0
0
0
0
0
0
0
0
0
0
0
0
0
0
0
0
0
0
0
0
0
0
0
0
0
0
0
0
0
0
0
0
0
0
0
0
0
0
0
0
0
0
0
0
0
0
0
0
0
0
0
0
0
0
0
0
0
0
0
0
0
0
0
0
0
0
0
0
0
0
0
0
0
0
0
0
0
0
0
0
0
0
0
0
0
0
0
0
0
0
0
0
0
0
0
0
0
0
0
0
0
0
0
0
0
0
0
0
0
0
0
0
0
0
0
0
0
0
0
0
0
0
0
0
0
0
0
0
0
0
0
0
0
0
0
0
0
0
0
0
0
0
0
0
0
0
0
0
0
0
0
0
0
0
0
0
0
0
0
0
0
0
0
0
0
0
0
0
0
0
0
0
0
0
0
0
0
0
0
0
0
0
0
0
0
0
0
0
0
0
0
0
0
0
0
0
0
0
0
0
0
0
0
0
0
0
0
0
0
0
0
0
0
0
0
0
0
0
0
0
0
0
0
0
0
0
0
0
0
0
0
0
0
0
0
0
0
0
0
0
0
0
0
0
0
0
0
0
0
0
0
0
0
0
0
0
0
0
0
0
0
0
0
0
0
0
0
0
0
0
0
0
0
0
0
0
0
0
0
0
0
0
0
0
0
0
0
0
0
0
0
0
0
0
0
0
0
0
0
0
0
0
0
0
0
0
0
0
0
0
0
0
0
0
0
0
0
0
0
0
0
0
0
0
0
0
0
0
0
0
0
0
0
0
0
0
0
0
0
0
0
0
0
0
0
0
0
0
0
0
0
0
0
0
0
0
0
0
0
0
0
0
0
0
0
0
0
0
0
0
0
0
0
0
0
0
0
0
0
0
0
0
0
0
0
0
0
0
0
0
0
0
0
0
0
0
0
0
0
0
0
0
0
0
0
0
0
0
0
0
0
0
0
0
0
0
0
0
0
0
0
0
0
0
0
0
0
0
0
0
0
0
0
0
0
0
0
0
0
0
0
0
0
0
0
0
0
0
0
0
0
0
0
0
0
0
0
0
0
0
0
0
0
0
0
0
0
0
0
0
0
0
0
0
0
0
0
0
0
0
0
0
0
0
0
0
0
0
0
0
0
0
0
0
0
0
0
0
0
0
0
0
0
0
0
0
0
0
0
0
0
0
0
0
0
0
0
0
0
0
0
0
0
0
0
0
0
0
0
0
0
0
0
0
0
0
0
0
0
0
0
0
0
0
0
0
0
0
0
0
0
0
0
0
0
0
0
0
0
0
0
0
0
0
0
0
0
0
0
0
0
0
0
0
0
0
0
0
0
0
0
0
0
0
0
0
0
0
0
0
0
0
0
0
0
0
0
0
0
0
0
0
0
0
0
0
0
0
0
0
0
0
0
0
0
0
0
0
0
0
0
0
0
0
0
0
0
0
0
0
0
0
0
0
0
0
0
0
0
0
0
0
0
0
0
0
0
0
0
0
0
0
0
0
0
0
0
0
0
0
0
0
0
0
0
0
0
0
0
0
0
0
0
0
0
0
0
0
0
0
0
0
0
0
0
0
0
0
0
0
0
0
0
0
0
0
0
0
0
0
0
0
0
0
0
0
0
0
0
0
0
0
0
0
0
0
0
0
0
0
0
0
0
0
0
0
0
0
0
0
0
0
0
0
0
0
0
0
0
0
0
0
0
0
0
0
0
0
0
0
0
0
0
0
0
0
0
0
0
0
0
0
0
0
0
0
0
0
0
0
0
0
0
0
0
0
0
0
0
0
0
0
0
0
0
0
0
0
0
0
0
0
0
0
0
0
0
0
0
0
0
0
0
0
0
0
0
0
0
0
0
0
0
0
0
0
0
0
0
0
0
0
0
0
0
0
0
0
0
0
0
0
0
0
0
0
0
0
0
0
0
0
0
0
0
0
0
0
0
0
0
0
0
0
0
0
0
0
0
0
0
0
0
0
0
0
0
0
0
0
0
0
0
0
0
0
0
0
0
0
0
0
0
0
0
0
0
0
0
0
0
0
0
0
0
0
0
0
0
0
0
0
0
0
0
0
0
0
0
0
0
0
0
0
0
0
0
0
0
0
0
0
0
0
0
0
0
0
0
0
0
0
0
0
0
0
0
0
0
0
0
0
0
0
0
0
0
0
0
0
0
0
0
0
0
0
0
0
0
0
0
0
0
0
0
0
0
0
0
0
0
0
0
0
0
0
0
0
0
0
0
0
0
0
0
0
0
0
0
0
0
0
0
0
0
0
0
0
0
0
0
0
0
0
0
0
0
0
0
0
0
0
0
0
0
0
0
0
0
0
0
0
0
0
0
0
0
0
0
0
0
0
0
0
0
0
0
0
0
0
0
0
0
0
0
0
0
0
0
0
0
0
0
0
0
0
0
0
0
0
0
0
0
0
0
0
0
0
0
0
0
0
0
0
0
0
0
0
0
0
0
0
0
0
0
0
0
0
0
0
0
0
0
0
0
0
0
0
0
0
0
0
0
0
0
0
0
0
0
0
0
0
0
0
0
0
0
0
0
0
0
0
0
0
0
0
0
0
0
0
0
0
0
0
0
0
0
0
0
0
0
0
0
0
0
0
0
0
0
0
0
0
0
0
0
0
0
0
0
0
0
0
0
0
0
0
0
0
0
0
0
0
0
0
0
0
0
0
0
0
0
0
0
0
0
0
0
0
0
0
0
0
0
0
0
0
0
0
0
0
0
0
0
0
0
0
0
0
0
0
0
0
0
0
0
0
0
0
0
0
0
0
0
0
0
0
0
0
0
0
0
0
0
0
0
0
0
0
0
0
0
0
0
0
0
0
0
0
0
0
0
0
0
0
0
0
0
0
0
0
0
0
0
0
0
0
0
0
0
0
0
0
0
0
0
0
0
0
0
0
0
0
0
0
0
0
0
0
0
0
0
0
0
0
0
0
0
0
0
0
0
0
0
0
0
0
0
0
0
0
0
0
0
0
0
0
0
0
0
0
0
0
0
0
0
0
0
0
0
0
0
0
0
0
0
0
0
0
0
0
0
0
0
0
0
0
0
0
0
0
0
0
0
0
0
0
0
0
0
0
0
0
0
0
0
0
0
0
0
0
0
0
0
0
0
0
0
0
0
0
0
0
0
0
0
0
0
0
0
0
0
0
0
0
0
0
0
0
0
0
0
0
0
0
0
0
0
0
0
0
0
0
0
0
0
0
0
0
0
0
0
0
0
0
0
0
0
0
0
0
0
0
0
0
0
0
0
0
0
0
0
0
0
0
0
0
0
0
0
0
0
0
0
0
0
0
0
0
0
0
0
0
0
0
0
0
0
0
0
0
0
0
0
0
0
0
0
0
0
0
0
0
0
0
0
0
0
0
0
0
0
0
0
0
0
0
0
0
0
0
0
0
0
0
0
0
0
0
0
0
0
0
0
0
0
0
0
0
0
0
0
0
0
0
0
0
0
0
0
0
0
0
0
0
0
0
0
0
0
0
0
0
0
0
0
0
0
0
0
0
0
0
0
0
0
0
0
0
0
0
0
0
0
0
0
0
0
0
0
0
0
0
0
0
0
0
0
0
0
0
0
0
0
0
0
0
0
0
0
0
0
0
0
0
0
0
0
0
0
0
0
0
0
0
0
0
0
0
0
0
0
0
0
0
0
0
0
0
0
0
0
0
0
0
0
0
0
0
0
0
0
0
0
0
0
0
0
0
0
0
0
0
0
0
0
0
0
0
0
0
0
0
0
0
0
0
0
0
0
0
0
0
0
0
0
0
0
0
0
0
0
0
0
0
0
0
0
0
0
0
0
0
0
0
0
0
0
0
0
0
0
0
0
0
0
0
0
0
0
0
0
0
0
0
0
0
0
0
0
0
0
0
0
0
0
0
0
0
0
0
0
0
0
0
0
0
0
0
0
0
0
0
0
0
0
0
0
0
0
0
0
0
0
0
0
0
0
0
0
0
0
0
0
0
0
0
0
0
0
0
0
0
0
0
0
0
0
0
0
0
0
0
0
0
0
0
0
0
0
0
0
0
0
0
0
0
0
0
0
0
0
0
0
0
0
0
0
0
0
0
0
0
0
0
0
0
0
0
0
0
0
0
0
0
0
0
0
0
0
0
0
0
0
0
0
0
0
0
0
0
0
0
0
0
0
0
0
0
0
0
0
0
0
0
0
0
0
0
0
0
0
0
0
0
0
0
0
0
0
0
0
0
0
0
0
0
0
0
0
0
0
0
0
0
0
0
0
0
0
0
0
0
0
0
0
0
0
0
0
0
0
0
0
0
0
0
0
0
0
0
0
0
0
0
0
0
0
0
0
0
0
0
0
0
0
0
0
0
0
0
0
0
0
0
0
0
0
0
0
0
0
0
0
0
0
0
0
0
0
0
0
0
0
0
0
0
0
0
0
0
0
0
0
0
0
0
0
0
0
0
0
0
0
0
0
0
0
0
0
0
0
0
0
0
0
0
0
0
0
0
0
0
0
0
0
0
0
0
0
0
0
0
0
0
0
0
0
0
0
0
0
0
0
0
0
0
0
0
0
0
0
0
0
0
0
0
0
0
0
0
0
0
0
0
0
0
0
0
0
0
0
0
0
0
0
0
0
0
0
0
0
0
0
0
0
0
0
0
0
0
0
0
0
0
0
0
0
0
0
0
0
0
0
0
0
0
0
0
0
0
0
0
0
0
0
0
0
0
0
0
0
0
0
0
0
0
0
0
0
0
0
0
0
0
0
0
0
0
0
0
0
0
0
0
0
0
0
0
0
0
0
0
0
0
0
0
0
0
0
0
0
0
0
0
0
0
0
0
0
0
0
0
0
0
0
0
0
0
0
0
0
0
0
0
0
0
0
0
0
0
0
0
0
0
0
0
0
0
0
0
0
0
0
0
0
0
0
0
0
0
0
0
0
0
0
0
0
0
0
0
0
0
0
0
0
0
0
0
0
0
0
0
0
0
0
0
0
0
0
0
0
0
0
0
0
0
0
0
0
0
0
0
0
0
0
0
0
0
0
0
0
0
0
0
0
0
0
0
0
0
0
0
0
0
0
0
0
0
0
0
0
0
0
0
0
0
0
0
0
0
0
0
0
0
0
0
0
0
0
0
0
0
0
0
0
0
0
0
0
0
0
0
0
0
0
0
0
0
0
0
0
0
0
0
0
0
0
0
0
0
0
0
0
0
0
0
0
0
0
0
0
0
0
0
0
0
0
0
0
0
0
0
0
0
0
0
0
0
0
0
0
0
0
0
0
0
0
0
0
0
0
0
0
0
0
0
0
0
0
0
0
0
0
0
0
0
0
0
0
0
0
0
0
0
0
0
0
0
0
0
0
0
0
0
0
0
0
0
0
0
0
0
0
0
0
0
0
0
0
0
0
0
0
0
0
0
0
0
0
0
0
0
0
0
0
0
0
0
0
0
0
0
0
0
0
0
0
0
0
0
0
0
0
0
0
0
0
0
0
0
0
0
0
0
0
0
0
0
0
0
0
0
0
0
0
0
0
0
0
0
0
0
0
0
0
0
0
0
0
0
0
0
0
0
0
0
0
0
0
0
0
0
0
0
0
0
0
0
0
0
0
0
0
0
0
0
0
0
0
0
0
0
0
0
0
0
0
0
0
0
0
0
0
0
0
0
0
0
0
0
0
0
0
0
0
0
0
0
0
0
0
0
0
0
0
0
0
0
0
0
0
0
0
0
0
0
0
0
0
0
0
0
0
0
0
0
0
0
0
0
0
0
0
0
0
0
0
0
0
0
0
0
0
0
0
0
0
0
0
0
0
0
0
0
0
0
0
0
0
0
0
0
0
0
0
0
0
0
0
0
0
0
0
0
0
0
0
0
0
0
0
0
0
0
0
0
0
0
0
0
0
0
0
0
0
0
0
0
0
0
0
0
0
0
0
0
0
0
0
0
0
0
0
0
0
0
0
0
0
0
0
0
0
0
0
0
0
0
0
0
0
0
0
0
0
0
0
0
0
0
0
0
0
0
0
0
0
0
0
0
0
0
0
0
0
0
0
0
0
0
0
0
0
0
0
0
0
0
0
0
0
0
0
0
0
0
0
0
0
0
0
0
0
0
0
0
0
0
0
0
0
0
0
0
0
0
0
0
0
0
0
0
0
0
0
0
0
0
0
0
0
0
0
0
0
0
0
0
0
0
0
0
0
0
0
0
0
0
0
0
0
0
0
0
0
0
0
0
0
0
0
0
0
0
0
0
0
0
0
0
0
0
0
0
0
0
0
0
0
0
0
0
0
0
0
0
0
0
0
0
0
0
0
0
0
0
0
0
0
0
0
0
0
0
0
0
0
0
0
0
0
0
0
0
0
0
0
0
0
0
0
0
0
0
0
0
0
0
0
0
0
0
0
0
0
0
0
0
0
0
0
0
0
0
0
0
0
0
0
0
0
0
0
0
0
0
0
0
0
0
0
0
0
0
0
0
0
0
0
0
0
0
0
0
0
0
0
0
0
0
0
0
0
0
0
0
0
0
0
0
0
0
0
0
0
0
0
0
0
0
0
0
0
0
0
0
0
0
0
0
0
0
0
0
0
0
0
0
0
0
0
0
0
0
0
0
0
0
0
0
0
0
0
0
0
0
0
0
0
0
0
0
0
0
0
0
0
0
0
0
0
0
0
0
0
0
0
0
0
0
0
0
0
0
0
0
0
0
0
0
0
0
0
0
0
0
0
0
0
0
0
0
0
0
0
0
0
0
0
0
0
0
0
0
0
0
0
0
0
0
0
0
0
0
0
0
0
0
0
0
0
0
0
0
0
0
0
0
0
0
0
0
0
0
0
0
0
0
0
0
0
0
0
0
0
0
0
0
0
0
0
0
0
0
0
0
0
0
0
0
0
0
0
0
0
0
0
0
0
0
0
0
0
0
0
0
0
0
0
0
0
0
0
0
0
0
0
0
0
0
0
0
0
0
0
0
0
0
0
0
0
0
0
0
0
0
0
0
0
0
0
0
0
0
0
0
0
0
0
0
0
0
0
0
0
0
0
0
0
0
0
0
0
0
0
0
0
0
0
0
0
0
0
0
0
0
0
0
0
0
0
0
0
0
0
0
0
0
0
0
0
0
0
0
0
0
0
0
0
0
0
0
0
0
0
0
0
0
0
0
0
0
0
0
0
0
0
0
0
0
0
0
0
0
0
0
0
0
0
0
0
0
0
0
0
0
0
0
0
0
0
0
0
0
0
0
0
0
0
0
0
0
0
0
0
0
0
0
0
0
0
0
0
0
0
0
0
0
0
0
0
0
0
0
0
0
0
0
0
0
0
0
0
0
0
0
0
0
0
0
0
0
0
0
0
0
0
0
0
0
0
0
0
0
0
0
0
0
0
0
0
0
0
0
0
0
0
0
0
0
0
0
0
0
0
0
0
0
0
0
0
0
0
0
0
0
0
0
0
0
0
0
0
0
0
0
0
0
0
0
0
0
0
0
0
0
0
0
0
0
0
0
0
0
0
0
0
0
0
0
0
0
0
0
0
0
0
0
0
0
0
0
0
0
0
0
0
0
0
0
0
0
0
0
0
0
0
0
0
0
0
0
0
0
0
0
0
0
0
0
0
0
0
0
0
0
0
0
0
0
0
0
0
0
0
0
0
0
0
0
0
0
0
0
0
0
0
0
0
0
0
0
0
0
0
0
0
0
0
0
0
0
0
0
0
0
0
0
0
0
0
0
0
0
0
0
0
0
0
0
0
0
0
0
0
0
0
0
0
0
0
0
0
0
0
0
0
0
0
0
0
0
0
0
0
0
0
0
0
0
0
0
0
0
0
0
0
0
0
0
0
0
0
0
0
0
0
0
0
0
0
0
0
0
0
0
0
0
0
0
0
0
0
0
0
0
0
0
0
0
0
0
0
0
0
0
0
0
0
0
0
0
0
0
0
0
0
0
0
0
0
0
0
0
0
0
0
0
0
0
0
0
0
0
0
0
0
0
0
0
0
0
0
0
0
0
0
0
0
0
0
0
0
0
0
0
0
0
0
0
0
0
0
0
0
0
0
0
0
0
0
0
0
0
0
0
0
0
0
0
0
0
0
0
0
0
0
0
0
0
0
0
0
0
0
0
0
0
0
0
0
0
0
0
0
0
0
0
0
0
0
0
0
0
0
0
0
0
0
0
0
0
0
0
0
0
0
0
0
0
0
0
0
0
0
0
0
0
0
0
0
0
0
0
0
0
0
0
0
0
0
0
0
0
0
0
0
0
0
0
0
0
0
0
0
0
0
0
0
0
0
0
0
0
0
0
0
0
0
0
0
0
0
0
0
0
0
0
0
0
0
0
0
0
0
0
0
0
0
0
0
0
0
0
0
0
0
0
0
0
0
0
0
0
0
0
0
0
0
0
0
0
0
0
0
0
0
0
0
0
0
0
0
0
0
0
0
0
0
0
0
0
0
0
0
0
0
0
0
0
0
0
0
0
0
0
0
0
0
0
0
0
0
0
0
0
0
0
0
0
0
0
0
0
0
0
0
0
0
0
0
0
0
0
0
0
0
0
0
0
0
0
0
0
0
0
0
0
0
0
0
0
0
0
0
0
0
0
0
0
0
0
0
0
0
0
0
0
0
0
0
0
0
0
0
0
0
0
0
0
0
0
0
0
0
0
0
0
0
0
0
0
0
0
0
0
0
0
0
0
0
0
0
0
0
0
0
0
0
0
0
0
0
0
0
0
0
0
0
0
0
0
0
0
0
0
0
0
0
0
0
0
0
0
0
0
0
0
0
0
0
0
0
0
0
0
0
0
0
0
0
0
0
0
0
0
0
0
0
0
0
0
0
0
0
0
0
0
0
0
0
0
0
0
0
0
0
0
0
0
0
0
0
0
0
0
0
0
0
0
0
0
0
0
0
0
0
0
0
0
0
0
0
0
0
0
0
0
0
0
0
0
0
0
0
0
0
0
0
0
0
0
0
0
0
0
0
0
0
0
0
0
0
0
0
0
0
0
0
0
0
0
0
0
0
0
0
0
0
0
0
0
0
0
0
0
0
0
0
0
0
0
0
0
0
0
0
0
0
0
0
0
0
0
0
0
0
0
0
0
0
0
0
0
0
0
0
0
0
0
0
0
0
0
0
0
0
0
0
0
0
0
0
0
0
0
0
0
0
0
0
0
0
0
0
0
0
0
0
0
0
0
0
0
0
0
0
0
0
0
0
0
0
0
0
0
0
0
0
0
0
0
0
0
0
0
0
0
0
0
0
0
0
0
0
0
0
0
0
0
0
0
0
0
0
0
0
0
0
0
0
0
0
0
0
0
0
0
0
0
0
0
0
0
0
0
0
0
0
0
0
0
0
0
0
0
0
0
0
0
0
0
0
0
0
0
0
0
0
0
0
0
0
0
0
0
0
0
0
0
0
0
0
0
0
0
0
0
0
0
0
0
0
0
0
0
0
0
0
0
0
0
0
0
0
0
0
0
0
0
0
0
0
0
0
0
0
0
0
0
0
0
0
0
0
0
0
0
0
0
0
0
0
0
0
0
0
0
0
0
0
0
0
0
0
0
0
0
0
0
0
0
0
0
0
0
0
0
0
0
0
0
0
0
0
0
0
0
0
0
0
0
0
0
0
0
0
0
0
0
0
0
0
0
0
0
0
0
0
0
0
0
0
0
0
0
0
0
0
0
0
0
0
0
0
0
0
0
0
0
0
0
0
0
0
0
0
0
0
0
0
0
0
0
0
0
0
0
0
0
0
0
0
0
0
0
0
0
0
0
0
0
0
0
0
0
0
0
0
0
0
0
0
0
0
0
0
0
0
0
0
0
0
0
0
0
0
0
0
0
0
0
0
0
0
0
0
0
0
0
0
0
0
0
0
0
0
0
0
0
0
0
0
0
0
0
0
0
0
0
0
0
0
0
0
0
0
0
0
0
0
0
0
0
0
0
0
0
0
0
0
0
0
0
0
0
0
0
0
0
0
0
0
0
0
0
0
0
0
0
0
0
0
0
0
0
0
0
0
0
0
0
0
0
0
0
0
0
0
0
0
0
0
0
0
0
0
0
0
0
0
0
0
0
0
0
0
0
0
0
0
0
0
0
0
0
0
0
0
0
0
0
0
0
0
0
0
0
0
0
0
0
0
0
0
0
0
0
0
0
0
0
0
0
0
0
0
0
0
0
0
0
0
0
0
0
0
0
0
0
0
0
0
0
0
0
0
0
0
0
0
0
0
0
0
0
0
0
0
0
0
0
0
0
0
0
0
0
0
0
0
0
0
0
0
0
0
0
0
0
0
0
0
0
0
0
0
0
0
0
0
0
0
0
0
0
0
0
0
0
0
0
0
0
0
0
0
0
0
0
0
0
0
0
0
0
0
0
0
0
0
0
0
0
0
0
0
0
0
0
0
0
0
0
0
0
0
0
0
0
0
0
0
0
0
0
0
0
0
0
0
0
0
0
0
0
0
0
0
0
0
0
0
0
0
0
0
0
0
0
0
0
0
0
0
0
0
0
0
0
0
0
0
0
0
0
0
0
0
0
0
0
0
0
0
0
0
0
0
0
0
0
0
0
0
0
0
0
0
0
0
0
0
0
0
0
0
0
0
0
0
0
0
0
0
0
0
0
0
0
0
0
0
0
0
0
0
0
0
0
0
0
0
0
0
0
0
0
0
0
0
0
0
0
0
0
0
0
0
0
0
0
0
0
0
0
0
0
0
0
0
0
0
0
0
0
0
0
0
0
0
0
0
0
0
0
0
0
0
0
0
0
0
0
0
0
0
0
0
0
0
0
0
0
0
0
0
0
0
0
0
0
0
0
0
0
0
0
0
0
0
0
0
0
0
0
0
0
0
0
0
0
0
0
0
0
0
0
0
0
0
0
0
0
0
0
0
0
0
0
0
0
0
0
0
0
0
0
0
0
0
0
0
0
0
0
0
0
0
0
0
0
0
0
0
0
0
0
0
0
0
0
0
0
0
0
0
0
0
0
0
0
0
0
0
0
0
0
0
0
0
0
0
0
0
0
0
0
0
0
0
0
0
0
0
0
0
0
0
0
0
0
0
0
0
0
0
0
0
0
0
0
0
0
0
0
0
0
0
0
0
0
0
0
0
0
0
0
0
0
0
0
0
0
0
0
0
0
0
0
0
0
0
0
0
0
0
0
0
0
0
0
0
0
0
0
0
0
0
0
0
0
0
0
0
0
0
0
0
0
0
0
0
0
0
0
0
0
0
0
0
0
0
0
0
0
0
0
0
0
0
0
0
0
0
0
0
0
0
0
0
0
0
0
0
0
0
0
0
0
0
0
0
0
0
0
0
0
0
0
0
0
0
0
0
0
0
0
0
0
0
0
0
0
0
0
0
0
0
0
0
0
0
0
0
0
0
0
0
0
0
0
0
0
0
0
0
0
0
0
0
0
0
0
0
0
0
0
0
0
0
0
0
0
0
0
0
0
0
0
0
0
0
0
0
0
0
0
0
0
0
0
0
0
0
0
0
0
0
0
0
0
0
0
0
0
0
0
0
0
0
0
0
0
0
0
0
0
0
0
0
0
0
0
0
0
0
0
0
0
0
0
0
0
0
0
0
0
0
0
0
0
0
0
0
0
0
0
0
0
0
0
0
0
0
0
0
0
0
0
0
0
0
0
0
0
0
0
0
0
0
0
0
0
0
0
0
0
0
0
0
0
0
0
0
0
0
0
0
0
0
0
0
0
0
0
0
0
0
0
0
0
0
0
0
0
0
0
0
0
0
0
0
0
0
0
0
0
0
0
0
0
0
0
0
0
0
0
0
0
0
0
0
0
0
0
0
0
0
0
0
0
0
0
0
0
0
0
0
0
0
0
0
0
0
0
0
0
0
0
0
0
0
0
0
0
0
0
0
0
0
0
0
0
0
0
0
0
0
0
0
0
0
0
0
0
0
0
0
0
0
0
0
0
0
0
0
0
0
0
0
0
0
0
0
0
0
0
0
0
0
0
0
0
0
0
0
0
0
0
0
0
0
0
0
0
0
0
0
0
0
0
0
0
0
0
0
0
0
0
0
0
0
0
0
0
0
0
0
0
0
0
0
0
0
0
0
0
0
0
0
0
0
0
0
0
0
0
0
0
0
0
0
0
0
0
0
0
0
0
0
0
0
0
0
0
0
0
0
0
0
0
0
0
0
0
0
0
0
0
0
0
0
0
0
0
0
0
0
0
0
0
0
0
0
0
0
0
0
0
0
0
0
0
0
0
0
0
0
0
0
0
0
0
0
0
0
0
0
0
0
0
0
0
0
0
0
0
0
0
0
0
0
0
0
0
0
0
0
0
0
0
0
0
0
0
0
0
0
0
0
0
0
0
0
0
0
0
0
0
0
0
0
0
0
0
0
0
0
0
0
0
0
0
0
0
0
0
0
0
0
0
0
0
0
0
0
0
0
0
0
0
0
0
0
0
0
0
0
0
0
0
0
0
0
0
0
0
0
0
0
0
0
0
0
0
0
0
0
0
0
0
0
0
0
0
0
0
0
0
0
0
0
0
0
0
0
0
0
0
0
0
0
0
0
0
0
0
0
0
0
0
0
0
0
0
0
0
0
0
0
0
0
0
0
0
0
0
0
0
0
0
0
0
0
0
0
0
0
0
0
0
0
0
0
0
0
0
0
0
0
0
0
0
0
0
0
0
0
0
0
0
0
0
0
0
0
0
0
0
0
0
0
0
0
0
0
0
0
0
0
0
0
0
0
0
0
0
0
0
0
0
0
0
0
0
0
0
0
0
0
0
0
0
0
0
0
0
0
0
0
0
0
0
0
0
0
0
0
0
0
0
0
0
0
0
0
0
0
0
0
0
0
0
0
0
0
0
0
0
0
0
0
0
0
0
0
0
0
0
0
0
0
0
0
0
0
0
0
0
0
0
0
0
0
0
0
0
0
0
0
0
0
0
0
0
0
0
0
0
0
0
0
0
0
0
0
0
0
0
0
0
0
0
0
0
0
0
0
0
0
0
0
0
0
0
0
0
0
0
0
0
0
0
0
0
0
0
0
0
0
0
0
0
0
0
0
0
0
0
0
0
0
0
0
0
0
0
0
0
0
0
0
0
0
0
0
0
0
0
0
0
0
0
0
0
0
0
0
0
0
0
0
0
0
0
0
0
0
0
0
0
0
0
0
0
0
0
0
0
0
0
0
0
0
0
0
0
0
0
0
0
0
0
0
0
0
0
0
0
0
0
0
0
0
0
0
0
0
0
0
0
0
0
0
0
0
0
0
0
0
0
0
0
0
0
0
0
0
0
0
0
0
0
0
0
0
0
0
0
0
0
0
0
0
0
0
0
0
0
0
0
0
0
0
0
0
0
0
0
0
0
0
0
0
0
0
0
0
0
0
0
0
0
0
0
0
0
0
0
0
0
0
0
0
0
0
0
0
0
0
0
0
0
0
0
0
0
0
0
0
0
0
0
0
0
0
0
0
0
0
0
0
0
0
0
0
0
0
0
0
0
0
0
0
0
0
0
0
0
0
0
0
0
0
0
0
0
0
0
0
0
0
0
0
0
0
0
0
0
0
0
0
0
0
0
0
0
0
0
0
0
0
0
0
0
0
0
0
0
0
0
0
0
0
0
0
0
0
0
0
0
0
0
0
0
0
0
0
0
0
0
0
0
0
0
0
0
0
0
0
0
0
0
0
0
0
0
0
0
0
0
0
0
0
0
0
0
0
0
0
0
0
0
0
0
0
0
0
0
0
0
0
0
0
0
0
0
0
0
0
0
0
0
0
0
0
0
0
0
0
0
0
0
0
0
0
0
0
0
0
0
0
0
0
0
0
0
0
0
0
0
0
0
0
0
0
0
0
0
0
0
0
0
0
0
0
0
0
0
0
0
0
0
0
0
0
0
0
0
0
0
0
0
0
0
0
0
0
0
0
0
0
0
0
0
0
0
0
0
0
0
0
0
0
0
0
0
0
0
0
0
0
0
0
0
0
0
0
0
0
0
0
0
0
0
0
0
0
0
0
0
0
0
0
0
0
0
0
0
0
0
0
0
0
0
0
0
0
0
0
0
0
0
0
0
0
0
0
0
0
0
0
0
0
0
0
0
0
0
0
0
0
0
0
0
0
0
0
0
0
0
0
0
0
0
0
0
0
0
0
0
0
0
0
0
0
0
0
0
0
0
0
0
0
0
0
0
0
0
0
0
0
0
0
0
0
0
0
0
0
0
0
0
0
0
0
0
0
0
0
0
0
0
0
0
0
0
0
0
0
0
0
0
0
0
0
0
0
0
0
0
0
0
0
0
0
0
0
0
0
0
0
0
0
0
0
0
0
0
0
0
0
0
0
0
0
0
0
0
0
0
0
0
0
0
0
0
0
0
0
0
0
0
0
0
0
0
0
0
0
0
0
0
0
0
0
0
0
0
0
0
0
0
0
0
0
0
0
0
0
0
0
0
0
0
0
0
0
0
0
0
0
0
0
0
0
0
0
0
0
0
0
0
0
0
0
0
0
0
0
0
0
0
0
0
0
0
0
0
0
0
0
0
0
0
0
0
0
0
0
0
0
0
0
0
0
0
0
0
0
0
0
0
0
0
0
0
0
0
0
0
0
0
0
0
0
0
0
0
0
0
0
0
0
0
0
0
0
0
0
0
0
0
0
0
0
0
0
0
0
0
0
0
0
0
0
0
0
0
0
0
0
0
0
0
0
0
0
0
0
0
0
0
0
0
0
0
0
0
0
0
0
0
0
0
0
0
0
0
0
0
0
0
0
0
0
0
0
0
0
0
0
0
0
0
0
0
0
0
0
0
0
0
0
0
0
0
0
0
0
0
0
0
0
0
0
0
0
0
0
0
0
0
0
0
0
0
0
0
0
0
0
0
0
0
0
0
0
0
0
0
0
0
0
0
0
0
0
0
0
0
0
0
0
0
0
0
0
0
0
0
0
0
0
0
0
0
0
0
0
0
0
0
0
0
0
0
0
0
0
0
0
0
0
0
0
0
0
0
0
0
0
0
0
0
0
0
0
0
0
0
0
0
0
0
0
0
0
0
0
0
0
0
0
0
0
0
0
0
0
0
0
0
0
0
0
0
0
0
0
0
0
0
0
0
0
0
0
0
0
0
0
0
0
0
0
0
0
0
0
0
0
0
0
0
0
0
0
0
0
0
0
0
0
0
0
0
0
0
0
0
0
0
0
0
0
0
0
0
0
0
0
0
0
0
0
0
0
0
0
0
0
0
0
0
0
0
0
0
0
0
0
0
0
0
0
0
0
0
0
0
0
0
0
0
0
0
0
0
0
0
0
0
0
0
0
0
0
0
0
0
0
0
0
0
0
0
0
0
0
0
0
0
0
0
0
0
0
0
0
0
0
0
0
0
0
0
0
0
0
0
0
0
0
0
0
0
0
0
0
0
0
0
0
0
0
0
0
0
0
0
0
0
0
0
0
0
0
0
0
0
0
0
0
0
0
0
0
0
0
0
0
0
0
0
0
0
0
0
0
0
0
0
0
0
0
0
0
0
0
0
0
0
0
0
0
0
0
0
0
0
0
0
0
0
0
0
0
0
0
0
0
0
0
0
0
0
0
0
0
0
0
0
0
0
0
0
0
0
0
0
0
0
0
0
0
0
0
0
0
0
0
0
0
0
0
0
0
0
0
0
0
0
0
0
0
0
0
0
0
0
0
0
0
0
0
0
0
0
0
0
0
0
0
0
0
0
0
0
0
0
0
0
0
0
0
0
0
0
0
0
0
0
0
0
0
0
0
0
0
0
0
0
0
0
0
0
0
0
0
0
0
0
0
0
0
0
0
0
0
0
0
0
0
0
0
0
0
0
0
0
0
0
0
0
0
0
0
0
0
0
0
0
0
0
0
0
0
0
0
0
0
0
0
0
0
0
0
0
0
0
0
0
0
0
0
0
0
0
0
0
0
0
0
0
0
0
0
0
0
0
0
0
0
0
0
0
0
0
0
0
0
0
0
0
0
0
0
0
0
0
0
0
0
0
0
0
0
0
0
0
0
0
0
0
0
0
0
0
0
0
0
0
0
0
0
0
0
0
0
0
0
0
0
0
0
0
0
0
0
0
0
0
0
0
0
0
0
0
0
0
0
0
0
0
0
0
0
0
0
0
0
0
0
0
0
0
0
0
0
0
0
0
0
0
0
0
0
0
0
0
0
0
0
0
0
0
0
0
0
0
0
0
0
0
0
0
0
0
0
0
0
0
0
0
0
0
0
0
0
0
0
0
0
0
0
0
0
0
0
0
0
0
0
0
0
0
0
0
0
0
0
0
0
0
0
0
0
0
0
0
0
0
0
0
0
0
0
0
0
0
0
0
0
0
0
0
0
0
0
0
0
0
0
0
0
0
0
0
0
0
0
0
0
0
0
0
0
0
0
0
0
0
0
0
0
0
0
0
0
0
0
0
0
0
0
0
0
0
0
0
0
0
0
0
0
0
0
0
0
0
0
0
0
0
0
0
0
0
0
0
0
0
0
0
0
0
0
0
0
0
0
0
0
0
0
0
0
0
0
0
0
0
0
0
0
0
0
0
0
0
0
0
0
0
0
0
0
0
0
0
0
0
0
0
0
0
0
0
0
0
0
0
0
0
0
0
0
0
0
0
0
0
0
0
0
0
0
0
0
0
0
0
0
0
0
0
0
0
0
0
0
0
0
0
0
0
0
0
0
0
0
0
0
0
0
0
0
0
0
0
0
0
0
0
0
0
0
0
0
0
0
0
0
0
0
0
0
0
0
0
0
0
0
0
0
0
0
0
0
0
0
0
0
0
0
0
0
0
0
0
0
0
0
0
0
0
0
0
0
0
0
0
0
0
0
0
0
0
0
0
0
0
0
0
0
0
0
0
0
0
0
0
0
0
0
0
0
0
0
0
0
0
0
0
0
0
0
0
0
0
0
0
0
0
0
0
0
0
0
0
0
0
0
0
0
0
0
0
0
0
0
0
0
0
0
0
0
0
0
0
0
0
0
0
0
0
0
0
0
0
0
0
0
0
0
0
0
0
0
0
0
0
0
0
0
0
0
0
0
0
0
0
0
0
0
0
0
0
0
0
0
0
0
0
0
0
0
0
0
0
0
0
0
0
0
0
0
0
0
0
0
0
0
0
0
0
0
0
0
0
0
0
0
0
0
0
0
0
0
0
0
0
0
0
0
0
0
0
0
0
0
0
0
0
0
0
0
0
0
0
0
0
0
0
0
0
0
0
0
0
0
0
0
0
0
0
0
0
0
0
0
0
0
0
0
0
0
0
0
0
0
0
0
0
0
0
0
0
0
0
0
0
0
0
0
0
0
0
0
0
0
0
0
0
0
0
0
0
0
0
0
0
0
0
0
0
0
0
0
0
0
0
0
0
0
0
0
0
0
0
0
0
0
0
0
0
0
0
0
0
0
0
0
0
0
0
0
0
0
0
0
0
0
0
0
0
0
0
0
0
0
0
0
0
0
0
0
0
0
0
0
0
0
0
0
0
0
0
0
0
0
0
0
0
0
0
0
0
0
0
0
0
0
0
0
0
0
0
0
0
0
0
0
0
0
0
0
0
0
0
0
0
0
0
0
0
0
0
0
0
0
0
0
0
0
0
0
0
0
0
0
0
0
0
0
0
0
0
0
0
0
0
0
0
0
0
0
0
0
0
0
0
0
0
0
0
0
0
0
0
0
0
0
0
0
0
0
0
0
0
0
0
0
0
0
0
0
0
0
0
0
0
0
0
0
0
0
0
0
0
0
0
0
0
0
0
0
0
0
0
0
0
0
0
0
0
0
0
0
0
0
0
0
0
0
0
0
0
0
0
0
0
0
0
0
0
0
0
0
0
0
0
0
0
0
0
0
0
0
0
0
0
0
0
0
0
0
0
0
0
0
0
0
0
0
0
0
0
0
0
0
0
0
0
0
0
0
0
0
0
0
0
0
0
0
0
0
0
0
0
0
0
0
0
0
0
0
0
0
0
0
0
0
0
0
0
0
0
0
0
0
0
0
0
0
0
0
0
0
0
0
0
0
0
0
0
0
0
0
0
0
0
0
0
0
0
0
0
0
0
0
0
0
0
0
0
0
0
0
0
0
0
0
0
0
0
0
0
0
0
0
0
0
0
0
0
0
0
0
0
0
0
0
0
0
0
0
0
0
0
0
0
0
0
0
0
0
0
0
0
0
0
0
0
0
0
0
0
0
0
0
0
0
0
0
0
0
0
0
0
0
0
0
0
0
0
0
0
0
0
0
0
0
0
0
0
0
0
0
0
0
0
0
0
0
0
0
0
0
0
0
0
0
0
0
0
0
0
0
0
0
0
0
0
0
0
0
0
0
0
0
0
0
0
0
0
0
0
0
0
0
0
0
0
0
0
0
0
0
0
0
0
0
0
0
0
0
0
0
0
0
0
0
0
0
0
0
0
0
0
0
0
0
0
0
0
0
0
0
0
0
0
0
0
0
0
0
0
0
0
0
0
0
0
0
0
0
0
0
0
0
0
0
0
0
0
0
0
0
0
0
0
0
0
0
0
0
0
0
0
0
0
0
0
0
0
0
0
0
0
0
0
0
0
0
0
0
0
0
0
0
0
0
0
0
0
0
0
0
0
0
0
0
0
0
0
0
0
0
0
0
0
0
0
0
0
0
0
0
0
0
0
0
0
0
0
0
0
0
0
0
0
0
0
0
0
0
0
0
0
0
0
0
0
0
0
0
0
0
0
0
0
0
0
0
0
0
0
0
0
0
0
0
0
0
0
0
0
0
0
0
0
0
0
0
0
0
0
0
0
0
0
0
0
0
0
0
0
0
0
0
0
0
0
0
0
0
0
0
0
0
0
0
0
0
0
0
0
0
0
0
0
0
0
0
0
0
0
0
0
0
0
0
0
0
0
0
0
0
0
0
0
0
0
0
0
0
0
0
0
0
0
0
0
0
0
0
0
0
0
0
0
0
0
0
0
0
0
0
0
0
0
0
0
0
0
0
0
0
0
0
0
0
0
0
0
0
0
0
0
0
0
0
0
0
0
0
0
0
0
0
0
0
0
0
0
0
0
0
0
0
0
0
0
0
0
0
0
0
0
0
0
0
0
0
0
0
0
0
0
0
0
0
0
0
0
0
0
0
0
0
0
0
0
0
0
0
0
0
0
0
0
0
0
0
0
0
0
0
0
0
0
0
0
0
0
0
0
0
0
0
0
0
0
0
0
0
0
0
0
0
0
0
0
0
0
0
0
0
0
0
0
0
0
0
0
0
0
0
0
0
0
0
0
0
0
0
0
0
0
0
0
0
0
0
0
0
0
0
0
0
0
0
0
0
0
0
0
0
0
0
0
0
0
0
0
0
0
0
0
0
0
0
0
0
0
0
0
0
0
0
0
0
0
0
0
0
0
0
0
0
0
0
0
0
0
0
0
0
0
0
0
0
0
0
0
0
0
0
0
0
0
0
0
0
0
0
0
0
0
0
0
0
0
0
0
0
0
0
0
0
0
0
0
0
0
0
0
0
0
0
0
0
0
0
0
0
0
0
0
0
0
0
0
0
0
0
0
0
0
0
0
0
0
0
0
0
0
0
0
0
0
0
0
0
0
0
0
0
0
0
0
0
0
0
0
0
0
0
0
0
0
0
0
0
0
0
0
0
0
0
0
0
0
0
0
0
0
0
0
0
0
0
0
0
0
0
0
0
0
0
0
0
0
0
0
0
0
0
0
0
0
0
0
0
0
0
0
0
0
0
0
0
0
0
0
0
0
0
0
0
0
0
0
0
0
0
0
0
0
0
0
0
0
0
0
0
0
0
0
0
0
0
0
0
0
0
0
0
0
0
0
0
0
0
0
0
0
0
0
0
0
0
0
0
0
0
0
0
0
0
0
0
0
0
0
0
0
0
0
0
0
0
0
0
0
0
0
0
0
0
0
0
0
0
0
0
0
0
0
0
0
0
0
0
0
0
0
0
0
0
0
0
0
0
0
0
0
0
0
0
0
0
0
0
0
0
0
0
0
0
0
0
0
0
0
0
0
0
0
0
0
0
0
0
0
0
0
0
0
0
0
0
0
0
0
0
0
0
0
0
0
0
0
0
0
0
0
0
0
0
0
0
0
0
0
0
0
0
0
0
0
0
0
0
0
0
0
0
0
0
0
0
0
0
0
0
0
0
0
0
0
0
0
0
0
0
0
0
0
0
0
0
0
0
0
0
0
0
0
0
0
0
0
0
0
0
0
0
0
0
0
0
0
0
0
0
0
0
0
0
0
0
0
0
0
0
0
0
0
0
0
0
0
0
0
0
0
0
0
0
0
0
0
0
0
0
0
0
0
0
0
0
0
0
0
0
0
0
0
0
0
0
0
0
0
0
0
0
0
0
0
0
0
0
0
0
0
0
0
0
0
0
0
0
0
0
0
0
0
0
0
0
0
0
0
0
0
0
0
0
0
0
0
0
0
0
0
0
0
0
0
0
0
0
0
0
0
0
0
0
0
0
0
0
0
0
0
0
0
0
0
0
0
0
0
0
0
0
0
0
0
0
0
0
0
0
0
0
0
0
0
0
0
0
0
0
0
0
0
0
0
0
0
0
0
0
0
0
0
0
0
0
0
0
0
0
0
0
0
0
0
0
0
0
0
0
0
0
0
0
0
0
0
0
0
0
0
0
0
0
0
0
0
0
0
0
0
0
0
0
0
0
0
0
0
0
0
0
0
0
0
0
0
0
0
0
0
0
0
0
0
0
0
0
0
0
0
0
0
0
0
0
0
0
0
0
0
0
0
0
0
0
0
0
0
0
0
0
0
0
0
0
0
0
0
0
0
0
0
0
0
0
0
0
0
0
0
0
0
0
0
0
0
0
0
0
0
0
0
0
0
0
0
0
0
0
0
0
0
0
0
0
0
0
0
0
0
0
0
0
0
0
0
0
0
0
0
0
0
0
0
0
0
0
0
0
0
0
0
0
0
0
0
0
0
0
0
0
0
0
0
0
0
0
0
0
0
0
0
0
0
0
0
0
0
0
0
0
0
0
0
0
0
0
0
0
0
0
0
0
0
0
0
0
0
0
0
0
0
0
0
0
0
0
0
0
0
0
0
0
0
0
0
0
0
0
0
0
0
0
0
0
0
0
0
0
0
0
0
0
0
0
0
0
0
0
0
0
0
0
0
0
0
0
0
0
0
0
0
0
0
0
0
0
0
0
0
0
0
0
0
0
0
0
0
0
0
0
0
0
0
0
0
0
0
0
0
0
0
0
0
0
0
0
0
0
0
0
0
0
0
0
0
0
0
0
0
0
0
0
0
0
0
0
0
0
0
0
0
0
0
0
0
0
0
0
0
0
0
0
0
0
0
0
0
0
0
0
0
0
0
0
0
0
0
0
0
0
0
0
0
0
0
0
0
0
0
0
0
0
0
0
0
0
0
0
0
0
0
0
0
0
0
0
0
0
0
0
0
0
0
0
0
0
0
0
0
0
0
0
0
0
0
0
0
0
0
0
0
0
0
0
0
0
0
0
0
0
0
0
0
0
0
0
0
0
0
0
0
0
0
0
0
0
0
0
0
0
0
0
0
0
0
0
0
0
0
0
0
0
0
0
0
0
0
0
0
0
0
0
0
0
0
0
0
0
0
0
0
0
0
0
0
0
0
0
0
0
0
0
0
0
0
0
0
0
0
0
0
0
0
0
0
0
0
0
0
0
0
0
0
0
0
0
0
0
0
0
0
0
0
0
0
0
0
0
0
0
0
0
0
0
0
0
0
0
0
0
0
0
0
0
0
0
0
0
0
0
0
0
0
0
0
0
0
0
0
0
0
0
0
0
0
0
0
0
0
0
0
0
0
0
0
0
0
0
0
0
0
0
0
0
0
0
0
0
0
0
0
0
0
0
0
0
0
0
0
0
0
0
0
0
0
0
0
0
0
0
0
0
0
0
0
0
0
0
0
0
0
0
0
0
0
0
0
0
0
0
0
0
0
0
0
0
0
0
0
0
0
0
0
0
0
0
0
0
0
0
0
0
0
0
0
0
0
0
0
0
0
0
0
0
0
0
0
0
0
0
0
0
0
0
0
0
0
0
0
0
0
0
0
0
0
0
0
0
0
0
0
0
0
0
0
0
0
0
0
0
0
0
0
0
0
0
0
0
0
0
0
0
0
0
0
0
0
0
0
0
0
0
0
0
0
0
0
0
0
0
0
0
0
0
0
0
0
0
0
0
0
0
0
0
0
0
0
0
0
0
0
0
0
0
0
0
0
0
0
0
0
0
0
0
0
0
0
0
0
0
0
0
0
0
0
0
0
0
0
0
0
0
0
0
0
0
0
0
0
0
0
0
0
0
0
0
0
0
0
0
0
0
0
0
0
0
0
0
0
0
0
0
0
0
0
0
0
0
0
0
0
0
0
0
0
0
0
0
0
0
0
0
0
0
0
0
0
0
0
0
0
0
0
0
0
0
0
0
0
0
0
0
0
0
0
0
0
0
0
0
0
0
0
0
0
0
0
0
0
0
0
0
0
0
0
0
0
0
0
0
0
0
0
0
0
0
0
0
0
0
0
0
0
0
0
0
0
0
0
0
0
0
0
0
0
0
0
0
0
0
0
0
0
0
0
0
0
0
0
0
0
0
0
0
0
0
0
0
0
0
0
0
0
0
0
0
0
0
0
0
0
0
0
0
0
0
0
0
0
0
0
0
0
0
0
0
0
0
0
0
0
0
0
0
0
0
0
0
0
0
0
0
0
0
0
0
0
0
0
0
0
0
0
0
0
0
0
0
0
0
0
0
0
0
0
0
0
0
0
0
0
0
0
0
0
0
0
0
0
0
0
0
0
0
0
0
0
0
0
0
0
0
0
0
0
0
0
0
0
0
0
0
0
0
0
0
0
0
0
0
0
0
0
0
0
0
0
0
0
0
0
0
0
0
0
0
0
0
0
0
0
0
0
0
0
0
0
0
0
0
0
0
0
0
0
0
0
0
0
0
0
0
0
0
0
0
0
0
0
0
0
0
0
0
0
0
0
0
0
0
0
0
0
0
0
0
0
0
0
0
0
0
0
0
0
0
0
0
0
0
0
0
0
0
0
0
0
0
0
0
0
0
0
0
0
0
0
0
0
0
0
0
0
0
0
0
0
0
0
0
0
0
0
0
0
0
0
0
0
0
0
0
0
0
0
0
0
0
0
0
0
0
0
0
0
0
0
0
0
0
0
0
0
0
0
0
0
0
0
0
0
0
0
0
0
0
0
0
0
0
0
0
0
0
0
0
0
0
0
0
0
0
0
0
0
0
0
0
0
0
0
0
0
0
0
0
0
0
0
0
0
0
0
0
0
0
0
0
0
0
0
0
0
0
0
0
0
0
0
0
0
0
0
0
0
0
0
0
0
0
0
0
0
0
0
0
0
0
0
0
0
0
0
0
0
0
0
0
0
0
0
0
0
0
0
0
0
0
0
0
0
0
0
0
0
0
0
0
0
0
0
0
0
0
0
0
0
0
0
0
0
0
0
0
0
0
0
0
0
0
0
0
0
0
0
0
0
0
0
0
0
0
0
0
0
0
0
0
0
0
0
0
0
0
0
0
0
0
0
0
0
0
0
0
0
0
0
0
0
0
0
0
0
0
0
0
0
0
0
0
0
0
0
0
0
0
0
0
0
0
0
0
0
0
0
0
0
0
0
0
0
0
0
0
0
0
0
0
0
0
0
0
0
0
0
0
0
0
0
0
0
0
0
0
0
0
0
0
0
0
0
0
0
0
0
0
0
0
0
0
0
0
0
0
0
0
0
0
0
0
0
0
0
0
0
0
0
0
0
0
0
0
0
0
0
0
0
0
0
0
0
0
0
0
0
0
0
0
0
0
0
0
0
0
0
0
0
0
0
0
0
0
0
0
0
0
0
0
0
0
0
0
0
0
0
0
0
0
0
0
0
0
0
0
0
0
0
0
0
0
0
0
0
0
0
0
0
0
0
0
0
0
0
0
0
0
0
0
0
0
0
0
0
0
0
0
0
0
0
0
0
0
0
0
0
0
0
0
0
0
0
0
0
0
0
0
0
0
0
0
0
0
0
0
0
0
0
0
0
0
0
0
0
0
0
0
0
0
0
0
0
0
0
0
0
0
0
0
0
0
0
0
0
0
0
0
0
0
0
0
0
0
0
0
0
0
0
0
0
0
0
0
0
0
0
0
0
0
0
0
0
0
0
0
0
0
0
0
0
0
0
0
0
0
0
0
0
0
0
0
0
0
0
0
0
0
0
0
0
0
0
0
0
0
0
0
0
0
0
0
0
0
0
0
0
0
0
0
0
0
0
0
0
0
0
0
0
0
0
0
0
0
0
0
0
0
0
0
0
0
0
0
0
0
0
0
0
0
0
0
0
0
0
0
0
0
0
0
0
0
0
0
0
0
0
0
0
0
0
0
0
0
0
0
0
0
0
0
0
0
0
0
0
0
0
0
0
0
0
0
0
0
0
0
0
0
0
0
0
0
0
0
0
0
0
0
0
0
0
0
0
0
0
0
0
0
0
0
0
0
0
0
0
0
0
0
0
0
0
0
0
0
0
0
0
0
0
0
0
0
0
0
0
0
0
0
0
0
0
0
0
0
0
0
0
0
0
0
0
0
0
0
0
0
0
0
0
0
0
0
0
0
0
0
0
0
0
0
0
0
0
0
0
0
0
0
0
0
0
0
0
0
0
0
0
0
0
0
0
0
0
0
0
0
0
0
0
0
0
0
0
0
0
0
0
0
0
0
0
0
0
0
0
0
0
0
0
0
0
0
0
0
0
0
0
0
0
0
0
0
0
0
0
0
0
0
0
0
0
0
0
0
0
0
0
0
0
0
0
0
0
0
0
0
0
0
0
0
0
0
0
0
0
0
0
0
0
0
0
0
0
0
0
0
0
0
0
0
0
0
0
0
0
0
0
0
0
0
0
0
0
0
0
0
0
0
0
0
0
0
0
0
0
0
0
0
0
0
0
0
0
0
0
0
0
0
0
0
0
0
0
0
0
0
0
0
0
0
0
0
0
0
0
0
0
0
0
0
0
0
0
0
0
0
0
0
0
0
0
0
0
0
0
0
0
0
0
0
0
0
0
0
0
0
0
0
0
0
0
0
0
0
0
0
0
0
0
0
0
0
0
0
0
0
0
0
0
0
0
0
0
0
0
0
0
0
0
0
0
0
0
0
0
0
0
0
0
0
0
0
0
0
0
0
0
0
0
0
0
0
0
0
0
0
0
0
0
0
0
0
0
0
0
0
0
0
0
0
0
0
0
0
0
0
0
0
0
0
0
0
0
0
0
0
0
0
0
0
0
0
0
0
0
0
0
0
0
0
0
0
0
0
0
0
0
0
0
0
0
0
0
0
0
0
0
0
0
0
0
0
0
0
0
0
0
0
0
0
0
0
0
0
0
0
0
0
0
0
0
0
0
0
0
0
0
0
0
0
0
0
0
0
0
0
0
0
0
0
0
0
0
0
0
0
0
0
0
0
0
0
0
0
0
0
0
0
0
0
0
0
0
0
0
0
0
0
0
0
0
0
0
0
0
0
0
0
0
0
0
0
0
0
0
0
0
0
0
0
0
0
0
0
0
0
0
0
0
0
0
0
0
0
0
0
0
0
0
0
0
0
0
0
0
0
0
0
0
0
0
0
0
0
0
0
0
0
0
0
0
0
0
0
0
0
0
0
0
0
0
0
0
0
0
0
0
0
0
0
0
0
0
0
0
0
0
0
0
0
0
0
0
0
0
0
0
0
0
0
0
0
0
0
0
0
0
0
0
0
0
0
0
0
0
0
0
0
0
0
0
0
0
0
0
0
0
0
0
0
0
0
0
0
0
0
0
0
0
0
0
0
0
0
0
0
0
0
0
0
0
0
0
0
0
0
0
0
0
0
0
0
0
0
0
0
0
0
0
0
0
0
0
0
0
0
0
0
0
0
0
0
0
0
0
0
0
0
0
0
0
0
0
0
0
0
0
0
0
0
0
0
0
0
0
0
0
0
0
0
0
0
0
0
0
0
0
0
0
0
0
0
0
0
0
0
0
0
0
0
0
0
0
0
0
0
0
0
0
0
0
0
0
0
0
0
0
0
0
0
0
0
0
0
0
0
0
0
0
0
0
0
0
0
0
0
0
0
0
0
0
0
0
0
0
0
0
0
0
0
0
0
0
0
0
0
0
0
0
0
0
0
0
0
0
0
0
0
0
0
0
0
0
0
0
0
0
0
0
0
0
0
0
0
0
0
0
0
0
0
0
0
0
0
0
0
0
0
0
0
0
0
0
0
0
0
0
0
0
0
0
0
0
0
0
0
0
0
0
0
0
0
0
0
0
0
0
0
0
0
0
0
0
0
0
0
0
0
0
0
0
0
0
0
0
0
0
0
0
0
0
0
0
0
0
0
0
0
0
0
0
0
0
0
0
0
0
0
0
0
0
0
0
0
0
0
0
0
0
0
0
0
0
0
0
0
0
0
0
0
0
0
0
0
0
0
0
0
0
0
0
0
0
0
0
0
0
0
0
0
0
0
0
0
0
0
0
0
0
0
0
0
0
0
0
0
0
0
0
0
0
0
0
0
0
0
0
0
0
0
0
0
0
0
0
0
0
0
0
0
0
0
0
0
0
0
0
0
0
0
0
0
0
0
0
0
0
0
0
0
0
0
0
0
0
0
0
0
0
0
0
0
0
0
0
0
0
0
0
0
0
0
0
0
0
0
0
0
0
0
0
0
0
0
0
0
0
0
0
0
0
0
0
0
0
0
0
0
0
0
0
0
0
0
0
0
0
0
0
0
0
0
0
0
0
0
0
0
0
0
0
0
0
0
0
0
0
0
0
0
0
0
0
0
0
0
0
0
0
0
0
0
0
0
0
0
0
0
0
0
0
0
0
0
0
0
0
0
0
0
0
0
0
0
0
0
0
0
0
0
0
0
0
0
0
0
0
0
0
0
0
0
0
0
0
0
0
0
0
0
0
0
0
0
0
0
0
0
0
0
0
0
0
0
0
0
0
0
0
0
0
0
0
0
0
0
0
0
0
0
0
0
0
0
0
0
0
0
0
0
0
0
0
0
0
0
0
0
0
0
0
0
0
0
0
0
0
0
0
0
0
0
0
0
0
0
0
0
0
0
0
0
0
0
0
0
0
0
0
0
0
0
0
0
0
0
0
0
0
0
0
0
0
0
0
0
0
0
0
0
0
0
0
0
0
0
0
0
0
0
0
0
0
0
0
0
0
0
0
0
0
0
0
0
0
0
0
0
0
0
0
0
0
0
0
0
0
0
0
0
0
0
0
0
0
0
0
0
0
0
0
0
0
0
0
0
0
0
0
0
0
0
0
0
0
0
0
0
0
0
0
0
0
0
0
0
0
0
0
0
0
0
0
0
0
0
0
0
0
0
0
0
0
0
0
0
0
0
0
0
0
0
0
0
0
0
0
0
0
0
0
0
0
0
0
0
0
0
0
0
0
0
0
0
0
0
0
0
0
0
0
0
0
0
0
0
0
0
0
0
0
0
0
0
0
0
0
0
0
0
0
0
0
0
0
0
0
0
0
0
0
0
0
0
0
0
0
0
0
0
0
0
0
0
0
0
0
0
0
0
0
0
0
0
0
0
0
0
0
0
0
0
0
0
0
0
0
0
0
0
0
0
0
0
0
0
0
0
0
0
0
0
0
0
0
0
0
0
0
0
0
0
0
0
0
0
0
0
0
0
0
0
0
0
0
0
0
0
0
0
0
0
0
0
0
0
0
0
0
0
0
0
0
0
0
0
0
0
0
0
0
0
0
0
0
0
0
0
0
0
0
0
0
0
0
0
0
0
0
0
0
0
0
0
0
0
0
0
0
0
0
0
0
0
0
0
0
0
0
0
0
0
0
0
0
0
0
0
0
0
0
0
0
0
0
0
0
0
0
0
0
0
0
0
0
0
0
0
0
0
0
0
0
0
0
0
0
0
0
0
0
0
0
0
0
0
0
0
0
0
0
0
0
0
0
0
0
0
0
0
0
0
0
0
0
0
0
0
0
0
0
0
0
0
0
0
0
0
0
0
0
0
0
0
0
0
0
0
0
0
0
0
0
0
0
0
0
0
0
0
0
0
0
0
0
0
0
0
0
0
0
0
0
0
0
0
0
0
0
0
0
0
0
0
0
0
0
0
0
0
0
0
0
0
0
0
0
0
0
0
0
0
0
0
0
0
0
0
0
0
0
0
0
0
0
0
0
0
0
0
0
0
0
0
0
0
0
0
0
0
0
0
0
0
0
0
0
0
0
0
0
0
0
0
0
0
0
0
0
0
0
0
0
0
0
0
0
0
0
0
0
0
0
0
0
0
0
0
0
0
0
0
0
0
0
0
0
0
0
0
0
0
0
0
0
0
0
0
0
0
0
0
0
0
0
0
0
0
0
0
0
0
0
0
0
0
0
0
0
0
0
0
0
0
0
0
0
0
0
0
0
0
0
0
0
0
0
0
0
0
0
0
0
0
0
0
0
0
0
0
0
0
0
0
0
0
0
0
0
0
0
0
0
0
0
0
0
0
0
0
0
0
0
0
0
0
0
0
0
0
0
0
0
0
0
0
0
0
0
0
0
0
0
0
0
0
0
0
0
0
0
0
0
0
0
0
0
0
0
0
0
0
0
0
0
0
0
0
0
0
0
0
0
0
0
0
0
0
0
0
0
0
0
0
0
0
0
0
0
0
0
0
0
0
0
0
0
0
0
0
0
0
0
0
0
0
0
0
0
0
0
0
0
0
0
0
0
0
0
0
0
0
0
0
0
0
0
0
0
0
0
0
0
0
0
0
0
0
0
0
0
0
0
0
0
0
0
0
0
0
0
0
0
0
0
0
0
0
0
0
0
0
0
0
0
0
0
0
0
0
0
0
0
0
0
0
0
0
0
0
0
0
0
0
0
0
0
0
0
0
0
0
0
0
0
0
0
0
0
0
0
0
0
0
0
0
0
0
0
0
0
0
0
0
0
0
0
0
0
0
0
0
0
0
0
0
0
0
0
0
0
0
0
0
0
0
0
0
0
0
0
0
0
0
0
0
0
0
0
0
0
0
0
0
0
0
0
0
0
0
0
0
0
0
0
0
0
0
0
0
0
0
0
0
0
0
0
0
0
0
0
0
0
0
0
0
0
0
0
0
0
0
0
0
0
0
0
0
0
0
0
0
0
0
0
0
0
0
0
0
0
0
0
0
0
0
0
0
0
0
0
0
0
0
0
0
0
0
0
0
0
0
0
0
0
0
0
0
0
0
0
0
0
0
0
0
0
0
0
0
0
0
0
0
0
0
0
0
0
0
0
0
0
0
0
0
0
0
0
0
0
0
0
0
0
0
0
0
0
0
0
0
0
0
0
0
0
0
0
0
0
0
0
0
0
0
0
0
0
0
0
0
0
0
0
0
0
0
0
0
0
0
0
0
0
0
0
0
0
0
0
0
0
0
0
0
0
0
0
0
0
0
0
0
0
0
0
0
0
0
0
0
0
0
0
0
0
0
0
0
0
0
0
0
0
0
0
0
0
0
0
0
0
0
0
0
0
0
0
0
0
0
0
0
0
0
0
0
0
0
0
0
0
0
0
0
0
0
0
0
0
0
0
0
0
0
0
0
0
0
0
0
0
0
0
0
0
0
0
0
0
0
0
0
0
0
0
0
0
0
0
0
0
0
0
0
0
0
0
0
0
0
0
0
0
0
0
0
0
0
0
0
0
0
0
0
0
0
0
0
0
0
0
0
0
0
0
0
0
0
0
0
0
0
0
0
0
0
0
0
0
0
0
0
0
0
0
0
0
0
0
0
0
0
0
0
0
0
0
0
0
0
0
0
0
0
0
0
0
0
0
0
0
0
0
0
0
0
0
0
0
0
0
0
0
0
0
0
0
0
0
0
0
0
0
0
0
0
0
0
0
0
0
0
0
0
0
0
0
0
0
0
0
0
0
0
0
0
0
0
0
0
0
0
0
0
0
0
0
0
0
0
0
0
0
0
0
0
0
0
0
0
0
0
0
0
0
0
0
0
0
0
0
0
0
0
0
0
0
0
0
0
0
0
0
0
0
0
0
0
0
0
0
0
0
0
0
0
0
0
0
0
0
0
0
0
0
0
0
0
0
0
0
0
0
0
0
0
0
0
0
0
0
0
0
0
0
0
0
0
0
0
0
0
0
0
0
0
0
0
0
0
0
0
0
0
0
0
0
0
0
0
0
0
0
0
0
0
0
0
0
0
0
0
0
0
0
0
0
0
0
0
0
0
0
0
0
0
0
0
0
0
0
0
0
0
0
0
0
0
0
0
0
0
0
0
0
0
0
0
0
0
0
0
0
0
0
0
0
0
0
0
0
0
0
0
0
0
0
0
0
0
0
0
0
0
0
0
0
0
0
0
0
0
0
0
0
0
0
0
0
0
0
0
0
0
0
0
0
0
0
0
0
0
0
0
0
0
0
0
0
0
0
0
0
0
0
0
0
0
0
0
0
0
0
0
0
0
0
0
0
0
0
0
0
0
0
0
0
0
0
0
0
0
0
0
0
0
0
0
0
0
0
0
0
0
0
0
0
0
0
0
0
0
0
0
0
0
0
0
0
0
0
0
0
0
0
0
0
0
0
0
0
0
0
0
0
0
0
0
0
0
0
0
0
0
0
0
0
0
0
0
0
0
0
0
0
0
0
0
0
0
0
0
0
0
0
0
0
0
0
0
0
0
0
0
0
0
0
0
0
0
0
0
0
0
0
0
0
0
0
0
0
0
0
0
0
0
0
0
0
0
0
0
0
0
0
0
0
0
0
0
0
0
0
0
0
0
0
0
0
0
0
0
0
0
0
0
0
0
0
0
0
0
0
0
0
0
0
0
0
0
0
0
0
0
0
0
0
0
0
0
0
0
0
0
0
0
0
0
0
0
0
0
0
0
0
0
0
0
0
0
0
0
0
0
0
0
0
0
0
0
0
0
0
0
0
0
0
0
0
0
0
0
0
0
0
0
0
0
0
0
0
0
0
0
0
0
0
0
0
0
0
0
0
0
0
0
0
0
0
0
0
0
0
0
0
0
0
0
0
0
0
0
0
0
0
0
0
0
0
0
0
0
0
0
0
0
0
0
0
0
0
0
0
0
0
0
0
0
0
0
0
0
0
0
0
0
0
0
0
0
0
0
0
0
0
0
0
0
0
0
0
0
0
0
0
0
0
0
0
0
0
0
0
0
0
0
0
0
0
0
0
0
0
0
0
0
0
0
0
0
0
0
0
0
0
0
0
0
0
0
0
0
0
0
0
0
0
0
0
0
0
0
0
0
0
0
0
0
0
0
0
0
0
0
0
0
0
0
0
0
0
0
0
0
0
0
0
0
0
0
0
0
0
0
0
0
0
0
0
0
0
0
0
0
0
0
0
0
0
0
0
0
0
0
0
0
0
0
0
0
0
0
0
0
0
0
0
0
0
0
0
0
0
0
0
0
0
0
0
0
0
0
0
0
0
0
0
0
0
0
0
0
0
0
0
0
0
0
0
0
0
0
0
0
0
0
0
0
0
0
0
0
0
0
0
0
0
0
0
0
0
0
0
0
0
0
0
0
0
0
0
0
0
0
0
0
0
0
0
0
0
0
0
0
0
0
0
0
0
0
0
0
0
0
0
0
0
0
0
0
0
0
0
0
0
0
0
0
0
0
0
0
0
0
0
0
0
0
0
0
0
0
0
0
0
0
0
0
0
0
0
0
0
0
0
0
0
0
0
0
0
0
0
0
0
0
0
0
0
0
0
0
0
0
0
0
0
0
0
0
0
0
0
0
0
0
0
0
0
0
0
0
0
0
0
0
0
0
0
0
0
0
0
0
0
0
0
0
0
0
0
0
0
0
0
0
0
0
0
0
0
0
0
0
0
0
0
0
0
0
0
0
0
0
0
0
0
0
0
0
0
0
0
0
0
0
0
0
0
0
0
0
0
0
0
0
0
0
0
0
0
0
0
0
0
0
0
0
0
0
0
0
0
0
0
0
0
0
0
0
0
0
0
0
0
0
0
0
0
0
0
0
0
0
0
0
0
0
0
0
0
0
0
0
0
0
0
0
0
0
0
0
0
0
0
0
0
0
0
0
0
0
0
0
0
0
0
0
0
0
0
0
0
0
0
0
0
0
0
0
0
0
0
0
0
0
0
0
0
0
0
0
0
0
0
0
0
0
0
0
0
0
0
0
0
0
0
0
0
0
0
0
0
0
0
0
0
0
0
0
0
0
0
0
0
0
0
0
0
0
0
0
0
0
0
0
0
0
0
0
0
0
0
0
0
0
0
0
0
0
0
0
0
0
0
0
0
0
0
0
0
0
0
0
0
0
0
0
0
0
0
0
0
0
0
0
0
0
0
0
0
0
0
0
0
0
0
0
0
0
0
0
0
0
0
0
0
0
0
0
0
0
0
0
0
0
0
0
0
0
0
0
0
0
0
0
0
0
0
0
0
0
0
0
0
0
0
0
0
0
0
0
0
0
0
0
0
0
0
0
0
0
0
0
0
0
0
0
0
0
0
0
0
0
0
0
0
0
0
0
0
0
0
0
0
0
0
0
0
0
0
0
0
0
0
0
0
0
0
0
0
0
0
0
0
0
0
0
0
0
0
0
0
0
0
0
0
0
0
0
0
0
0
0
0
0
0
0
0
0
0
0
0
0
0
0
0
0
0
0
0
0
0
0
0
0
0
0
0
0
0
0
0
0
0
0
0
0
0
0
0
0
0
0
0
0
0
0
0
0
0
0
0
0
0
0
0
0
0
0
0
0
0
0
0
0
0
0
0
0
0
0
0
0
0
0
0
0
0
0
0
0
0
0
0
0
0
0
0
0
0
0
0
0
0
0
0
0
0
0
0
0
0
0
0
0
0
0
0
0
0
0
0
0
0
0
0
0
0
0
0
0
0
0
0
0
0
0
0
0
0
0
0
0
0
0
0
0
0
0
0
0
0
0
0
0
0
0
0
0
0
0
0
0
0
0
0
0
0
0
0
0
0
0
0
0
0
0
0
0
0
0
0
0
0
0
0
0
0
0
0
0
0
0
0
0
0
0
0
0
0
0
0
0
0
0
0
0
0
0
0
0
0
0
0
0
0
0
0
0
0
0
0
0
0
0
0
0
0
0
0
0
0
0
0
0
0
0
0
0
0
0
0
0
0
0
0
0
0
0
0
0
0
0
0
0
0
0
0
0
0
0
0
0
0
0
0
0
0
0
0
0
0
0
0
0
0
0
0
0
0
0
0
0
0
0
0
0
0
0
0
0
0
0
0
0
0
0
0
0
0
0
0
0
0
0
0
0
0
0
0
0
0
0
0
0
0
0
0
0
0
0
0
0
0
0
0
0
0
0
0
0
0
0
0
0
0
0
0
0
0
0
0
0
0
0
0
0
0
0
0
0
0
0
0
0
0
0
0
0
0
0
0
0
0
0
0
0
0
0
0
0
0
0
0
0
0
0
0
0
0
0
0
0
0
0
0
0
0
0
0
0
0
0
0
0
0
0
0
0
0
0
0
0
0
0
0
0
0
0
0
0
0
0
0
0
0
0
0
0
0
0
0
0
0
0
0
0
0
0
0
0
0
0
0
0
0
0
0
0
0
0
0
0
0
0
0
0
0
0
0
0
0
0
0
0
0
0
0
0
0
0
0
0
0
0
0
0
0
0
0
0
0
0
0
0
0
0
0
0
0
0
0
0
0
0
0
0
0
0
0
0
0
0
0
0
0
0
0
0
0
0
0
0
0
0
0
0
0
0
0
0
0
0
0
0
0
0
0
0
0
0
0
0
0
0
0
0
0
0
0
0
0
0
0
0
0
0
0
0
0
0
0
0
0
0
0
0
0
0
0
0
0
0
0
0
0
0
0
0
0
0
0
0
0
0
0
0
0
0
0
0
0
0
0
0
0
0
0
0
0
0
0
0
0
0
0
0
0
0
0
0
0
0
0
0
0
0
0
0
0
0
0
0
0
0
0
0
0
0
0
0
0
0
0
0
0
0
0
0
0
0
0
0
0
0
0
0
0
0
0
0
0
0
0
0
0
0
0
0
0
0
0
0
0
0
0
0
0
0
0
0
0
0
0
0
0
0
0
0
0
0
0
0
0
0
0
0
0
0
0
0
0
0
0
0
0
0
0
0
0
0
0
0
0
0
0
0
0
0
0
0
0
0
0
0
0
0
0
0
0
0
0
0
0
0
0
0
0
0
0
0
0
0
0
0
0
0
0
0
0
0
0
0
0
0
0
0
0
0
0
0
0
0
0
0
0
0
0
0
0
0
0
0
0
0
0
0
0
0
0
0
0
0
0
0
0
0
0
0
0
0
0
0
0
0
0
0
0
0
0
0
0
0
0
0
0
0
0
0
0
0
0
0
0
0
0
0
0
0
0
0
0
0
0
0
0
0
0
0
0
0
0
0
0
0
0
0
0
0
0
0
0
0
0
0
0
0
0
0
0
0
0
0
0
0
0
0
0
0
0
0
0
0
0
0
0
0
0
0
0
0
0
0
0
0
0
0
0
0
0
0
0
0
0
0
0
0
0
0
0
0
0
0
0
0
0
0
0
0
0
0
0
0
0
0
0
0
0
0
0
0
0
0
0
0
0
0
0
0
0
0
0
0
0
0
0
0
0
0
0
0
0
0
0
0
0
0
0
0
0
0
0
0
0
0
0
0
0
0
0
0
0
0
0
0
0
0
0
0
0
0
0
0
0
0
0
0
0
0
0
0
0
0
0
0
0
0
0
0
0
0
0
0
0
0
0
0
0
0
0
0
0
0
0
0
0
0
0
0
0
0
0
0
0
0
0
0
0
0
0
0
0
0
0
0
0
0
0
0
0
0
0
0
0
0
0
0
0
0
0
0
0
0
0
0
0
0
0
0
0
0
0
0
0
0
0
0
0
0
0
0
0
0
0
0
0
0
0
0
0
0
0
0
0
0
0
0
0
0
0
0
0
0
0
0
0
0
0
0
0
0
0
0
0
0
0
0
0
0
0
0
0
0
0
0
0
0
0
0
0
0
0
0
0
0
0
0
0
0
0
0
0
0
0
0
0
0
0
0
0
0
0
0
0
0
0
0
0
0
0
0
0
0
0
0
0
0
0
0
0
0
0
0
0
0
0
0
0
0
0
0
0
0
0
0
0
0
0
0
0
0
0
0
0
0
0
0
0
0
0
0
0
0
0
0
0
0
0
0
0
0
0
0
0
0
0
0
0
0
0
0
0
0
0
0
0
0
0
0
0
0
0
0
0
0
0
0
0
0
0
0
0
0
0
0
0
0
0
0
0
0
0
0
0
0
0
0
0
0
0
0
0
0
0
0
0
0
0
0
0
0
0
0
0
0
0
0
0
0
0
0
0
0
0
0
0
0
0
0
0
0
0
0
0
0
0
0
0
0
0
0
0
0
0
0
0
0
0
0
0
0
0
0
0
0
0
0
0
0
0
0
0
0
0
0
0
0
0
0
0
0
0
0
0
0
0
0
0
0
0
0
0
0
0
0
0
0
0
0
0
0
0
0
0
0
0
0
0
0
0
0
0
0
0
0
0
0
0
0
0
0
0
0
0
0
0
0
0
0
0
0
0
0
0
0
0
0
0
0
0
0
0
0
0
0
0
0
0
0
0
0
0
0
0
0
0
0
0
0
0
0
0
0
0
0
0
0
0
0
0
0
0
0
0
0
0
0
0
0
0
0
0
0
0
0
0
0
0
0
0
0
0
0
0
0
0
0
0
0
0
0
0
0
0
0
0
0
0
0
0
0
0
0
0
0
0
0
0
0
0
0
0
0
0
0
0
0
0
0
0
0
0
0
0
0
0
0
0
0
0
0
0
0
0
0
0
0
0
0
0
0
0
0
0
0
0
0
0
0
0
0
0
0
0
0
0
0
0
0
0
0
0
0
0
0
0
0
0
0
0
0
0
0
0
0
0
0
0
0
0
0
0
0
0
0
0
0
0
0
0
0
0
0
0
0
0
0
0
0
0
0
0
0
0
0
0
0
0
0
0
0
0
0
0
0
0
0
0
0
0
0
0
0
0
0
0
0
0
0
0
0
0
0
0
0
0
0
0
0
0
0
0
0
0
0
0
0
0
0
0
0
0
0
0
0
0
0
0
0
0
0
0
0
0
0
0
0
0
0
0
0
0
0
0
0
0
0
0
0
0
0
0
0
0
0
0
0
0
0
0
0
0
0
0
0
0
0
0
0
0
0
0
0
0
0
0
0
0
0
0
0
0
0
0
0
0
0
0
0
0
0
0
0
0
0
0
0
0
0
0
0
0
0
0
0
0
0
0
0
0
0
0
0
0
0
0
0
0
0
0
0
0
0
0
0
0
0
0
0
0
0
0
0
0
0
0
0
0
0
0
0
0
0
0
0
0
0
0
0
0
0
0
0
0
0
0
0
0
0
0
0
0
0
0
0
0
0
0
0
0
0
0
0
0
0
0
0
0
0
0
0
0
0
0
0
0
0
0
0
0
0
0
0
0
0
0
0
0
0
0
0
0
0
0
0
0
0
0
0
0
0
0
0
0
0
0
0
0
0
0
0
0
0
0
0
0
0
0
0
0
0
0
0
0
0
0
0
0
0
0
0
0
0
0
0
0
0
0
0
0
0
0
0
0
0
0
0
0
0
0
0
0
0
0
0
0
0
0
0
0
0
0
0
0
0
0
0
0
0
0
0
0
0
0
0
0
0
0
0
0
0
0
0
0
0
0
0
0
0
0
0
0
0
0
0
0
0
0
0
0
0
0
0
0
0
0
0
0
0
0
0
0
0
0
0
0
0
0
0
0
0
0
0
0
0
0
0
0
0
0
0
0
0
0
0
0
0
0
0
0
0
0
0
0
0
0
0
0
0
0
0
0
0
0
0
0
0
0
0
0
0
0
0
0
0
0
0
0
0
0
0
0
0
0
0
0
0
0
0
0
0
0
0
0
0
0
0
0
0
0
0
0
0
0
0
0
0
0
0
0
0
0
0
0
0
0
0
0
0
0
0
0
0
0
0
0
0
0
0
0
0
0
0
0
0
0
0
0
0
0
0
0
0
0
0
0
0
0
0
0
0
0
0
0
0
0
0
0
0
0
0
0
0
0
0
0
0
0
0
0
0
0
0
0
0
0
0
0
0
0
0
0
0
0
0
0
0
0
0
0
0
0
0
0
0
0
0
0
0
0
0
0
0
0
0
0
0
0
0
0
0
0
0
0
0
0
0
0
0
0
0
0
0
0
0
0
0
0
0
0
0
0
0
0
0
0
0
0
0
0
0
0
0
0
0
0
0
0
0
0
0
0
0
0
0
0
0
0
0
0
0
0
0
0
0
0
0
0
0
0
0
0
0
0
0
0
0
0
0
0
0
0
0
0
0
0
0
0
0
0
0
0
0
0
0
0
0
0
0
0
0
0
0
0
0
0
0
0
0
0
0
0
0
0
0
0
0
0
0
0
0
0
0
0
0
0
0
0
0
0
0
0
0
0
0
0
0
0
0
0
0
0
0
0
0
0
0
0
0
0
0
0
0
0
0
0
0
0
0
0
0
0
0
0
0
0
0
0
0
0
0
0
0
0
0
0
0
0
0
0
0
0
0
0
0
0
0
0
0
0
0
0
0
0
0
0
0
0
0
0
0
0
0
0
0
0
0
0
0
0
0
0
0
0
0
0
0
0
0
0
0
0
0
0
0
0
0
0
0
0
0
0
0
0
0
0
0
0
0
0
0
0
0
0
0
0
0
0
0
0
0
0
0
0
0
0
0
0
0
0
0
0
0
0
0
0
0
0
0
0
0
0
0
0
0
0
0
0
0
0
0
0
0
0
0
0
0
0
0
0
0
0
0
0
0
0
0
0
0
0
0
0
0
0
0
0
0
0
0
0
0
0
0
0
0
0
0
0
0
0
0
0
0
0
0
0
0
0
0
0
0
0
0
0
0
0
0
0
0
0
0
0
0
0
0
0
0
0
0
0
0
0
0
0
0
0
0
0
0
0
0
0
0
0
0
0
0
0
0
0
0
0
0
0
0
0
0
0
0
0
0
0
0
0
0
0
0
0
0
0
0
0
0
0
0
0
0
0
0
0
0
0
0
0
0
0
0
0
0
0
0
0
0
0
0
0
0
0
0
0
0
0
0
0
0
0
0
0
0
0
0
0
0
0
0
0
0
0
0
0
0
0
0
0
0
0
0
0
0
0
0
0
0
0
0
0
0
0
0
0
0
0
0
0
0
0
0
0
0
0
0
0
0
0
0
0
0
0
0
0
0
0
0
0
0
0
0
0
0
0
0
0
0
0
0
0
0
0
0
0
0
0
0
0
0
0
0
0
0
0
0
0
0
0
0
0
0
0
0
0
0
0
0
0
0
0
0
0
0
0
0
0
0
0
0
0
0
0
0
0
0
0
0
0
0
0
0
0
0
0
0
0
0
0
0
0
0
0
0
0
0
0
0
0
0
0
0
0
0
0
0
0
0
0
0
0
0
0
0
0
0
0
0
0
0
0
0
0
0
0
0
0
0
0
0
0
0
0
0
0
0
0
0
0
0
0
0
0
0
0
0
0
0
0
0
0
0
0
0
0
0
0
0
0
0
0
0
0
0
0
0
0
0
0
0
0
0
0
0
0
0
0
0
0
0
0
0
0
0
0
0
0
0
0
0
0
0
0
0
0
0
0
0
0
0
0
0
0
0
0
0
0
0
0
0
0
0
0
0
0
0
0
0
0
0
0
0
0
0
0
0
0
0
0
0
0
0
0
0
0
0
0
0
0
0
0
0
0
0
0
0
0
0
0
0
0
0
0
0
0
0
0
0
0
0
0
0
0
0
0
0
0
0
0
0
0
0
0
0
0
0
0
0
0
0
0
0
0
0
0
0
0
0
0
0
0
0
0
0
0
0
0
0
0
0
0
0
0
0
0
0
0
0
0
0
0
0
0
0
0
0
0
0
0
0
0
0
0
0
0
0
0
0
0
0
0
0
0
0
0
0
0
0
0
0
0
0
0
0
0
0
0
0
0
0
0
0
0
0
0
0
0
0
0
0
0
0
0
0
0
0
0
0
0
0
0
0
0
0
0
0
0
0
0
0
0
0
0
0
0
0
0
0
0
0
0
0
0
0
0
0
0
0
0
0
0
0
0
0
0
0
0
0
0
0
0
0
0
0
0
0
0
0
0
0
0
0
0
0
0
0
0
0
0
0
0
0
0
0
0
0
0
0
0
0
0
0
0
0
0
0
0
0
0
0
0
0
0
0
0
0
0
0
0
0
0
0
0
0
0
0
0
0
0
0
0
0
0
0
0
0
0
0
0
0
0
0
0
0
0
0
0
0
0
0
0
0
0
0
0
0
0
0
0
0
0
0
0
0
0
0
0
0
0
0
0
0
0
0
0
0
0
0
0
0
0
0
0
0
0
0
0
0
0
0
0
0
0
0
0
0
0
0
0
0
0
0
0
0
0
0
0
0
0
0
0
0
0
0
0
0
0
0
0
0
0
0
0
0
0
0
0
0
0
0
0
0
0
0
0
0
0
0
0
0
0
0
0
0
0
0
0
0
0
0
0
0
0
0
0
0
0
0
0
0
0
0
0
0
0
0
0
0
0
0
0
0
0
0
0
0
0
0
0
0
0
0
0
0
0
0
0
0
0
0
0
0
0
0
0
0
0
0
0
0
0
0
0
0
0
0
0
0
0
0
0
0
0
0
0
0
0
0
0
0
0
0
0
0
0
0
0
0
0
0
0
0
0
0
0
0
0
0
0
0
0
0
0
0
0
0
0
0
0
0
0
0
0
0
0
0
0
0
0
0
0
0
0
0
0
0
0
0
0
0
0
0
0
0
0
0
0
0
0
0
0
0
0
0
0
0
0
0
0
0
0
0
0
0
0
0
0
0
0
0
0
0
0
0
0
0
0
0
0
0
0
0
0
0
0
0
0
0
0
0
0
0
0
0
0
0
0
0
0
0
0
0
0
0
0
0
0
0
0
0
0
0
0
0
0
0
0
0
0
0
0
0
0
0
0
0
0
0
0
0
0
0
0
0
0
0
0
0
0
0
0
0
0
0
0
0
0
0
0
0
0
0
0
0
0
0
0
0
0
0
0
0
0
0
0
0
0
0
0
0
0
0
0
0
0
0
0
0
0
0
0
0
0
0
0
0
0
0
0
0
0
0
0
0
0
0
0
0
0
0
0
0
0
0
0
0
0
0
0
0
0
0
0
0
0
0
0
0
0
0
0
0
0
0
0
0
0
0
0
0
0
0
0
0
0
0
0
0
0
0
0
0
0
0
0
0
0
0
0
0
0
0
0
0
0
0
0
0
0
0
0
0
0
0
0
0
0
0
0
0
0
0
0
0
0
0
0
0
0
0
0
0
0
0
0
0
0
0
0
0
0
0
0
0
0
0
0
0
0
0
0
0
0
0
0
0
0
0
0
0
0
0
0
0
0
0
0
0
0
0
0
0
0
0
0
0
0
0
0
0
0
0
0
0
0
0
0
0
0
0
0
0
0
0
0
0
0
0
0
0
0
0
0
0
0
0
0
0
0
0
0
0
0
0
0
0
0
0
0
0
0
0
0
0
0
0
0
0
0
0
0
0
0
0
0
0
0
0
0
0
0
0
0
0
0
0
0
0
0
0
0
0
0
0
0
0
0
0
0
0
0
0
0
0
0
0
0
0
0
0
0
0
0
0
0
0
0
0
0
0
0
0
0
0
0
0
0
0
0
0
0
0
0
0
0
0
0
0
0
0
0
0
0
0
0
0
0
0
0
0
0
0
0
0
0
0
0
0
0
0
0
0
0
0
0
0
0
0
0
0
0
0
0
0
0
0
0
0
0
0
0
0
0
0
0
0
0
0
0
0
0
0
0
0
0
0
0
0
0
0
0
0
0
0
0
0
0
0
0
0
0
0
0
0
0
0
0
0
0
0
0
0
0
0
0
0
0
0
0
0
0
0
0
0
0
0
0
0
0
0
0
0
0
0
0
0
0
0
0
0
0
0
0
0
0
0
0
0
0
0
0
0
0
0
0
0
0
0
0
0
0
0
0
0
0
0
0
0
0
0
0
0
0
0
0
0
0
0
0
0
0
0
0
0
0
0
0
0
0
0
0
0
0
0
0
0
0
0
0
0
0
0
0
0
0
0
0
0
0
0
0
0
0
0
0
0
0
0
0
0
0
0
0
0
0
0
0
0
0
0
0
0
0
0
0
0
0
0
0
0
0
0
0
0
0
0
0
0
0
0
0
0
0
0
0
0
0
0
0
0
0
0
0
0
0
0
0
0
0
0
0
0
0
0
0
0
0
0
0
0
0
0
0
0
0
0
0
0
0
0
0
0
0
0
0
0
0
0
0
0
0
0
0
0
0
0
0
0
0
0
0
0
0
0
0
0
0
0
0
0
0
0
0
0
0
0
0
0
0
0
0
0
0
0
0
0
0
0
0
0
0
0
0
0
0
0
0
0
0
0
0
0
0
0
0
0
0
0
0
0
0
0
0
0
0
0
0
0
0
0
0
0
0
0
0
0
0
0
0
0
0
0
0
0
0
0
0
0
0
0
0
0
0
0
0
0
0
0
0
0
0
0
0
0
0
0
0
0
0
0
0
0
0
0
0
0
0
0
0
0
0
0
0
0
0
0
0
0
0
0
0
0
0
0
0
0
0
0
0
0
0
0
0
0
0
0
0
0
0
0
0
0
0
0
0
0
0
0
0
0
0
0
0
0
0
0
0
0
0
0
0
0
0
0
0
0
0
0
0
0
0
0
0
0
0
0
0
0
0
0
0
0
0
0
0
0
0
0
0
0
0
0
0
0
0
0
0
0
0
0
0
0
0
0
0
0
0
0
0
0
0
0
0
0
0
0
0
0
0
0
0
0
0
0
0
0
0
0
0
0
0
0
0
0
0
0
0
0
0
0
0
0
0
0
0
0
0
0
0
0
0
0
0
0
0
0
0
0
0
0
0
0
0
0
0
0
0
0
0
0
0
0
0
0
0
0
0
0
0
0
0
0
0
0
0
0
0
0
0
0
0
0
0
0
0
0
0
0
0
0
0
0
0
0
0
0
0
0
0
0
0
0
0
0
0
0
0
0
0
0
0
0
0
0
0
0
0
0
0
0
0
0
0
0
0
0
0
0
0
0
0
0
0
0
0
0
0
0
0
0
0
0
0
0
0
0
0
0
0
0
0
0
0
0
0
0
0
0
0
0
0
0
0
0
0
0
0
0
0
0
0
0
0
0
0
0
0
0
0
0
0
0
0
0
0
0
0
0
0
0
0
0
0
0
0
0
0
0
0
0
0
0
0
0
0
0
0
0
0
0
0
0
0
0
0
0
0
0
0
0
0
0
0
0
0
0
0
0
0
0
0
0
0
0
0
0
0
0
0
0
0
0
0
0
0
0
0
0
0
0
0
0
0
0
0
0
0
0
0
0
0
0
0
0
0
0
0
0
0
0
0
0
0
0
0
0
0
0
0
0
0
0
0
0
0
0
0
0
0
0
0
0
0
0
0
0
0
0
0
0
0
0
0
0
0
0
0
0
0
0
0
0
0
0
0
0
0
0
0
0
0
0
0
0
0
0
0
0
0
0
0
0
0
0
0
0
0
0
0
0
0
0
0
0
0
0
0
0
0
0
0
0
0
0
0
0
0
0
0
0
0
0
0
0
0
0
0
0
0
0
0
0
0
0
0
0
0
0
0
0
0
0
0
0
0
0
0
0
0
0
0
0
0
0
0
0
0
0
0
0
0
0
0
0
0
0
0
0
0
0
0
0
0
0
0
0
0
0
0
0
0
0
0
0
0
0
0
0
0
0
0
0
0
0
0
0
0
0
0
0
0
0
0
0
0
0
0
0
0
0
0
0
0
0
0
0
0
0
0
0
0
0
0
0
0
0
0
0
0
0
0
0
0
0
0
0
0
0
0
0
0
0
0
0
0
0
0
0
0
0
0
0
0
0
0
0
0
0
0
0
0
0
0
0
0
0
0
0
0
0
0
0
0
0
0
0
0
0
0
0
0
0
0
0
0
0
0
0
0
0
0
0
0
0
0
0
0
0
0
0
0
0
0
0
0
0
0
0
0
0
0
0
0
0
0
0
0
0
0
0
0
0
0
0
0
0
0
0
0
0
0
0
0
0
0
0
0
0
0
0
0
0
0
0
0
0
0
0
0
0
0
0
0
0
0
0
0
0
0
0
0
0
0
0
0
0
0
0
0
0
0
0
0
0
0
0
0
0
0
0
0
0
0
0
0
0
0
0
0
0
0
0
0
0
0
0
0
0
0
0
0
0
0
0
0
0
0
0
0
0
0
0
0
0
0
0
0
0
0
0
0
0
0
0
0
0
0
0
0
0
0
0
0
0
0
0
0
0
0
0
0
0
0
0
0
0
0
0
0
0
0
0
0
0
0
0
0
0
0
0
0
0
0
0
0
0
0
0
0
0
0
0
0
0
0
0
0
0
0
0
0
0
0
0
0
0
0
0
0
0
0
0
0
0
0
0
0
0
0
0
0
0
0
0
0
0
0
0
0
0
0
0
0
0
0
0
0
0
0
0
0
0
0
0
0
0
0
0
0
0
0
0
0
0
0
0
0
0
0
0
0
0
0
0
0
0
0
0
0
0
0
0
0
0
0
0
0
0
0
0
0
0
0
0
0
0
0
0
0
0
0
0
0
0
0
0
0
0
0
0
0
0
0
0
0
0
0
0
0
0
0
0
0
0
0
0
0
0
0
0
0
0
0
0
0
0
0
0
0
0
0
0
0
0
0
0
0
0
0
0
0
0
0
0
0
0
0
0
0
0
0
0
0
0
0
0
0
0
0
0
0
0
0
0
0
0
0
0
0
0
0
0
0
0
0
0
0
0
0
0
0
0
0
0
0
0
0
0
0
0
0
0
0
0
0
0
0
0
0
0
0
0
0
0
0
0
0
0
0
0
0
0
0
0
0
0
0
0
0
0
0
0
0
0
0
0
0
0
0
0
0
0
0
0
0
0
0
0
0
0
0
0
0
0
0
0
0
0
0
0
0
0
0
0
0
0
0
0
0
0
0
0
0
0
0
0
0
0
0
0
0
0
0
0
0
0
0
0
0
0
0
0
0
0
0
0
0
0
0
0
0
0
0
0
0
0
0
0
0
0
0
0
0
0
0
0
0
0
0
0
0
0
0
0
0
0
0
0
0
0
0
0
0
0
0
0
0
0
0
0
0
0
0
0
0
0
0
0
0
0
0
0
0
0
0
0
0
0
0
0
0
0
0
0
0
0
0
0
0
0
0
0
0
0
0
0
0
0
0
0
0
0
0
0
0
0
0
0
0
0
0
0
0
0
0
0
0
0
0
0
0
0
0
0
0
0
0
0
0
0
0
0
0
0
0
0
0
0
0
0
0
0
0
0
0
0
0
0
0
0
0
0
0
0
0
0
0
0
0
0
0
0
0
0
0
0
0
0
0
0
0
0
0
0
0
0
0
0
0
0
0
0
0
0
0
0
0
0
0
0
0
0
0
0
0
0
0
0
0
0
0
0
0
0
0
0
0
0
0
0
0
0
0
0
0
0
0
0
0
0
0
0
0
0
0
0
0
0
0
0
0
0
0
0
0
0
0
0
0
0
0
0
0
0
0
0
0
0
0
0
0
0
0
0
0
0
0
0
0
0
0
0
0
0
0
0
0
0
0
0
0
0
0
0
0
0
0
0
0
0
0
0
0
0
0
0
0
0
0
0
0
0
0
0
0
0
0
0
0
0
0
0
0
0
0
0
0
0
0
0
0
0
0
0
0
0
0
0
0
0
0
0
0
0
0
0
0
0
0
0
0
0
0
0
0
0
0
0
0
0
0
0
0
0
0
0
0
0
0
0
0
0
0
0
0
0
0
0
0
0
0
0
0
0
0
0
0
0
0
0
0
0
0
0
0
0
0
0
0
0
0
0
0
0
0
0
0
0
0
0
0
0
0
0
0
0
0
0
0
0
0
0
0
0
0
0
0
0
0
0
0
0
0
0
0
0
0
0
0
0
0
0
0
0
0
0
0
0
0
0
0
0
0
0
0
0
0
0
0
0
0
0
0
0
0
0
0
0
0
0
0
0
0
0
0
0
0
0
0
0
0
0
0
0
0
0
0
0
0
0
0
0
0
0
0
0
0
0
0
0
0
0
0
0
0
0
0
0
0
0
0
0
0
0
0
0
0
0
0
0
0
0
0
0
0
0
0
0
0
0
0
0
0
0
0
0
0
0
0
0
0
0
0
0
0
0
0
0
0
0
0
0
0
0
0
0
0
0
0
0
0
0
0
0
0
0
0
0
0
0
0
0
0
0
0
0
0
0
0
0
0
0
0
0
0
0
0
0
0
0
0
0
0
0
0
0
0
0
0
0
0
0
0
0
0
0
0
0
0
0
0
0
0
0
0
0
0
0
0
0
0
0
0
0
0
0
0
0
0
0
0
0
0
0
0
0
0
0
0
0
0
0
0
0
0
0
0
0
0
0
0
0
0
0
0
0
0
0
0
0
0
0
0
0
0
0
0
0
0
0
0
0
0
0
0
0
0
0
0
0
0
0
0
0
0
0
0
0
0
0
0
0
0
0
0
0
0
0
0
0
0
0
0
0
0
0
0
0
0
0
0
0
0
0
0
0
0
0
0
0
0
0
0
0
0
0
0
0
0
0
0
0
0
0
0
0
0
0
0
0
0
0
0
0
0
0
0
0
0
0
0
0
0
0
0
0
0
0
0
0
0
0
0
0
0
0
0
0
0
0
0
0
0
0
0
0
0
0
0
0
0
0
0
0
0
0
0
0
0
0
0
0
0
0
0
0
0
0
0
0
0
0
0
0
0
0
0
0
0
0
0
0
0
0
0
0
0
0
0
0
0
0
0
0
0
0
0
0
0
0
0
0
0
0
0
0
0
0
0
0
0
0
0
0
0
0
0
0
0
0
0
0
0
0
0
0
0
0
0
0
0
0
0
0
0
0
0
0
0
0
0
0
0
0
0
0
0
0
0
0
0
0
0
0
0
0
0
0
0
0
0
0
0
0
0
0
0
0
0
0
0
0
0
0
0
0
0
0
0
0
0
0
0
0
0
0
0
0
0
0
0
0
0
0
0
0
0
0
0
0
0
0
0
0
0
0
0
0
0
0
0
0
0
0
0
0
0
0
0
0
0
0
0
0
0
0
0
0
0
0
0
0
0
0
0
0
0
0
0
0
0
0
0
0
0
0
0
0
0
0
0
0
0
0
0
0
0
0
0
0
0
0
0
0
0
0
0
0
0
0
0
0
0
0
0
0
0
0
0
0
0
0
0
0
0
0
0
0
0
0
0
0
0
0
0
0
0
0
0
0
0
0
0
0
0
0
0
0
0
0
0
0
0
0
0
0
0
0
0
0
0
0
0
0
0
0
0
0
0
0
0
0
0
0
0
0
0
0
0
0
0
0
0
0
0
0
0
0
0
0
0
0
0
0
0
0
0
0
0
0
0
0
0
0
0
0
0
0
0
0
0
0
0
0
0
0
0
0
0
0
0
0
0
0
0
0
0
0
0
0
0
0
0
0
0
0
0
0
0
0
0
0
0
0
0
0
0
0
0
0
0
0
0
0
0
0
0
0
0
0
0
0
0
0
0
0
0
0
0
0
0
0
0
0
0
0
0
0
0
0
0
0
0
0
0
0
0
0
0
0
0
0
0
0
0
0
0
0
0
0
0
0
0
0
0
0
0
0
0
0
0
0
0
0
0
0
0
0
0
0
0
0
0
0
0
0
0
0
0
0
0
0
0
0
0
0
0
0
0
0
0
0
0
0
0
0
0
0
0
0
0
0
0
0
0
0
0
0
0
0
0
0
0
0
0
0
0
0
0
0
0
0
0
0
0
0
0
0
0
0
0
0
0
0
0
0
0
0
0
0
0
0
0
0
0
0
0
0
0
0
0
0
0
0
0
0
0
0
0
0
0
0
0
0
0
0
0
0
0
0
0
0
0
0
0
0
0
0
0
0
0
0
0
0
0
0
0
0
0
0
0
0
0
0
0
0
0
0
0
0
0
0
0
0
0
0
0
0
0
0
0
0
0
0
0
0
0
0
0
0
0
0
0
0
0
0
0
0
0
0
0
0
0
0
0
0
0
0
0
0
0
0
0
0
0
0
0
0
0
0
0
0
0
0
0
0
0
0
0
0
0
0
0
0
0
0
0
0
0
0
0
0
0
0
0
0
0
0
0
0
0
0
0
0
0
0
0
0
0
0
0
0
0
0
0
0
0
0
0
0
0
0
0
0
0
0
0
0
0
0
0
0
0
0
0
0
0
0
0
0
0
0
0
0
0
0
0
0
0
0
0
0
0
0
0
0
0
0
0
0
0
0
0
0
0
0
0
0
0
0
0
0
0
0
0
0
0
0
0
0
0
0
0
0
0
0
0
0
0
0
0
0
0
0
0
0
0
0
0
0
0
0
0
0
0
0
0
0
0
0
0
0
0
0
0
0
0
0
0
0
0
0
0
0
0
0
0
0
0
0
0
0
0
0
0
0
0
0
0
0
0
0
0
0
0
0
0
0
0
0
0
0
0
0
0
0
0
0
0
0
0
0
0
0
0
0
0
0
0
0
0
0
0
0
0
0
0
0
0
0
0
0
0
0
0
0
0
0
0
0
0
0
0
0
0
0
0
0
0
0
0
0
0
0
0
0
0
0
0
0
0
0
0
0
0
0
0
0
0
0
0
0
0
0
0
0
0
0
0
0
0
0
0
0
0
0
0
0
0
0
0
0
0
0
0
0
0
0
0
0
0
0
0
0
0
0
0
0
0
0
0
0
0
0
0
0
0
0
0
0
0
0
0
0
0
0
0
0
0
0
0
0
0
0
0
0
0
0
0
0
0
0
0
0
0
0
0
0
0
0
0
0
0
0
0
0
0
0
0
0
0
0
0
0
0
0
0
0
0
0
0
0
0
0
0
0
0
0
0
0
0
0
0
0
0
0
0
0
0
0
0
0
0
0
0
0
0
0
0
0
0
0
0
0
0
0
0
0
0
0
0
0
0
0
0
0
0
0
0
0
0
0
0
0
0
0
0
0
0
0
0
0
0
0
0
0
0
0
0
0
0
0
0
0
0
0
0
0
0
0
0
0
0
0
0
0
0
0
0
0
0
0
0
0
0
0
0
0
0
0
0
0
0
0
0
0
0
0
0
0
0
0
0
0
0
0
0
0
0
0
0
0
0
0
0
0
0
0
0
0
0
0
0
0
0
0
0
0
0
0
0
0
0
0
0
0
0
0
0
0
0
0
0
0
0
0
0
0
0
0
0
0
0
0
0
0
0
0
0
0
0
0
0
0
0
0
0
0
0
0
0
0
0
0
0
0
0
0
0
0
0
0
0
0
0
0
0
0
0
0
0
0
0
0
0
0
0
0
0
0
0
0
0
0
0
0
0
0
0
0
0
0
0
0
0
0
0
0
0
0
0
0
0
0
0
0
0
0
0
0
0
0
0
0
0
0
0
0
0
0
0
0
0
0
0
0
0
0
0
0
0
0
0
0
0
0
0
0
0
0
0
0
0
0
0
0
0
0
0
0
0
0
0
0
0
0
0
0
0
0
0
0
0
0
0
0
0
0
0
0
0
0
0
0
0
0
0
0
0
0
0
0
0
0
0
0
0
0
0
0
0
0
0
0
0
0
0
0
0
0
0
0
0
0
0
0
0
0
0
0
0
0
0
0
0
0
0
0
0
0
0
0
0
0
0
0
0
0
0
0
0
0
0
0
0
0
0
0
0
0
0
0
0
0
0
0
0
0
0
0
0
0
0
0
0
0
0
0
0
0
0
0
0
0
0
0
0
0
0
0
0
0
0
0
0
0
0
0
0
0
0
0
0
0
0
0
0
0
0
0
0
0
0
0
0
0
0
0
0
0
0
0
0
0
0
0
0
0
0
0
0
0
0
0
0
0
0
0
0
0
0
0
0
0
0
0
0
0
0
0
0
0
0
0
0
0
0
0
0
0
0
0
0
0
0
0
0
0
0
0
0
0
0
0
0
0
0
0
0
0
0
0
0
0
0
0
0
0
0
0
0
0
0
0
0
0
0
0
0
0
0
0
0
0
0
0
0
0
0
0
0
0
0
0
0
0
0
0
0
0
0
0
0
0
0
0
0
0
0
0
0
0
0
0
0
0
0
0
0
0
0
0
0
0
0
0
0
0
0
0
0
0
0
0
0
0
0
0
0
0
0
0
0
0
0
0
0
0
0
0
0
0
0
0
0
0
0
0
0
0
0
0
0
0
0
0
0
0
0
0
0
0
0
0
0
0
0
0
0
0
0
0
0
0
0
0
0
0
0
0
0
0
0
0
0
0
0
0
0
0
0
0
0
0
0
0
0
0
0
0
0
0
0
0
0
0
0
0
0
0
0
0
0
0
0
0
0
0
0
0
0
0
0
0
0
0
0
0
0
0
0
0
0
0
0
0
0
0
0
0
0
0
0
0
0
0
0
0
0
0
0
0
0
0
0
0
0
0
0
0
0
0
0
0
0
0
0
0
0
0
0
0
0
0
0
0
0
0
0
0
0
0
0
0
0
0
0
0
0
0
0
0
0
0
0
0
0
0
0
0
0
0
0
0
0
0
0
0
0
0
0
0
0
0
0
0
0
0
0
0
0
0
0
0
0
0
0
0
0
0
0
0
0
0
0
0
0
0
0
0
0
0
0
0
0
0
0
0
0
0
0
0
0
0
0
0
0
0
0
0
0
0
0
0
0
0
0
0
0
0
0
0
0
0
0
0
0
0
0
0
0
0
0
0
0
0
0
0
0
0
0
0
0
0
0
0
0
0
0
0
0
0
0
0
0
0
0
0
0
0
0
0
0
0
0
0
0
0
0
0
0
0
0
0
0
0
0
0
0
0
0
0
0
0
0
0
0
0
0
0
0
0
0
0
0
0
0
0
0
0
0
0
0
0
0
0
0
0
0
0
0
0
0
0
0
0
0
0
0
0
0
0
0
0
0
0
0
0
0
0
0
0
0
0
0
0
0
0
0
0
0
0
0
0
0
0
0
0
0
0
0
0
0
0
0
0
0
0
0
0
0
0
0
0
0
0
0
0
0
0
0
0
0
0
0
0
0
0
0
0
0
0
0
0
0
0
0
0
0
0
0
0
0
0
0
0
0
0
0
0
0
0
0
0
0
0
0
0
0
0
0
0
0
0
0
0
0
0
0
0
0
0
0
0
0
0
0
0
0
0
0
0
0
0
0
0
0
0
0
0
0
0
0
0
0
0
0
0
0
0
0
0
0
0
0
0
0
0
0
0
0
0
0
0
0
0
0
0
0
0
0
0
0
0
0
0
0
0
0
0
0
0
0
0
0
0
0
0
0
0
0
0
0
0
0
0
0
0
0
0
0
0
0
0
0
0
0
0
0
0
0
0
0
0
0
0
0
0
0
0
0
0
0
0
0
0
0
0
0
0
0
0
0
0
0
0
0
0
0
0
0
0
0
0
0
0
0
0
0
0
0
0
0
0
0
0
0
0
0
0
0
0
0
0
0
0
0
0
0
0
0
0
0
0
0
0
0
0
0
0
0
0
0
0
0
0
0
0
0
0
0
0
0
0
0
0
0
0
0
0
0
0
0
0
0
0
0
0
0
0
0
0
0
0
0
0
0
0
0
0
0
0
0
0
0
0
0
0
0
0
0
0
0
0
0
0
0
0
0
0
0
0
0
0
0
0
0
0
0
0
0
0
0
0
0
0
0
0
0
0
0
0
0
0
0
0
0
0
0
0
0
0
0
0
0
0
0
0
0
0
0
0
0
0
0
0
0
0
0
0
0
0
0
0
0
0
0
0
0
0
0
0
0
0
0
0
0
0
0
0
0
0
0
0
0
0
0
0
0
0
0
0
0
0
0
0
0
0
0
0
0
0
0
0
0
0
0
0
0
0
0
0
0
0
0
0
0
0
0
0
0
0
0
0
0
0
0
0
0
0
0
0
0
0
0
0
0
0
0
0
0
0
0
0
0
0
0
0
0
0
0
0
0
0
0
0
0
0
0
0
0
0
0
0
0
0
0
0
0
0
0
0
0
0
0
0
0
0
0
0
0
0
0
0
0
0
0
0
0
0
0
0
0
0
0
0
0
0
0
0
0
0
0
0
0
0
0
0
0
0
0
0
0
0
0
0
0
0
0
0
0
0
0
0
0
0
0
0
0
0
0
0
0
0
0
0
0
0
0
0
0
0
0
0
0
0
0
0
0
0
0
0
0
0
0
0
0
0
0
0
0
0
0
0
0
0
0
0
0
0
0
0
0
0
0
0
0
0
0
0
0
0
0
0
0
0
0
0
0
0
0
0
0
0
0
0
0
0
0
0
0
0
0
0
0
0
0
0
0
0
0
0
0
0
0
0
0
0
0
0
0
0
0
0
0
0
0
0
0
0
0
0
0
0
0
0
0
0
0
0
0
0
0
0
0
0
0
0
0
0
0
0
0
0
0
0
0
0
0
0
0
0
0
0
0
0
0
0
0
0
0
0
0
0
0
0
0
0
0
0
0
0
0
0
0
0
0
0
0
0
0
0
0
0
0
0
0
0
0
0
0
0
0
0
0
0
0
0
0
0
0
0
0
0
0
0
0
0
0
0
0
0
0
0
0
0
0
0
0
0
0
0
0
0
0
0
0
0
0
0
0
0
0
0
0
0
0
0
0
0
0
0
0
0
0
0
0
0
0
0
0
0
0
0
0
0
0
0
0
0
0
0
0
0
0
0
0
0
0
0
0
0
0
0
0
0
0
0
0
0
0
0
0
0
0
0
0
0
0
0
0
0
0
0
0
0
0
0
0
0
0
0
0
0
0
0
0
0
0
0
0
0
0
0
0
0
0
0
0
0
0
0
0
0
0
0
0
0
0
0
0
0
0
0
0
0
0
0
0
0
0
0
0
0
0
0
0
0
0
0
0
0
0
0
0
0
0
0
0
0
0
0
0
0
0
0
0
0
0
0
0
0
0
0
0
0
0
0
0
0
0
0
0
0
0
0
0
0
0
0
0
0
0
0
0
0
0
0
0
0
0
0
0
0
0
0
0
0
0
0
0
0
0
0
0
0
0
0
0
0
0
0
0
0
0
0
0
0
0
0
0
0
0
0
0
0
0
0
0
0
0
0
0
0
0
0
0
0
0
0
0
0
0
0
0
0
0
0
0
0
0
0
0
0
0
0
0
0
0
0
0
0
0
0
0
0
0
0
0
0
0
0
0
0
0
0
0
0
0
0
0
0
0
0
0
0
0
0
0
0
0
0
0
0
0
0
0
0
0
0
0
0
0
0
0
0
0
0
0
0
0
0
0
0
0
0
0
0
0
0
0
0
0
0
0
0
0
0
0
0
0
0
0
0
0
0
0
0
0
0
0
0
0
0
0
0
0
0
0
0
0
0
0
0
0
0
0
0
0
0
0
0
0
0
0
0
0
0
0
0
0
0
0
0
0
0
0
0
0
0
0
0
0
0
0
0
0
0
0
0
0
0
0
0
0
0
0
0
0
0
0
0
0
0
0
0
0
0
0
0
0
0
0
0
0
0
0
0
0
0
0
0
0
0
0
0
0
0
0
0
0
0
0
0
0
0
0
0
0
0
0
0
0
0
0
0
0
0
0
0
0
0
0
0
0
0
0
0
0
0
0
0
0
0
0
0
0
0
0
0
0
0
0
0
0
0
0
0
0
0
0
0
0
0
0
0
0
0
0
0
0
0
0
0
0
0
0
0
0
0
0
0
0
0
0
0
0
0
0
0
0
0
0
0
0
0
0
0
0
0
0
0
0
0
0
0
0
0
0
0
0
0
0
0
0
0
0
0
0
0
0
0
0
0
0
0
0
0
0
0
0
0
0
0
0
0
0
0
0
0
0
0
0
0
0
0
0
0
0
0
0
0
0
0
0
0
0
0
0
0
0
0
0
0
0
0
0
0
0
0
0
0
0
0
0
0
0
0
0
0
0
0
0
0
0
0
0
0
0
0
0
0
0
0
0
0
0
0
0
0
0
0
0
0
0
0
0
0
0
0
0
0
0
0
0
0
0
0
0
0
0
0
0
0
0
0
0
0
0
0
0
0
0
0
0
0
0
0
0
0
0
0
0
0
0
0
0
0
0
0
0
0
0
0
0
0
0
0
0
0
0
0
0
0
0
0
0
0
0
0
0
0
0
0
0
0
0
0
0
0
0
0
0
0
0
0
0
0
0
0
0
0
0
0
0
0
0
0
0
0
0
0
0
0
0
0
0
0
0
0
0
0
0
0
0
0
0
0
0
0
0
0
0
0
0
0
0
0
0
0
0
0
0
0
0
0
0
0
0
0
0
0
0
0
0
0
0
0
0
0
0
0
0
0
0
0
0
0
0
0
0
0
0
0
0
0
0
0
0
0
0
0
0
0
0
0
0
0
0
0
0
0
0
0
0
0
0
0
0
0
0
0
0
0
0
0
0
0
0
0
0
0
0
0
0
0
0
0
0
0
0
0
0
0
0
0
0
0
0
0
0
0
0
0
0
0
0
0
0
0
0
0
0
0
0
0
0
0
0
0
0
0
0
0
0
0
0
0
0
0
0
0
0
0
0
0
0
0
0
0
0
0
0
0
0
0
0
0
0
0
0
0
0
0
0
0
0
0
0
0
0
0
0
0
0
0
0
0
0
0
0
0
0
0
0
0
0
0
0
0
0
0
0
0
0
0
0
0
0
0
0
0
0
0
0
0
0
0
0
0
0
0
0
0
0
0
0
0
0
0
0
0
0
0
0
0
0
0
0
0
0
0
0
0
0
0
0
0
0
0
0
0
0
0
0
0
0
0
0
0
0
0
0
0
0
0
0
0
0
0
0
0
0
0
0
0
0
0
0
0
0
0
0
0
0
0
0
0
0
0
0
0
0
0
0
0
0
0
0
0
0
0
0
0
0
0
0
0
0
0
0
0
0
0
0
0
0
0
0
0
0
0
0
0
0
0
0
0
0
0
0
0
0
0
0
0
0
0
0
0
0
0
0
0
0
0
0
0
0
0
0
0
0
0
0
0
0
0
0
0
0
0
0
0
0
0
0
0
0
0
0
0
0
0
0
0
0
0
0
0
0
0
0
0
0
0
0
0
0
0
0
0
0
0
0
0
0
0
0
0
0
0
0
0
0
0
0
0
0
0
0
0
0
0
0
0
0
0
0
0
0
0
0
0
0
0
0
0
0
0
0
0
0
0
0
0
0
0
0
0
0
0
0
0
0
0
0
0
0
0
0
0
0
0
0
0
0
0
0
0
0
0
0
0
0
0
0
0
0
0
0
0
0
0
0
0
0
0
0
0
0
0
0
0
0
0
0
0
0
0
0
0
0
0
0
0
0
0
0
0
0
0
0
0
0
0
0
0
0
0
0
0
0
0
0
0
0
0
0
0
0
0
0
0
0
0
0
0
0
0
0
0
0
0
0
0
0
0
0
0
0
0
0
0
0
0
0
0
0
0
0
0
0
0
0
0
0
0
0
0
0
0
0
0
0
0
0
0
0
0
0
0
0
0
0
0
0
0
0
0
0
0
0
0
0
0
0
0
0
0
0
0
0
0
0
0
0
0
0
0
0
0
0
0
0
0
0
0
0
0
0
0
0
0
0
0
0
0
0
0
0
0
0
0
0
0
0
0
0
0
0
0
0
0
0
0
0
0
0
0
0
0
0
0
0
0
0
0
0
0
0
0
0
0
0
0
0
0
0
0
0
0
0
0
0
0
0
0
0
0
0
0
0
0
0
0
0
0
0
0
0
0
0
0
0
0
0
0
0
0
0
0
0
0
0
0
0
0
0
0
0
0
0
0
0
0
0
0
0
0
0
0
0
0
0
0
0
0
0
0
0
0
0
0
0
0
0
0
0
0
0
0
0
0
0
0
0
0
0
0
0
0
0
0
0
0
0
0
0
0
0
0
0
0
0
0
0
0
0
0
0
0
0
0
0
0
0
0
0
0
0
0
0
0
0
0
0
0
0
0
0
0
0
0
0
0
0
0
0
0
0
0
0
0
0
0
0
0
0
0
0
0
0
0
0
0
0
0
0
0
0
0
0
0
0
0
0
0
0
0
0
0
0
0
0
0
0
0
0
0
0
0
0
0
0
0
0
0
0
0
0
0
0
0
0
0
0
0
0
0
0
0
0
0
0
0
0
0
0
0
0
0
0
0
0
0
0
0
0
0
0
0
0
0
0
0
0
0
0
0
0
0
0
0
0
0
0
0
0
0
0
0
0
0
0
0
0
0
0
0
0
0
0
0
0
0
0
0
0
0
0
0
0
0
0
0
0
0
0
0
0
0
0
0
0
0
0
0
0
0
0
0
0
0
0
0
0
0
0
0
0
0
0
0
0
0
0
0
0
0
0
0
0
0
0
0
0
0
0
0
0
0
0
0
0
0
0
0
0
0
0
0
0
0
0
0
0
0
0
0
0
0
0
0
0
0
0
0
0
0
0
0
0
0
0
0
0
0
0
0
0
0
0
0
0
0
0
0
0
0
0
0
0
0
0
0
0
0
0
0
0
0
0
0
0
0
0
0
0
0
0
0
0
0
0
0
0
0
0
0
0
0
0
0
0
0
0
0
0
0
0
0
0
0
0
0
0
0
0
0
0
0
0
0
0
0
0
0
0
0
0
0
0
0
0
0
0
0
0
0
0
0
0
0
0
0
0
0
0
0
0
0
0
0
0
0
0
0
0
0
0
0
0
0
0
0
0
0
0
0
0
0
0
0
0
0
0
0
0
0
0
0
0
0
0
0
0
0
0
0
0
0
0
0
0
0
0
0
0
0
0
0
0
0
0
0
0
0
0
0
0
0
0
0
0
0
0
0
0
0
0
0
0
0
0
0
0
0
0
0
0
0
0
0
0
0
0
0
0
0
0
0
0
0
0
0
0
0
0
0
0
0
0
0
0
0
0
0
0
0
0
0
0
0
0
0
0
0
0
0
0
0
0
0
0
0
0
0
0
0
0
0
0
0
0
0
0
0
0
0
0
0
0
0
0
0
0
0
0
0
0
0
0
0
0
0
0
0
0
0
0
0
0
0
0
0
0
0
0
0
0
0
0
0
0
0
0
0
0
0
0
0
0
0
0
0
0
0
0
0
0
0
0
0
0
0
0
0
0
0
0
0
0
0
0
0
0
0
0
0
0
0
0
0
0
0
0
0
0
0
0
0
0
0
0
0
0
0
0
0
0
0
0
0
0
0
0
0
0
0
0
0
0
0
0
0
0
0
0
0
0
0
0
0
0
0
0
0
0
0
0
0
0
0
0
0
0
0
0
0
0
0
0
0
0
0
0
0
0
0
0
0
0
0
0
0
0
0
0
0
0
0
0
0
0
0
0
0
0
0
0
0
0
0
0
0
0
0
0
0
0
0
0
0
0
0
0
0
0
0
0
0
0
0
0
0
0
0
0
0
0
0
0
0
0
0
0
0
0
0
0
0
0
0
0
0
0
0
0
0
0
0
0
0
0
0
0
0
0
0
0
0
0
0
0
0
0
0
0
0
0
0
0
0
0
0
0
0
0
0
0
0
0
0
0
0
0
0
0
0
0
0
0
0
0
0
0
0
0
0
0
0
0
0
0
0
0
0
0
0
0
0
0
0
0
0
0
0
0
0
0
0
0
0
0
0
0
0
0
0
0
0
0
0
0
0
0
0
0
0
0
0
0
0
0
0
0
0
0
0
0
0
0
0
0
0
0
0
0
0
0
0
0
0
0
0
0
0
0
0
0
0
0
0
0
0
0
0
0
0
0
0
0
0
0
0
0
0
0
0
0
0
0
0
0
0
0
0
0
0
0
0
0
0
0
0
0
0
0
0
0
0
0
0
0
0
0
0
0
0
0
0
0
0
0
0
0
0
0
0
0
0
0
0
0
0
0
0
0
0
0
0
0
0
0
0
0
0
0
0
0
0
0
0
0
0
0
0
0
0
0
0
0
0
0
0
0
0
0
0
0
0
0
0
0
0
0
0
0
0
0
0
0
0
0
0
0
0
0
0
0
0
0
0
0
0
0
0
0
0
0
0
0
0
0
0
0
0
0
0
0
0
0
0
0
0
0
0
0
0
0
0
0
0
0
0
0
0
0
0
0
0
0
0
0
0
0
0
0
0
0
0
0
0
0
0
0
0
0
0
0
0
0
0
0
0
0
0
0
0
0
0
0
0
0
0
0
0
0
0
0
0
0
0
0
0
0
0
0
0
0
0
0
0
0
0
0
0
0
0
0
0
0
0
0
0
0
0
0
0
0
0
0
0
0
0
0
0
0
0
0
0
0
0
0
0
0
0
0
0
0
0
0
0
0
0
0
0
0
0
0
0
0
0
0
0
0
0
0
0
0
0
0
0
0
0
0
0
0
0
0
0
0
0
0
0
0
0
0
0
0
0
0
0
0
0
0
0
0
0
0
0
0
0
0
0
0
0
0
0
0
0
0
0
0
0
0
0
0
0
0
0
0
0
0
0
0
0
0
0
0
0
0
0
0
0
0
0
0
0
0
0
0
0
0
0
0
0
0
0
0
0
0
0
0
0
0
0
0
0
0
0
0
0
0
0
0
0
0
0
0
0
0
0
0
0
0
0
0
0
0
0
0
0
0
0
0
0
0
0
0
0
0
0
0
0
0
0
0
0
0
0
0
0
0
0
0
0
0
0
0
0
0
0
0
0
0
0
0
0
0
0
0
0
0
0
0
0
0
0
0
0
0
0
0
0
0
0
0
0
0
0
0
0
0
0
0
0
0
0
0
0
0
0
0
0
0
0
0
0
0
0
0
0
0
0
0
0
0
0
0
0
0
0
0
0
0
0
0
0
0
0
0
0
0
0
0
0
0
0
0
0
0
0
0
0
0
0
0
0
0
0
0
0
0
0
0
0
0
0
0
0
0
0
0
0
0
0
0
0
0
0
0
0
0
0
0
0
0
0
0
0
0
0
0
0
0
0
0
0
0
0
0
0
0
0
0
0
0
0
0
0
0
0
0
0
0
0
0
0
0
0
0
0
0
0
0
0
0
0
0
0
0
0
0
0
0
0
0
0
0
0
0
0
0
0
0
0
0
0
0
0
0
0
0
0
0
0
0
0
0
0
0
0
0
0
0
0
0
0
0
0
0
0
0
0
0
0
0
0
0
0
0
0
0
0
0
0
0
0
0
0
0
0
0
0
0
0
0
0
0
0
0
0
0
0
0
0
0
0
0
0
0
0
0
0
0
0
0
0
0
0
0
0
0
0
0
0
0
0
0
0
0
0
0
0
0
0
0
0
0
0
0
0
0
0
0
0
0
0
0
0
0
0
0
0
0
0
0
0
0
0
0
0
0
0
0
0
0
0
0
0
0
0
0
0
0
0
0
0
0
0
0
0
0
0
0
0
0
0
0
0
0
0
0
0
0
0
0
0
0
0
0
0
0
0
0
0
0
0
0
0
0
0
0
0
0
0
0
0
0
0
0
0
0
0
0
0
0
0
0
0
0
0
0
0
0
0
0
0
0
0
0
0
0
0
0
0
0
0
0
0
0
0
0
0
0
0
0
0
0
0
0
0
0
0
0
0
0
0
0
0
0
0
0
0
0
0
0
0
0
0
0
0
0
0
0
0
0
0
0
0
0
0
0
0
0
0
0
0
0
0
0
0
0
0
0
0
0
0
0
0
0
0
0
0
0
0
0
0
0
0
0
0
0
0
0
0
0
0
0
0
0
0
0
0
0
0
0
0
0
0
0
0
0
0
0
0
0
0
0
0
0
0
0
0
0
0
0
0
0
0
0
0
0
0
0
0
0
0
0
0
0
0
0
0
0
0
0
0
0
0
0
0
0
0
0
0
0
0
0
0
0
0
0
0
0
0
0
0
0
0
0
0
0
0
0
0
0
0
0
0
0
0
0
0
0
0
0
0
0
0
0
0
0
0
0
0
0
0
0
0
0
0
0
0
0
0
0
0
0
0
0
0
0
0
0
0
0
0
0
0
0
0
0
0
0
0
0
0
0
0
0
0
0
0
0
0
0
0
0
0
0
0
0
0
0
0
0
0
0
0
0
0
0
0
0
0
0
0
0
0
0
0
0
0
0
0
0
0
0
0
0
0
0
0
0
0
0
0
0
0
0
0
0
0
0
0
0
0
0
0
0
0
0
0
0
0
0
0
0
0
0
0
0
0
0
0
0
0
0
0
0
0
0
0
0
0
0
0
0
0
0
0
0
0
0
0
0
0
0
0
0
0
0
0
0
0
0
0
0
0
0
0
0
0
0
0
0
0
0
0
0
0
0
0
0
0
0
0
0
0
0
0
0
0
0
0
0
0
0
0
0
0
0
0
0
0
0
0
0
0
0
0
0
0
0
0
0
0
0
0
0
0
0
0
0
0
0
0
0
0
0
0
0
0
0
0
0
0
0
0
0
0
0
0
0
0
0
0
0
0
0
0
0
0
0
0
0
0
0
0
0
0
0
0
0
0
0
0
0
0
0
0
0
0
0
0
0
0
0
0
0
0
0
0
0
0
0
0
0
0
0
0
0
0
0
0
0
0
0
0
0
0
0
0
0
0
0
0
0
0
0
0
0
0
0
0
0
0
0
0
0
0
0
0
0
0
0
0
0
0
0
0
0
0
0
0
0
0
0
0
0
0
0
0
0
0
0
0
0
0
0
0
0
0
0
0
0
0
0
0
0
0
0
0
0
0
0
0
0
0
0
0
0
0
0
0
0
0
0
0
0
0
0
0
0
0
0
0
0
0
0
0
0
0
0
0
0
0
0
0
0
0
0
0
0
0
0
0
0
0
0
0
0
0
0
0
0
0
0
0
0
0
0
0
0
0
0
0
0
0
0
0
0
0
0
0
0
0
0
0
0
0
0
0
0
0
0
0
0
0
0
0
0
0
0
0
0
0
0
0
0
0
0
0
0
0
0
0
0
0
0
0
0
0
0
0
0
0
0
0
0
0
0
0
0
0
0
0
0
0
0
0
0
0
0
0
0
0
0
0
0
0
0
0
0
0
0
0
0
0
0
0
0
0
0
0
0
0
0
0
0
0
0
0
0
0
0
0
0
0
0
0
0
0
0
0
0
0
0
0
0
0
0
0
0
0
0
0
0
0
0
0
0
0
0
0
0
0
0
0
0
0
0
0
0
0
0
0
0
0
0
0
0
0
0
0
0
0
0
0
0
0
0
0
0
0
0
0
0
0
0
0
0
0
0
0
0
0
0
0
0
0
0
0
0
0
0
0
0
0
0
0
0
0
0
0
0
0
0
0
0
0
0
0
0
0
0
0
0
0
0
0
0
0
0
0
0
0
0
0
0
0
0
0
0
0
0
0
0
0
0
0
0
0
0
0
0
0
0
0
0
0
0
0
0
0
0
0
0
0
0
0
0
0
0
0
0
0
0
0
0
0
0
0
0
0
0
0
0
0
0
0
0
0
0
0
0
0
0
0
0
0
0
0
0
0
0
0
0
0
0
0
0
0
0
0
0
0
0
0
0
0
0
0
0
0
0
0
0
0
0
0
0
0
0
0
0
0
0
0
0
0
0
0
0
0
0
0
0
0
0
0
0
0
0
0
0
0
0
0
0
0
0
0
0
0
0
0
0
0
0
0
0
0
0
0
0
0
0
0
0
0
0
0
0
0
0
0
0
0
0
0
0
0
0
0
0
0
0
0
0
0
0
0
0
0
0
0
0
0
0
0
0
0
0
0
0
0
0
0
0
0
0
0
0
0