0
0
0
0
0
0
0
0
0
0
0
0
0
0
0
0
0
0
0
0
0
0
0
0
0
0
0
0
0
0
0
0
0
0
0
0
0
0
0
0
0
0
0
0
0
0
0
0
0
0
0
0
0
0
0
0
0
0
0
0
0
0
0
0
0
0
0
0
0
0
0
0
0
0
0
0
0
0
0
0
0
0
0
0
0
0
0
0
0
0
0
0
0
0
0
0
0
0
0
0
0
0
0
0
0
0
0
0
0
0
0
0
0
0
0
0
0
0
0
0
0
0
0
0
0
0
0
0
0
0
0
0
0
0
0
0
0
0
0
0
0
0
0
0
0
0
0
0
0
0
0
0
0
0
0
0
0
0
0
0
0
0
0
0
0
0
0
0
0
0
0
0
0
0
0
0
0
0
0
0
0
0
0
0
0
0
0
0
0
0
0
0
0
0
0
0
0
0
0
0
0
0
0
0
0
0
0
0
0
0
0
0
0
0
0
0
0
0
0
0
0
0
0
0
0
0
0
0
0
0
0
0
0
0
0
0
0
0
0
0
0
0
0
0
0
0
0
0
0
0
0
0
0
0
0
0
0
0
0
0
0
0
0
0
0
0
0
0
0
0
0
0
0
0
0
0
0
0
0
0
0
0
0
0
0
0
0
0
0
0
0
0
0
0
0
0
0
0
0
0
0
0
0
0
0
0
0
0
0
0
0
0
0
0
0
0
0
0
0
0
0
0
0
0
0
0
0
0
0
0
0
0
0
0
0
0
0
0
0
0
0
0
0
0
0
0
0
0
0
0
0
0
0
0
0
0
0
0
0
0
0
0
0
0
0
0
0
0
0
0
0
0
0
0
0
0
0
0
0
0
0
0
0
0
0
0
0
0
0
0
0
0
0
0
0
0
0
0
0
0
0
0
0
0
0
0
0
0
0
0
0
0
0
0
0
0
0
0
0
0
0
0
0
0
0
0
0
0
0
0
0
0
0
0
0
0
0
0
0
0
0
0
0
0
0
0
0
0
0
0
0
0
0
0
0
0
0
0
0
0
0
0
0
0
0
0
0
0
0
0
0
0
0
0
0
0
0
0
0
0
0
0
0
0
0
0
0
0
0
0
0
0
0
0
0
0
0
0
0
0
0
0
0
0
0
0
0
0
0
0
0
0
0
0
0
0
0
0
0
0
0
0
0
0
0
0
0
0
0
0
0
0
0
0
0
0
0
0
0
0
0
0
0
0
0
0
0
0
0
0
0
0
0
0
0
0
0
0
0
0
0
0
0
0
0
0
0
0
0
0
0
0
0
0
0
0
0
0
0
0
0
0
0
0
0
0
0
0
0
0
0
0
0
0
0
0
0
0
0
0
0
0
0
0
0
0
0
0
0
0
0
0
0
0
0
0
0
0
0
0
0
0
0
0
0
0
0
0
0
0
0
0
0
0
0
0
0
0
0
0
0
0
0
0
0
0
0
0
0
0
0
0
0
0
0
0
0
0
0
0
0
0
0
0
0
0
0
0
0
0
0
0
0
0
0
0
0
0
0
0
0
0
0
0
0
0
0
0
0
0
0
0
0
0
0
0
0
0
0
0
0
0
0
0
0
0
0
0
0
0
0
0
0
0
0
0
0
0
0
0
0
0
0
0
0
0
0
0
0
0
0
0
0
0
0
0
0
0
0
0
0
0
0
0
0
0
0
0
0
0
0
0
0
0
0
0
0
0
0
0
0
0
0
0
0
0
0
0
0
0
0
0
0
0
0
0
0
0
0
0
0
0
0
0
0
0
0
0
0
0
0
0
0
0
0
0
0
0
0
0
0
0
0
0
0
0
0
0
0
0
0
0
0
0
0
0
0
0
0
0
0
0
0
0
0
0
0
0
0
0
0
0
0
0
0
0
0
0
0
0
0
0
0
0
0
0
0
0
0
0
0
0
0
0
0
0
0
0
0
0
0
0
0
0
0
0
0
0
0
0
0
0
0
0
0
0
0
0
0
0
0
0
0
0
0
0
0
0
0
0
0
0
0
0
0
0
0
0
0
0
0
0
0
0
0
0
0
0
0
0
0
0
0
0
0
0
0
0
0
0
0
0
0
0
0
0
0
0
0
0
0
0
0
0
0
0
0
0
0
0
0
0
0
0
0
0
0
0
0
0
0
0
0
0
0
0
0
0
0
0
0
0
0
0
0
0
0
0
0
0
0
0
0
0
0
0
0
0
0
0
0
0
0
0
0
0
0
0
0
0
0
0
0
0
0
0
0
0
0
0
0
0
0
0
0
0
0
0
0
0
0
0
0
0
0
0
0
0
0
0
0
0
0
0
0
0
0
0
0
0
0
0
0
0
0
0
0
0
0
0
0
0
0
0
0
0
0
0
0
0
0
0
0
0
0
0
0
0
0
0
0
0
0
0
0
0
0
0
0
0
0
0
0
0
0
0
0
0
0
0
0
0
0
0
0
0
0
0
0
0
0
0
0
0
0
0
0
0
0
0
0
0
0
0
0
0
0
0
0
0
0
0
0
0
0
0
0
0
0
0
0
0
0
0
0
0
0
0
0
0
0
0
0
0
0
0
0
0
0
0
0
0
0
0
0
0
0
0
0
0
0
0
0
0
0
0
0
0
0
0
0
0
0
0
0
0
0
0
0
0
0
0
0
0
0
0
0
0
0
0
0
0
0
0
0
0
0
0
0
0
0
0
0
0
0
0
0
0
0
0
0
0
0
0
0
0
0
0
0
0
0
0
0
0
0
0
0
0
0
0
0
0
0
0
0
0
0
0
0
0
0
0
0
0
0
0
0
0
0
0
0
0
0
0
0
0
0
0
0
0
0
0
0
0
0
0
0
0
0
0
0
0
0
0
0
0
0
0
0
0
0
0
0
0
0
0
0
0
0
0
0
0
0
0
0
0
0
0
0
0
0
0
0
0
0
0
0
0
0
0
0
0
0
0
0
0
0
0
0
0
0
0
0
0
0
0
0
0
0
0
0
0
0
0
0
0
0
0
0
0
0
0
0
0
0
0
0
0
0
0
0
0
0
0
0
0
0
0
0
0
0
0
0
0
0
0
0
0
0
0
0
0
0
0
0
0
0
0
0
0
0
0
0
0
0
0
0
0
0
0
0
0
0
0
0
0
0
0
0
0
0
0
0
0
0
0
0
0
0
0
0
0
0
0
0
0
0
0
0
0
0
0
0
0
0
0
0
0
0
0
0
0
0
0
0
0
0
0
0
0
0
0
0
0
0
0
0
0
0
0
0
0
0
0
0
0
0
0
0
0
0
0
0
0
0
0
0
0
0
0
0
0
0
0
0
0
0
0
0
0
0
0
0
0
0
0
0
0
0
0
0
0
0
0
0
0
0
0
0
0
0
0
0
0
0
0
0
0
0
0
0
0
0
0
0
0
0
0
0
0
0
0
0
0
0
0
0
0
0
0
0
0
0
0
0
0
0
0
0
0
0
0
0
0
0
0
0
0
0
0
0
0
0
0
0
0
0
0
0
0
0
0
0
0
0
0
0
0
0
0
0
0
0
0
0
0
0
0
0
0
0
0
0
0
0
0
0
0
0
0
0
0
0
0
0
0
0
0
0
0
0
0
0
0
0
0
0
0
0
0
0
0
0
0
0
0
0
0
0
0
0
0
0
0
0
0
0
0
0
0
0
0
0
0
0
0
0
0
0
0
0
0
0
0
0
0
0
0
0
0
0
0
0
0
0
0
0
0
0
0
0
0
0
0
0
0
0
0
0
0
0
0
0
0
0
0
0
0
0
0
0
0
0
0
0
0
0
0
0
0
0
0
0
0
0
0
0
0
0
0
0
0
0
0
0
0
0
0
0
0
0
0
0
0
0
0
0
0
0
0
0
0
0
0
0
0
0
0
0
0
0
0
0
0
0
0
0
0
0
0
0
0
0
0
0
0
0
0
0
0
0
0
0
0
0
0
0
0
0
0
0
0
0
0
0
0
0
0
0
0
0
0
0
0
0
0
0
0
0
0
0
0
0
0
0
0
0
0
0
0
0
0
0
0
0
0
0
0
0
0
0
0
0
0
0
0
0
0
0
0
0
0
0
0
0
0
0
0
0
0
0
0
0
0
0
0
0
0
0
0
0
0
0
0
0
0
0
0
0
0
0
0
0
0
0
0
0
0
0
0
0
0
0
0
0
0
0
0
0
0
0
0
0
0
0
0
0
0
0
0
0
0
0
0
0
0
0
0
0
0
0
0
0
0
0
0
0
0
0
0
0
0
0
0
0
0
0
0
0
0
0
0
0
0
0
0
0
0
0
0
0
0
0
0
0
0
0
0
0
0
0
0
0
0
0
0
0
0
0
0
0
0
0
0
0
0
0
0
0
0
0
0
0
0
0
0
0
0
0
0
0
0
0
0
0
0
0
0
0
0
0
0
0
0
0
0
0
0
0
0
0
0
0
0
0
0
0
0
0
0
0
0
0
0
0
0
0
0
0
0
0
0
0
0
0
0
0
0
0
0
0
0
0
0
0
0
0
0
0
0
0
0
0
0
0
0
0
0
0
0
0
0
0
0
0
0
0
0
0
0
0
0
0
0
0
0
0
0
0
0
0
0
0
0
0
0
0
0
0
0
0
0
0
0
0
0
0
0
0
0
0
0
0
0
0
0
0
0
0
0
0
0
0
0
0
0
0
0
0
0
0
0
0
0
0
0
0
0
0
0
0
0
0
0
0
0
0
0
0
0
0
0
0
0
0
0
0
0
0
0
0
0
0
0
0
0
0
0
0
0
0
0
0
0
0
0
0
0
0
0
0
0
0
0
0
0
0
0
0
0
0
0
0
0
0
0
0
0
0
0
0
0
0
0
0
0
0
0
0
0
0
0
0
0
0
0
0
0
0
0
0
0
0
0
0
0
0
0
0
0
0
0
0
0
0
0
0
0
0
0
0
0
0
0
0
0
0
0
0
0
0
0
0
0
0
0
0
0
0
0
0
0
0
0
0
0
0
0
0
0
0
0
0
0
0
0
0
0
0
0
0
0
0
0
0
0
0
0
0
0
0
0
0
0
0
0
0
0
0
0
0
0
0
0
0
0
0
0
0
0
0
0
0
0
0
0
0
0
0
0
0
0
0
0
0
0
0
0
0
0
0
0
0
0
0
0
0
0
0
0
0
0
0
0
0
0
0
0
0
0
0
0
0
0
0
0
0
0
0
0
0
0
0
0
0
0
0
0
0
0
0
0
0
0
0
0
0
0
0
0
0
0
0
0
0
0
0
0
0
0
0
0
0
0
0
0
0
0
0
0
0
0
0
0
0
0
0
0
0
0
0
0
0
0
0
0
0
0
0
0
0
0
0
0
0
0
0
0
0
0
0
0
0
0
0
0
0
0
0
0
0
0
0
0
0
0
0
0
0
0
0
0
0
0
0
0
0
0
0
0
0
0
0
0
0
0
0
0
0
0
0
0
0
0
0
0
0
0
0
0
0
0
0
0
0
0
0
0
0
0
0
0
0
0
0
0
0
0
0
0
0
0
0
0
0
0
0
0
0
0
0
0
0
0
0
0
0
0
0
0
0
0
0
0
0
0
0
0
0
0
0
0
0
0
0
0
0
0
0
0
0
0
0
0
0
0
0
0
0
0
0
0
0
0
0
0
0
0
0
0
0
0
0
0
0
0
0
0
0
0
0
0
0
0
0
0
0
0
0
0
0
0
0
0
0
0
0
0
0
0
0
0
0
0
0
0
0
0
0
0
0
0
0
0
0
0
0
0
0
0
0
0
0
0
0
0
0
0
0
0
0
0
0
0
0
0
0
0
0
0
0
0
0
0
0
0
0
0
0
0
0
0
0
0
0
0
0
0
0
0
0
0
0
0
0
0
0
0
0
0
0
0
0
0
0
0
0
0
0
0
0
0
0
0
0
0
0
0
0
0
0
0
0
0
0
0
0
0
0
0
0
0
0
0
0
0
0
0
0
0
0
0
0
0
0
0
0
0
0
0
0
0
0
0
0
0
0
0
0
0
0
0
0
0
0
0
0
0
0
0
0
0
0
0
0
0
0
0
0
0
0
0
0
0
0
0
0
0
0
0
0
0
0
0
0
0
0
0
0
0
0
0
0
0
0
0
0
0
0
0
0
0
0
0
0
0
0
0
0
0
0
0
0
0
0
0
0
0
0
0
0
0
0
0
0
0
0
0
0
0
0
0
0
0
0
0
0
0
0
0
0
0
0
0
0
0
0
0
0
0
0
0
0
0
0
0
0
0
0
0
0
0
0
0
0
0
0
0
0
0
0
0
0
0
0
0
0
0
0
0
0
0
0
0
0
0
0
0
0
0
0
0
0
0
0
0
0
0
0
0
0
0
0
0
0
0
0
0
0
0
0
0
0
0
0
0
0
0
0
0
0
0
0
0
0
0
0
0
0
0
0
0
0
0
0
0
0
0
0
0
0
0
0
0
0
0
0
0
0
0
0
0
0
0
0
0
0
0
0
0
0
0
0
0
0
0
0
0
0
0
0
0
0
0
0
0
0
0
0
0
0
0
0
0
0
0
0
0
0
0
0
0
0
0
0
0
0
0
0
0
0
0
0
0
0
0
0
0
0
0
0
0
0
0
0
0
0
0
0
0
0
0
0
0
0
0
0
0
0
0
0
0
0
0
0
0
0
0
0
0
0
0
0
0
0
0
0
0
0
0
0
0
0
0
0
0
0
0
0
0
0
0
0
0
0
0
0
0
0
0
0
0
0
0
0
0
0
0
0
0
0
0
0
0
0
0
0
0
0
0
0
0
0
0
0
0
0
0
0
0
0
0
0
0
0
0
0
0
0
0
0
0
0
0
0
0
0
0
0
0
0
0
0
0
0
0
0
0
0
0
0
0
0
0
0
0
0
0
0
0
0
0
0
0
0
0
0
0
0
0
0
0
0
0
0
0
0
0
0
0
0
0
0
0
0
0
0
0
0
0
0
0
0
0
0
0
0
0
0
0
0
0
0
0
0
0
0
0
0
0
0
0
0
0
0
0
0
0
0
0
0
0
0
0
0
0
0
0
0
0
0
0
0
0
0
0
0
0
0
0
0
0
0
0
0
0
0
0
0
0
0
0
0
0
0
0
0
0
0
0
0
0
0
0
0
0
0
0
0
0
0
0
0
0
0
0
0
0
0
0
0
0
0
0
0
0
0
0
0
0
0
0
0
0
0
0
0
0
0
0
0
0
0
0
0
0
0
0
0
0
0
0
0
0
0
0
0
0
0
0
0
0
0
0
0
0
0
0
0
0
0
0
0
0
0
0
0
0
0
0
0
0
0
0
0
0
0
0
0
0
0
0
0
0
0
0
0
0
0
0
0
0
0
0
0
0
0
0
0
0
0
0
0
0
0
0
0
0
0
0
0
0
0
0
0
0
0
0
0
0
0
0
0
0
0
0
0
0
0
0
0
0
0
0
0
0
0
0
0
0
0
0
0
0
0
0
0
0
0
0
0
0
0
0
0
0
0
0
0
0
0
0
0
0
0
0
0
0
0
0
0
0
0
0
0
0
0
0
0
0
0
0
0
0
0
0
0
0
0
0
0
0
0
0
0
0
0
0
0
0
0
0
0
0
0
0
0
0
0
0
0
0
0
0
0
0
0
0
0
0
0
0
0
0
0
0
0
0
0
0
0
0
0
0
0
0
0
0
0
0
0
0
0
0
0
0
0
0
0
0
0
0
0
0
0
0
0
0
0
0
0
0
0
0
0
0
0
0
0
0
0
0
0
0
0
0
0
0
0
0
0
0
0
0
0
0
0
0
0
0
0
0
0
0
0
0
0
0
0
0
0
0
0
0
0
0
0
0
0
0
0
0
0
0
0
0
0
0
0
0
0
0
0
0
0
0
0
0
0
0
0
0
0
0
0
0
0
0
0
0
0
0
0
0
0
0
0
0
0
0
0
0
0
0
0
0
0
0
0
0
0
0
0
0
0
0
0
0
0
0
0
0
0
0
0
0
0
0
0
0
0
0
0
0
0
0
0
0
0
0
0
0
0
0
0
0
0
0
0
0
0
0
0
0
0
0
0
0
0
0
0
0
0
0
0
0
0
0
0
0
0
0
0
0
0
0
0
0
0
0
0
0
0
0
0
0
0
0
0
0
0
0
0
0
0
0
0
0
0
0
0
0
0
0
0
0
0
0
0
0
0
0
0
0
0
0
0
0
0
0
0
0
0
0
0
0
0
0
0
0
0
0
0
0
0
0
0
0
0
0
0
0
0
0
0
0
0
0
0
0
0
0
0
0
0
0
0
0
0
0
0
0
0
0
0
0
0
0
0
0
0
0
0
0
0
0
0
0
0
0
0
0
0
0
0
0
0
0
0
0
0
0
0
0
0
0
0
0
0
0
0
0
0
0
0
0
0
0
0
0
0
0
0
0
0
0
0
0
0
0
0
0
0
0
0
0
0
0
0
0
0
0
0
0
0
0
0
0
0
0
0
0
0
0
0
0
0
0
0
0
0
0
0
0
0
0
0
0
0
0
0
0
0
0
0
0
0
0
0
0
0
0
0
0
0
0
0
0
0
0
0
0
0
0
0
0
0
0
0
0
0
0
0
0
0
0
0
0
0
0
0
0
0
0
0
0
0
0
0
0
0
0
0
0
0
0
0
0
0
0
0
0
0
0
0
0
0
0
0
0
0
0
0
0
0
0
0
0
0
0
0
0
0
0
0
0
0
0
0
0
0
0
0
0
0
0
0
0
0
0
0
0
0
0
0
0
0
0
0
0
0
0
0
0
0
0
0
0
0
0
0
0
0
0
0
0
0
0
0
0
0
0
0
0
0
0
0
0
0
0
0
0
0
0
0
0
0
0
0
0
0
0
0
0
0
0
0
0
0
0
0
0
0
0
0
0
0
0
0
0
0
0
0
0
0
0
0
0
0
0
0
0
0
0
0
0
0
0
0
0
0
0
0
0
0
0
0
0
0
0
0
0
0
0
0
0
0
0
0
0
0
0
0
0
0
0
0
0
0
0
0
0
0
0
0
0
0
0
0
0
0
0
0
0
0
0
0
0
0
0
0
0
0
0
0
0
0
0
0
0
0
0
0
0
0
0
0
0
0
0
0
0
0
0
0
0
0
0
0
0
0
0
0
0
0
0
0
0
0
0
0
0
0
0
0
0
0
0
0
0
0
0
0
0
0
0
0
0
0
0
0
0
0
0
0
0
0
0
0
0
0
0
0
0
0
0
0
0
0
0
0
0
0
0
0
0
0
0
0
0
0
0
0
0
0
0
0
0
0
0
0
0
0
0
0
0
0
0
0
0
0
0
0
0
0
0
0
0
0
0
0
0
0
0
0
0
0
0
0
0
0
0
0
0
0
0
0
0
0
0
0
0
0
0
0
0
0
0
0
0
0
0
0
0
0
0
0
0
0
0
0
0
0
0
0
0
0
0
0
0
0
0
0
0
0
0
0
0
0
0
0
0
0
0
0
0
0
0
0
0
0
0
0
0
0
0
0
0
0
0
0
0
0
0
0
0
0
0
0
0
0
0
0
0
0
0
0
0
0
0
0
0
0
0
0
0
0
0
0
0
0
0
0
0
0
0
0
0
0
0
0
0
0
0
0
0
0
0
0
0
0
0
0
0
0
0
0
0
0
0
0
0
0
0
0
0
0
0
0
0
0
0
0
0
0
0
0
0
0
0
0
0
0
0
0
0
0
0
0
0
0
0
0
0
0
0
0
0
0
0
0
0
0
0
0
0
0
0
0
0
0
0
0
0
0
0
0
0
0
0
0
0
0
0
0
0
0
0
0
0
0
0
0
0
0
0
0
0
0
0
0
0
0
0
0
0
0
0
0
0
0
0
0
0
0
0
0
0
0
0
0
0
0
0
0
0
0
0
0
0
0
0
0
0
0
0
0
0
0
0
0
0
0
0
0
0
0
0
0
0
0
0
0
0
0
0
0
0
0
0
0
0
0
0
0
0
0
0
0
0
0
0
0
0
0
0
0
0
0
0
0
0
0
0
0
0
0
0
0
0
0
0
0
0
0
0
0
0
0
0
0
0
0
0
0
0
0
0
0
0
0
0
0
0
0
0
0
0
0
0
0
0
0
0
0
0
0
0
0
0
0
0
0
0
0
0
0
0
0
0
0
0
0
0
0
0
0
0
0
0
0
0
0
0
0
0
0
0
0
0
0
0
0
0
0
0
0
0
0
0
0
0
0
0
0
0
0
0
0
0
0
0
0
0
0
0
0
0
0
0
0
0
0
0
0
0
0
0
0
0
0
0
0
0
0
0
0
0
0
0
0
0
0
0
0
0
0
0
0
0
0
0
0
0
0
0
0
0
0
0
0
0
0
0
0
0
0
0
0
0
0
0
0
0
0
0
0
0
0
0
0
0
0
0
0
0
0
0
0
0
0
0
0
0
0
0
0
0
0
0
0
0
0
0
0
0
0
0
0
0
0
0
0
0
0
0
0
0
0
0
0
0
0
0
0
0
0
0
0
0
0
0
0
0
0
0
0
0
0
0
0
0
0
0
0
0
0
0
0
0
0
0
0
0
0
0
0
0
0
0
0
0
0
0
0
0
0
0
0
0
0
0
0
0
0
0
0
0
0
0
0
0
0
0
0
0
0
0
0
0
0
0
0
0
0
0
0
0
0
0
0
0
0
0
0
0
0
0
0
0
0
0
0
0
0
0
0
0
0
0
0
0
0
0
0
0
0
0
0
0
0
0
0
0
0
0
0
0
0
0
0
0
0
0
0
0
0
0
0
0
0
0
0
0
0
0
0
0
0
0
0
0
0
0
0
0
0
0
0
0
0
0
0
0
0
0
0
0
0
0
0
0
0
0
0
0
0
0
0
0
0
0
0
0
0
0
0
0
0
0
0
0
0
0
0
0
0
0
0
0
0
0
0
0
0
0
0
0
0
0
0
0
0
0
0
0
0
0
0
0
0
0
0
0
0
0
0
0
0
0
0
0
0
0
0
0
0
0
0
0
0
0
0
0
0
0
0
0
0
0
0
0
0
0
0
0
0
0
0
0
0
0
0
0
0
0
0
0
0
0
0
0
0
0
0
0
0
0
0
0
0
0
0
0
0
0
0
0
0
0
0
0
0
0
0
0
0
0
0
0
0
0
0
0
0
0
0
0
0
0
0
0
0
0
0
0
0
0
0
0
0
0
0
0
0
0
0
0
0
0
0
0
0
0
0
0
0
0
0
0
0
0
0
0
0
0
0
0
0
0
0
0
0
0
0
0
0
0
0
0
0
0
0
0
0
0
0
0
0
0
0
0
0
0
0
0
0
0
0
0
0
0
0
0
0
0
0
0
0
0
0
0
0
0
0
0
0
0
0
0
0
0
0
0
0
0
0
0
0
0
0
0
0
0
0
0
0
0
0
0
0
0
0
0
0
0
0
0
0
0
0
0
0
0
0
0
0
0
0
0
0
0
0
0
0
0
0
0
0
0
0
0
0
0
0
0
0
0
0
0
0
0
0
0
0
0
0
0
0
0
0
0
0
0
0
0
0
0
0
0
0
0
0
0
0
0
0
0
0
0
0
0
0
0
0
0
0
0
0
0
0
0
0
0
0
0
0
0
0
0
0
0
0
0
0
0
0
0
0
0
0
0
0
0
0
0
0
0
0
0
0
0
0
0
0
0
0
0
0
0
0
0
0
0
0
0
0
0
0
0
0
0
0
0
0
0
0
0
0
0
0
0
0
0
0
0
0
0
0
0
0
0
0
0
0
0
0
0
0
0
0
0
0
0
0
0
0
0
0
0
0
0
0
0
0
0
0
0
0
0
0
0
0
0
0
0
0
0
0
0
0
0
0
0
0
0
0
0
0
0
0
0
0
0
0
0
0
0
0
0
0
0
0
0
0
0
0
0
0
0
0
0
0
0
0
0
0
0
0
0
0
0
0
0
0
0
0
0
0
0
0
0
0
0
0
0
0
0
0
0
0
0
0
0
0
0
0
0
0
0
0
0
0
0
0
0
0
0
0
0
0
0
0
0
0
0
0
0
0
0
0
0
0
0
0
0
0
0
0
0
0
0
0
0
0
0
0
0
0
0
0
0
0
0
0
0
0
0
0
0
0
0
0
0
0
0
0
0
0
0
0
0
0
0
0
0
0
0
0
0
0
0
0
0
0
0
0
0
0
0
0
0
0
0
0
0
0
0
0
0
0
0
0
0
0
0
0
0
0
0
0
0
0
0
0
0
0
0
0
0
0
0
0
0
0
0
0
0
0
0
0
0
0
0
0
0
0
0
0
0
0
0
0
0
0
0
0
0
0
0
0
0
0
0
0
0
0
0
0
0
0
0
0
0
0
0
0
0
0
0
0
0
0
0
0
0
0
0
0
0
0
0
0
0
0
0
0
0
0
0
0
0
0
0
0
0
0
0
0
0
0
0
0
0
0
0
0
0
0
0
0
0
0
0
0
0
0
0
0
0
0
0
0
0
0
0
0
0
0
0
0
0
0
0
0
0
0
0
0
0
0
0
0
0
0
0
0
0
0
0
0
0
0
0
0
0
0
0
0
0
0
0
0
0
0
0
0
0
0
0
0
0
0
0
0
0
0
0
0
0
0
0
0
0
0
0
0
0
0
0
0
0
0
0
0
0
0
0
0
0
0
0
0
0
0
0
0
0
0
0
0
0
0
0
0
0
0
0
0
0
0
0
0
0
0
0
0
0
0
0
0
0
0
0
0
0
0
0
0
0
0
0
0
0
0
0
0
0
0
0
0
0
0
0
0
0
0
0
0
0
0
0
0
0
0
0
0
0
0
0
0
0
0
0
0
0
0
0
0
0
0
0
0
0
0
0
0
0
0
0
0
0
0
0
0
0
0
0
0
0
0
0
0
0
0
0
0
0
0
0
0
0
0
0
0
0
0
0
0
0
0
0
0
0
0
0
0
0
0
0
0
0
0
0
0
0
0
0
0
0
0
0
0
0
0
0
0
0
0
0
0
0
0
0
0
0
0
0
0
0
0
0
0
0
0
0
0
0
0
0
0
0
0
0
0
0
0
0
0
0
0
0
0
0
0
0
0
0
0
0
0
0
0
0
0
0
0
0
0
0
0
0
0
0
0
0
0
0
0
0
0
0
0
0
0
0
0
0
0
0
0
0
0
0
0
0
0
0
0
0
0
0
0
0
0
0
0
0
0
0
0
0
0
0
0
0
0
0
0
0
0
0
0
0
0
0
0
0
0
0
0
0
0
0
0
0
0
0
0
0
0
0
0
0
0
0
0
0
0
0
0
0
0
0
0
0
0
0
0
0
0
0
0
0
0
0
0
0
0
0
0
0
0
0
0
0
0
0
0
0
0
0
0
0
0
0
0
0
0
0
0
0
0
0
0
0
0
0
0
0
0
0
0
0
0
0
0
0
0
0
0
0
0
0
0
0
0
0
0
0
0
0
0
0
0
0
0
0
0
0
0
0
0
0
0
0
0
0
0
0
0
0
0
0
0
0
0
0
0
0
0
0
0
0
0
0
0
0
0
0
0
0
0
0
0
0
0
0
0
0
0
0
0
0
0
0
0
0
0
0
0
0
0
0
0
0
0
0
0
0
0
0
0
0
0
0
0
0
0
0
0
0
0
0
0
0
0
0
0
0
0
0
0
0
0
0
0
0
0
0
0
0
0
0
0
0
0
0
0
0
0
0
0
0
0
0
0
0
0
0
0
0
0
0
0
0
0
0
0
0
0
0
0
0
0
0
0
0
0
0
0
0
0
0
0
0
0
0
0
0
0
0
0
0
0
0
0
0
0
0
0
0
0
0
0
0
0
0
0
0
0
0
0
0
0
0
0
0
0
0
0
0
0
0
0
0
0
0
0
0
0
0
0
0
0
0
0
0
0
0
0
0
0
0
0
0
0
0
0
0
0
0
0
0
0
0
0
0
0
0
0
0
0
0
0
0
0
0
0
0
0
0
0
0
0
0
0
0
0
0
0
0
0
0
0
0
0
0
0
0
0
0
0
0
0
0
0
0
0
0
0
0
0
0
0
0
0
0
0
0
0
0
0
0
0
0
0
0
0
0
0
0
0
0
0
0
0
0
0
0
0
0
0
0
0
0
0
0
0
0
0
0
0
0
0
0
0
0
0
0
0
0
0
0
0
0
0
0
0
0
0
0
0
0
0
0
0
0
0
0
0
0
0
0
0
0
0
0
0
0
0
0
0
0
0
0
0
0
0
0
0
0
0
0
0
0
0
0
0
0
0
0
0
0
0
0
0
0
0
0
0
0
0
0
0
0
0
0
0
0
0
0
0
0
0
0
0
0
0
0
0
0
0
0
0
0
0
0
0
0
0
0
0
0
0
0
0
0
0
0
0
0
0
0
0
0
0
0
0
0
0
0
0
0
0
0
0
0
0
0
0
0
0
0
0
0
0
0
0
0
0
0
0
0
0
0
0
0
0
0
0
0
0
0
0
0
0
0
0
0
0
0
0
0
0
0
0
0
0
0
0
0
0
0
0
0
0
0
0
0
0
0
0
0
0
0
0
0
0
0
0
0
0
0
0
0
0
0
0
0
0
0
0
0
0
0
0
0
0
0
0
0
0
0
0
0
0
0
0
0
0
0
0
0
0
0
0
0
0
0
0
0
0
0
0
0
0
0
0
0
0
0
0
0
0
0
0
0
0
0
0
0
0
0
0
0
0
0
0
0
0
0
0
0
0
0
0
0
0
0
0
0
0
0
0
0
0
0
0
0
0
0
0
0
0
0
0
0
0
0
0
0
0
0
0
0
0
0
0
0
0
0
0
0
0
0
0
0
0
0
0
0
0
0
0
0
0
0
0
0
0
0
0
0
0
0
0
0
0
0
0
0
0
0
0
0
0
0
0
0
0
0
0
0
0
0
0
0
0
0
0
0
0
0
0
0
0
0
0
0
0
0
0
0
0
0
0
0
0
0
0
0
0
0
0
0
0
0
0
0
0
0
0
0
0
0
0
0
0
0
0
0
0
0
0
0
0
0
0
0
0
0
0
0
0
0
0
0
0
0
0
0
0
0
0
0
0
0
0
0
0
0
0
0
0
0
0
0
0
0
0
0
0
0
0
0
0
0
0
0
0
0
0
0
0
0
0
0
0
0
0
0
0
0
0
0
0
0
0
0
0
0
0
0
0
0
0
0
0
0
0
0
0
0
0
0
0
0
0
0
0
0
0
0
0
0
0
0
0
0
0
0
0
0
0
0
0
0
0
0
0
0
0
0
0
0
0
0
0
0
0
0
0
0
0
0
0
0
0
0
0
0
0
0
0
0
0
0
0
0
0
0
0
0
0
0
0
0
0
0
0
0
0
0
0
0
0
0
0
0
0
0
0
0
0
0
0
0
0
0
0
0
0
0
0
0
0
0
0
0
0
0
0
0
0
0
0
0
0
0
0
0
0
0
0
0
0
0
0
0
0
0
0
0
0
0
0
0
0
0
0
0
0
0
0
0
0
0
0
0
0
0
0
0
0
0
0
0
0
0
0
0
0
0
0
0
0
0
0
0
0
0
0
0
0
0
0
0
0
0
0
0
0
0
0
0
0
0
0
0
0
0
0
0
0
0
0
0
0
0
0
0
0
0
0
0
0
0
0
0
0
0
0
0
0
0
0
0
0
0
0
0
0
0
0
0
0
0
0
0
0
0
0
0
0
0
0
0
0
0
0
0
0
0
0
0
0
0
0
0
0
0
0
0
0
0
0
0
0
0
0
0
0
0
0
0
0
0
0
0
0
0
0
0
0
0
0
0
0
0
0
0
0
0
0
0
0
0
0
0
0
0
0
0
0
0
0
0
0
0
0
0
0
0
0
0
0
0
0
0
0
0
0
0
0
0
0
0
0
0
0
0
0
0
0
0
0
0
0
0
0
0
0
0
0
0
0
0
0
0
0
0
0
0
0
0
0
0
0
0
0
0
0
0
0
0
0
0
0
0
0
0
0
0
0
0
0
0
0
0
0
0
0
0
0
0
0
0
0
0
0
0
0
0
0
0
0
0
0
0
0
0
0
0
0
0
0
0
0
0
0
0
0
0
0
0
0
0
0
0
0
0
0
0
0
0
0
0
0
0
0
0
0
0
0
0
0
0
0
0
0
0
0
0
0
0
0
0
0
0
0
0
0
0
0
0
0
0
0
0
0
0
0
0
0
0
0
0
0
0
0
0
0
0
0
0
0
0
0
0
0
0
0
0
0
0
0
0
0
0
0
0
0
0
0
0
0
0
0
0
0
0
0
0
0
0
0
0
0
0
0
0
0
0
0
0
0
0
0
0
0
0
0
0
0
0
0
0
0
0
0
0
0
0
0
0
0
0
0
0
0
0
0
0
0
0
0
0
0
0
0
0
0
0
0
0
0
0
0
0
0
0
0
0
0
0
0
0
0
0
0
0
0
0
0
0
0
0
0
0
0
0
0
0
0
0
0
0
0
0
0
0
0
0
0
0
0
0
0
0
0
0
0
0
0
0
0
0
0
0
0
0
0
0
0
0
0
0
0
0
0
0
0
0
0
0
0
0
0
0
0
0
0
0
0
0
0
0
0
0
0
0
0
0
0
0
0
0
0
0
0
0
0
0
0
0
0
0
0
0
0
0
0
0
0
0
0
0
0
0
0
0
0
0
0
0
0
0
0
0
0
0
0
0
0
0
0
0
0
0
0
0
0
0
0
0
0
0
0
0
0
0
0
0
0
0
0
0
0
0
0
0
0
0
0
0
0
0
0
0
0
0
0
0
0
0
0
0
0
0
0
0
0
0
0
0
0
0
0
0
0
0
0
0
0
0
0
0
0
0
0
0
0
0
0
0
0
0
0
0
0
0
0
0
0
0
0
0
0
0
0
0
0
0
0
0
0
0
0
0
0
0
0
0
0
0
0
0
0
0
0
0
0
0
0
0
0
0
0
0
0
0
0
0
0
0
0
0
0
0
0
0
0
0
0
0
0
0
0
0
0
0
0
0
0
0
0
0
0
0
0
0
0
0
0
0
0
0
0
0
0
0
0
0
0
0
0
0
0
0
0
0
0
0
0
0
0
0
0
0
0
0
0
0
0
0
0
0
0
0
0
0
0
0
0
0
0
0
0
0
0
0
0
0
0
0
0
0
0
0
0
0
0
0
0
0
0
0
0
0
0
0
0
0
0
0
0
0
0
0
0
0
0
0
0
0
0
0
0
0
0
0
0
0
0
0
0
0
0
0
0
0
0
0
0
0
0
0
0
0
0
0
0
0
0
0
0
0
0
0
0
0
0
0
0
0
0
0
0
0
0
0
0
0
0
0
0
0
0
0
0
0
0
0
0
0
0
0
0
0
0
0
0
0
0
0
0
0
0
0
0
0
0
0
0
0
0
0
0
0
0
0
0
0
0
0
0
0
0
0
0
0
0
0
0
0
0
0
0
0
0
0
0
0
0
0
0
0
0
0
0
0
0
0
0
0
0
0
0
0
0
0
0
0
0
0
0
0
0
0
0
0
0
0
0
0
0
0
0
0
0
0
0
0
0
0
0
0
0
0
0
0
0
0
0
0
0
0
0
0
0
0
0
0
0
0
0
0
0
0
0
0
0
0
0
0
0
0
0
0
0
0
0
0
0
0
0
0
0
0
0
0
0
0
0
0
0
0
0
0
0
0
0
0
0
0
0
0
0
0
0
0
0
0
0
0
0
0
0
0
0
0
0
0
0
0
0
0
0
0
0
0
0
0
0
0
0
0
0
0
0
0
0
0
0
0
0
0
0
0
0
0
0
0
0
0
0
0
0
0
0
0
0
0
0
0
0
0
0
0
0
0
0
0
0
0
0
0
0
0
0
0
0
0
0
0
0
0
0
0
0
0
0
0
0
0
0
0
0
0
0
0
0
0
0
0
0
0
0
0
0
0
0
0
0
0
0
0
0
0
0
0
0
0
0
0
0
0
0
0
0
0
0
0
0
0
0
0
0
0
0
0
0
0
0
0
0
0
0
0
0
0
0
0
0
0
0
0
0
0
0
0
0
0
0
0
0
0
0
0
0
0
0
0
0
0
0
0
0
0
0
0
0
0
0
0
0
0
0
0
0
0
0
0
0
0
0
0
0
0
0
0
0
0
0
0
0
0
0
0
0
0
0
0
0
0
0
0
0
0
0
0
0
0
0
0
0
0
0
0
0
0
0
0
0
0
0
0
0
0
0
0
0
0
0
0
0
0
0
0
0
0
0
0
0
0
0
0
0
0
0
0
0
0
0
0
0
0
0
0
0
0
0
0
0
0
0
0
0
0
0
0
0
0
0
0
0
0
0
0
0
0
0
0
0
0
0
0
0
0
0
0
0
0
0
0
0
0
0
0
0
0
0
0
0
0
0
0
0
0
0
0
0
0
0
0
0
0
0
0
0
0
0
0
0
0
0
0
0
0
0
0
0
0
0
0
0
0
0
0
0
0
0
0
0
0
0
0
0
0
0
0
0
0
0
0
0
0
0
0
0
0
0
0
0
0
0
0
0
0
0
0
0
0
0
0
0
0
0
0
0
0
0
0
0
0
0
0
0
0
0
0
0
0
0
0
0
0
0
0
0
0
0
0
0
0
0
0
0
0
0
0
0
0
0
0
0
0
0
0
0
0
0
0
0
0
0
0
0
0
0
0
0
0
0
0
0
0
0
0
0
0
0
0
0
0
0
0
0
0
0
0
0
0
0
0
0
0
0
0
0
0
0
0
0
0
0
0
0
0
0
0
0
0
0
0
0
0
0
0
0
0
0
0
0
0
0
0
0
0
0
0
0
0
0
0
0
0
0
0
0
0
0
0
0
0
0
0
0
0
0
0
0
0
0
0
0
0
0
0
0
0
0
0
0
0
0
0
0
0
0
0
0
0
0
0
0
0
0
0
0
0
0
0
0
0
0
0
0
0
0
0
0
0
0
0
0
0
0
0
0
0
0
0
0
0
0
0
0
0
0
0
0
0
0
0
0
0
0
0
0
0
0
0
0
0
0
0
0
0
0
0
0
0
0
0
0
0
0
0
0
0
0
0
0
0
0
0
0
0
0
0
0
0
0
0
0
0
0
0
0
0
0
0
0
0
0
0
0
0
0
0
0
0
0
0
0
0
0
0
0
0
0
0
0
0
0
0
0
0
0
0
0
0
0
0
0
0
0
0
0
0
0
0
0
0
0
0
0
0
0
0
0
0
0
0
0
0
0
0
0
0
0
0
0
0
0
0
0
0
0
0
0
0
0
0
0
0
0
0
0
0
0
0
0
0
0
0
0
0
0
0
0
0
0
0
0
0
0
0
0
0
0
0
0
0
0
0
0
0
0
0
0
0
0
0
0
0
0
0
0
0
0
0
0
0
0
0
0
0
0
0
0
0
0
0
0
0
0
0
0
0
0
0
0
0
0
0
0
0
0
0
0
0
0
0
0
0
0
0
0
0
0
0
0
0
0
0
0
0
0
0
0
0
0
0
0
0
0
0
0
0
0
0
0
0
0
0
0
0
0
0
0
0
0
0
0
0
0
0
0
0
0
0
0
0
0
0
0
0
0
0
0
0
0
0
0
0
0
0
0
0
0
0
0
0
0
0
0
0
0
0
0
0
0
0
0
0
0
0
0
0
0
0
0
0
0
0
0
0
0
0
0
0
0
0
0
0
0
0
0
0
0
0
0
0
0
0
0
0
0
0
0
0
0
0
0
0
0
0
0
0
0
0
0
0
0
0
0
0
0
0
0
0
0
0
0
0
0
0
0
0
0
0
0
0
0
0
0
0
0
0
0
0
0
0
0
0
0
0
0
0
0
0
0
0
0
0
0
0
0
0
0
0
0
0
0
0
0
0
0
0
0
0
0
0
0
0
0
0
0
0
0
0
0
0
0
0
0
0
0
0
0
0
0
0
0
0
0
0
0
0
0
0
0
0
0
0
0
0
0
0
0
0
0
0
0
0
0
0
0
0
0
0
0
0
0
0
0
0
0
0
0
0
0
0
0
0
0
0
0
0
0
0
0
0
0
0
0
0
0
0
0
0
0
0
0
0
0
0
0
0
0
0
0
0
0
0
0
0
0
0
0
0
0
0
0
0
0
0
0
0
0
0
0
0
0
0
0
0
0
0
0
0
0
0
0
0
0
0
0
0
0
0
0
0
0
0
0
0
0
0
0
0
0
0
0
0
0
0
0
0
0
0
0
0
0
0
0
0
0
0
0
0
0
0
0
0
0
0
0
0
0
0
0
0
0
0
0
0
0
0
0
0
0
0
0
0
0
0
0
0
0
0
0
0
0
0
0
0
0
0
0
0
0
0
0
0
0
0
0
0
0
0
0
0
0
0
0
0
0
0
0
0
0
0
0
0
0
0
0
0
0
0
0
0
0
0
0
0
0
0
0
0
0
0
0
0
0
0
0
0
0
0
0
0
0
0
0
0
0
0
0
0
0
0
0
0
0
0
0
0
0
0
0
0
0
0
0
0
0
0
0
0
0
0
0
0
0
0
0
0
0
0
0
0
0
0
0
0
0
0
0
0
0
0
0
0
0
0
0
0
0
0
0
0
0
0
0
0
0
0
0
0
0
0
0
0
0
0
0
0
0
0
0
0
0
0
0
0
0
0
0
0
0
0
0
0
0
0
0
0
0
0
0
0
0
0
0
0
0
0
0
0
0
0
0
0
0
0
0
0
0
0
0
0
0
0
0
0
0
0
0
0
0
0
0
0
0
0
0
0
0
0
0
0
0
0
0
0
0
0
0
0
0
0
0
0
0
0
0
0
0
0
0
0
0
0
0
0
0
0
0
0
0
0
0
0
0
0
0
0
0
0
0
0
0
0
0
0
0
0
0
0
0
0
0
0
0
0
0
0
0
0
0
0
0
0
0
0
0
0
0
0
0
0
0
0
0
0
0
0
0
0
0
0
0
0
0
0
0
0
0
0
0
0
0
0
0
0
0
0
0
0
0
0
0
0
0
0
0
0
0
0
0
0
0
0
0
0
0
0
0
0
0
0
0
0
0
0
0
0
0
0
0
0
0
0
0
0
0
0
0
0
0
0
0
0
0
0
0
0
0
0
0
0
0
0
0
0
0
0
0
0
0
0
0
0
0
0
0
0
0
0
0
0
0
0
0
0
0
0
0
0
0
0
0
0
0
0
0
0
0
0
0
0
0
0
0
0
0
0
0
0
0
0
0
0
0
0
0
0
0
0
0
0
0
0
0
0
0
0
0
0
0
0
0
0
0
0
0
0
0
0
0
0
0
0
0
0
0
0
0
0
0
0
0
0
0
0
0
0
0
0
0
0
0
0
0
0
0
0
0
0
0
0
0
0
0
0
0
0
0
0
0
0
0
0
0
0
0
0
0
0
0
0
0
0
0
0
0
0
0
0
0
0
0
0
0
0
0
0
0
0
0
0
0
0
0
0
0
0
0
0
0
0
0
0
0
0
0
0
0
0
0
0
0
0
0
0
0
0
0
0
0
0
0
0
0
0
0
0
0
0
0
0
0
0
0
0
0
0
0
0
0
0
0
0
0
0
0
0
0
0
0
0
0
0
0
0
0
0
0
0
0
0
0
0
0
0
0
0
0
0
0
0
0
0
0
0
0
0
0
0
0
0
0
0
0
0
0
0
0
0
0
0
0
0
0
0
0
0
0
0
0
0
0
0
0
0
0
0
0
0
0
0
0
0
0
0
0
0
0
0
0
0
0
0
0
0
0
0
0
0
0
0
0
0
0
0
0
0
0
0
0
0
0
0
0
0
0
0
0
0
0
0
0
0
0
0
0
0
0
0
0
0
0
0
0
0
0
0
0
0
0
0
0
0
0
0
0
0
0
0
0
0
0
0
0
0
0
0
0
0
0
0
0
0
0
0
0
0
0
0
0
0
0
0
0
0
0
0
0
0
0
0
0
0
0
0
0
0
0
0
0
0
0
0
0
0
0
0
0
0
0
0
0
0
0
0
0
0
0
0
0
0
0
0
0
0
0
0
0
0
0
0
0
0
0
0
0
0
0
0
0
0
0
0
0
0
0
0
0
0
0
0
0
0
0
0
0
0
0
0
0
0
0
0
0
0
0
0
0
0
0
0
0
0
0
0
0
0
0
0
0
0
0
0
0
0
0
0
0
0
0
0
0
0
0
0
0
0
0
0
0
0
0
0
0
0
0
0
0
0
0
0
0
0
0
0
0
0
0
0
0
0
0
0
0
0
0
0
0
0
0
0
0
0
0
0
0
0
0
0
0
0
0
0
0
0
0
0
0
0
0
0
0
0
0
0
0
0
0
0
0
0
0
0
0
0
0
0
0
0
0
0
0
0
0
0
0
0
0
0
0
0
0
0
0
0
0
0
0
0
0
0
0
0
0
0
0
0
0
0
0
0
0
0
0
0
0
0
0
0
0
0
0
0
0
0
0
0
0
0
0
0
0
0
0
0
0
0
0
0
0
0
0
0
0
0
0
0
0
0
0
0
0
0
0
0
0
0
0
0
0
0
0
0
0
0
0
0
0
0
0
0
0
0
0
0
0
0
0
0
0
0
0
0
0
0
0
0
0
0
0
0
0
0
0
0
0
0
0
0
0
0
0
0
0
0
0
0
0
0
0
0
0
0
0
0
0
0
0
0
0
0
0
0
0
0
0
0
0
0
0
0
0
0
0
0
0
0
0
0
0
0
0
0
0
0
0
0
0
0
0
0
0
0
0
0
0
0
0
0
0
0
0
0
0
0
0
0
0
0
0
0
0
0
0
0
0
0
0
0
0
0
0
0
0
0
0
0
0
0
0
0
0
0
0
0
0
0
0
0
0
0
0
0
0
0
0
0
0
0
0
0
0
0
0
0
0
0
0
0
0
0
0
0
0
0
0
0
0
0
0
0
0
0
0
0
0
0
0
0
0
0
0
0
0
0
0
0
0
0
0
0
0
0
0
0
0
0
0
0
0
0
0
0
0
0
0
0
0
0
0
0
0
0
0
0
0
0
0
0
0
0
0
0
0
0
0
0
0
0
0
0
0
0
0
0
0
0
0
0
0
0
0
0
0
0
0
0
0
0
0
0
0
0
0
0
0
0
0
0
0
0
0
0
0
0
0
0
0
0
0
0
0
0
0
0
0
0
0
0
0
0
0
0
0
0
0
0
0
0
0
0
0
0
0
0
0
0
0
0
0
0
0
0
0
0
0
0
0
0
0
0
0
0
0
0
0
0
0
0
0
0
0
0
0
0
0
0
0
0
0
0
0
0
0
0
0
0
0
0
0
0
0
0
0
0
0
0
0
0
0
0
0
0
0
0
0
0
0
0
0
0
0
0
0
0
0
0
0
0
0
0
0
0
0
0
0
0
0
0
0
0
0
0
0
0
0
0
0
0
0
0
0
0
0
0
0
0
0
0
0
0
0
0
0
0
0
0
0
0
0
0
0
0
0
0
0
0
0
0
0
0
0
0
0
0
0
0
0
0
0
0
0
0
0
0
0
0
0
0
0
0
0
0
0
0
0
0
0
0
0
0
0
0
0
0
0
0
0
0
0
0
0
0
0
0
0
0
0
0
0
0
0
0
0
0
0
0
0
0
0
0
0
0
0
0
0
0
0
0
0
0
0
0
0
0
0
0
0
0
0
0
0
0
0
0
0
0
0
0
0
0
0
0
0
0
0
0
0
0
0
0
0
0
0
0
0
0
0
0
0
0
0
0
0
0
0
0
0
0
0
0
0
0
0
0
0
0
0
0
0
0
0
0
0
0
0
0
0
0
0
0
0
0
0
0
0
0
0
0
0
0
0
0
0
0
0
0
0
0
0
0
0
0
0
0
0
0
0
0
0
0
0
0
0
0
0
0
0
0
0
0
0
0
0
0
0
0
0
0
0
0
0
0
0
0
0
0
0
0
0
0
0
0
0
0
0
0
0
0
0
0
0
0
0
0
0
0
0
0
0
0
0
0
0
0
0
0
0
0
0
0
0
0
0
0
0
0
0
0
0
0
0
0
0
0
0
0
0
0
0
0
0
0
0
0
0
0
0
0
0
0
0
0
0
0
0
0
0
0
0
0
0
0
0
0
0
0
0
0
0
0
0
0
0
0
0
0
0
0
0
0
0
0
0
0
0
0
0
0
0
0
0
0
0
0
0
0
0
0
0
0
0
0
0
0
0
0
0
0
0
0
0
0
0
0
0
0
0
0
0
0
0
0
0
0
0
0
0
0
0
0
0
0
0
0
0
0
0
0
0
0
0
0
0
0
0
0
0
0
0
0
0
0
0
0
0
0
0
0
0
0
0
0
0
0
0
0
0
0
0
0
0
0
0
0
0
0
0
0
0
0
0
0
0
0
0
0
0
0
0
0
0
0
0
0
0
0
0
0
0
0
0
0
0
0
0
0
0
0
0
0
0
0
0
0
0
0
0
0
0
0
0
0
0
0
0
0
0
0
0
0
0
0
0
0
0
0
0
0
0
0
0
0
0
0
0
0
0
0
0
0
0
0
0
0
0
0
0
0
0
0
0
0
0
0
0
0
0
0
0
0
0
0
0
0
0
0
0
0
0
0
0
0
0
0
0
0
0
0
0
0
0
0
0
0
0
0
0
0
0
0
0
0
0
0
0
0
0
0
0
0
0
0
0
0
0
0
0
0
0
0
0
0
0
0
0
0
0
0
0
0
0
0
0
0
0
0
0
0
0
0
0
0
0
0
0
0
0
0
0
0
0
0
0
0
0
0
0
0
0
0
0
0
0
0
0
0
0
0
0
0
0
0
0
0
0
0
0
0
0
0
0
0
0
0
0
0
0
0
0
0
0
0
0
0
0
0
0
0
0
0
0
0
0
0
0
0
0
0
0
0
0
0
0
0
0
0
0
0
0
0
0
0
0
0
0
0
0
0
0
0
0
0
0
0
0
0
0
0
0
0
0
0
0
0
0
0
0
0
0
0
0
0
0
0
0
0
0
0
0
0
0
0
0
0
0
0
0
0
0
0
0
0
0
0
0
0
0
0
0
0
0
0
0
0
0
0
0
0
0
0
0
0
0
0
0
0
0
0
0
0
0
0
0
0
0
0
0
0
0
0
0
0
0
0
0
0
0
0
0
0
0
0
0
0
0
0
0
0
0
0
0
0
0
0
0
0
0
0
0
0
0
0
0
0
0
0
0
0
0
0
0
0
0
0
0
0
0
0
0
0
0
0
0
0
0
0
0
0
0
0
0
0
0
0
0
0
0
0
0
0
0
0
0
0
0
0
0
0
0
0
0
0
0
0
0
0
0
0
0
0
0
0
0
0
0
0
0
0
0
0
0
0
0
0
0
0
0
0
0
0
0
0
0
0
0
0
0
0
0
0
0
0
0
0
0
0
0
0
0
0
0
0
0
0
0
0
0
0
0
0
0
0
0
0
0
0
0
0
0
0
0
0
0
0
0
0
0
0
0
0
0
0
0
0
0
0
0
0
0
0
0
0
0
0
0
0
0
0
0
0
0
0
0
0
0
0
0
0
0
0
0
0
0
0
0
0
0
0
0
0
0
0
0
0
0
0
0
0
0
0
0
0
0
0
0
0
0
0
0
0
0
0
0
0
0
0
0
0
0
0
0
0
0
0
0
0
0
0
0
0
0
0
0
0
0
0
0
0
0
0
0
0
0
0
0
0
0
0
0
0
0
0
0
0
0
0
0
0
0
0
0
0
0
0
0
0
0
0
0
0
0
0
0
0
0
0
0
0
0
0
0
0
0
0
0
0
0
0
0
0
0
0
0
0
0
0
0
0
0
0
0
0
0
0
0
0
0
0
0
0
0
0
0
0
0
0
0
0
0
0
0
0
0
0
0
0
0
0
0
0
0
0
0
0
0
0
0
0
0
0
0
0
0
0
0
0
0
0
0
0
0
0
0
0
0
0
0
0
0
0
0
0
0
0
0
0
0
0
0
0
0
0
0
0
0
0
0
0
0
0
0
0
0
0
0
0
0
0
0
0
0
0
0
0
0
0
0
0
0
0
0
0
0
0
0
0
0
0
0
0
0
0
0
0
0
0
0
0
0
0
0
0
0
0
0
0
0
0
0
0
0
0
0
0
0
0
0
0
0
0
0
0
0
0
0
0
0
0
0
0
0
0
0
0
0
0
0
0
0
0
0
0
0
0
0
0
0
0
0
0
0
0
0
0
0
0
0
0
0
0
0
0
0
0
0
0
0
0
0
0
0
0
0
0
0
0
0
0
0
0
0
0
0
0
0
0
0
0
0
0
0
0
0
0
0
0
0
0
0
0
0
0
0
0
0
0
0
0
0
0
0
0
0
0
0
0
0
0
0
0
0
0
0
0
0
0
0
0
0
0
0
0
0
0
0
0
0
0
0
0
0
0
0
0
0
0
0
0
0
0
0
0
0
0
0
0
0
0
0
0
0
0
0
0
0
0
0
0
0
0
0
0
0
0
0
0
0
0
0
0
0
0
0
0
0
0
0
0
0
0
0
0
0
0
0
0
0
0
0
0
0
0
0
0
0
0
0
0
0
0
0
0
0
0
0
0
0
0
0
0
0
0
0
0
0
0
0
0
0
0
0
0
0
0
0
0
0
0
0
0
0
0
0
0
0
0
0
0
0
0
0
0
0
0
0
0
0
0
0
0
0
0
0
0
0
0
0
0
0
0
0
0
0
0
0
0
0
0
0
0
0
0
0
0
0
0
0
0
0
0
0
0
0
0
0
0
0
0
0
0
0
0
0
0
0
0
0
0
0
0
0
0
0
0
0
0
0
0
0
0
0
0
0
0
0
0
0
0
0
0
0
0
0
0
0
0
0
0
0
0
0
0
0
0
0
0
0
0
0
0
0
0
0
0
0
0
0
0
0
0
0
0
0
0
0
0
0
0
0
0
0
0
0
0
0
0
0
0
0
0
0
0
0
0
0
0
0
0
0
0
0
0
0
0
0
0
0
0
0
0
0
0
0
0
0
0
0
0
0
0
0
0
0
0
0
0
0
0
0
0
0
0
0
0
0
0
0
0
0
0
0
0
0
0
0
0
0
0
0
0
0
0
0
0
0
0
0
0
0
0
0
0
0
0
0
0
0
0
0
0
0
0
0
0
0
0
0
0
0
0
0
0
0
0
0
0
0
0
0
0
0
0
0
0
0
0
0
0
0
0
0
0
0
0
0
0
0
0
0
0
0
0
0
0
0
0
0
0
0
0
0
0
0
0
0
0
0
0
0
0
0
0
0
0
0
0
0
0
0
0
0
0
0
0
0
0
0
0
0
0
0
0
0
0
0
0
0
0
0
0
0
0
0
0
0
0
0
0
0
0
0
0
0
0
0
0
0
0
0
0
0
0
0
0
0
0
0
0
0
0
0
0
0
0
0
0
0
0
0
0
0
0
0
0
0
0
0
0
0
0
0
0
0
0
0
0
0
0
0
0
0
0
0
0
0
0
0
0
0
0
0
0
0
0
0
0
0
0
0
0
0
0
0
0
0
0
0
0
0
0
0
0
0
0
0
0
0
0
0
0
0
0
0
0
0
0
0
0
0
0
0
0
0
0
0
0
0
0
0
0
0
0
0
0
0
0
0
0
0
0
0
0
0
0
0
0
0
0
0
0
0
0
0
0
0
0
0
0
0
0
0
0
0
0
0
0
0
0
0
0
0
0
0
0
0
0
0
0
0
0
0
0
0
0
0
0
0
0
0
0
0
0
0
0
0
0
0
0
0
0
0
0
0
0
0
0
0
0
0
0
0
0
0
0
0
0
0
0
0
0
0
0
0
0
0
0
0
0
0
0
0
0
0
0
0
0
0
0
0
0
0
0
0
0
0
0
0
0
0
0
0
0
0
0
0
0
0
0
0
0
0
0
0
0
0
0
0
0
0
0
0
0
0
0
0
0
0
0
0
0
0
0
0
0
0
0
0
0
0
0
0
0
0
0
0
0
0
0
0
0
0
0
0
0
0
0
0
0
0
0
0
0
0
0
0
0
0
0
0
0
0
0
0
0
0
0
0
0
0
0
0
0
0
0
0
0
0
0
0
0
0
0
0
0
0
0
0
0
0
0
0
0
0
0
0
0
0
0
0
0
0
0
0
0
0
0
0
0
0
0
0
0
0
0
0
0
0
0
0
0
0
0
0
0
0
0
0
0
0
0
0
0
0
0
0
0
0
0
0
0
0
0
0
0
0
0
0
0
0
0
0
0
0
0
0
0
0
0
0
0
0
0
0
0
0
0
0
0
0
0
0
0
0
0
0
0
0
0
0
0
0
0
0
0
0
0
0
0
0
0
0
0
0
0
0
0
0
0
0
0
0
0
0
0
0
0
0
0
0
0
0
0
0
0
0
0
0
0
0
0
0
0
0
0
0
0
0
0
0
0
0
0
0
0
0
0
0
0
0
0
0
0
0
0
0
0
0
0
0
0
0
0
0
0
0
0
0
0
0
0
0
0
0
0
0
0
0
0
0
0
0
0
0
0
0
0
0
0
0
0
0
0
0
0
0
0
0
0
0
0
0
0
0
0
0
0
0
0
0
0
0
0
0
0
0
0
0
0
0
0
0
0
0
0
0
0
0
0
0
0
0
0
0
0
0
0
0
0
0
0
0
0
0
0
0
0
0
0
0
0
0
0
0
0
0
0
0
0
0
0
0
0
0
0
0
0
0
0
0
0
0
0
0
0
0
0
0
0
0
0
0
0
0
0
0
0
0
0
0
0
0
0
0
0
0
0
0
0
0
0
0
0
0
0
0
0
0
0
0
0
0
0
0
0
0
0
0
0
0
0
0
0
0
0
0
0
0
0
0
0
0
0
0
0
0
0
0
0
0
0
0
0
0
0
0
0
0
0
0
0
0
0
0
0
0
0
0
0
0
0
0
0
0
0
0
0
0
0
0
0
0
0
0
0
0
0
0
0
0
0
0
0
0
0
0
0
0
0
0
0
0
0
0
0
0
0
0
0
0
0
0
0
0
0
0
0
0
0
0
0
0
0
0
0
0
0
0
0
0
0
0
0
0
0
0
0
0
0
0
0
0
0
0
0
0
0
0
0
0
0
0
0
0
0
0
0
0
0
0
0
0
0
0
0
0
0
0
0
0
0
0
0
0
0
0
0
0
0
0
0
0
0
0
0
0
0
0
0
0
0
0
0
0
0
0
0
0
0
0
0
0
0
0
0
0
0
0
0
0
0
0
0
0
0
0
0
0
0
0
0
0
0
0
0
0
0
0
0
0
0
0
0
0
0
0
0
0
0
0
0
0
0
0
0
0
0
0
0
0
0
0
0
0
0
0
0
0
0
0
0
0
0
0
0
0
0
0
0
0
0
0
0
0
0
0
0
0
0
0
0
0
0
0
0
0
0
0
0
0
0
0
0
0
0
0
0
0
0
0
0
0
0
0
0
0
0
0
0
0
0
0
0
0
0
0
0
0
0
0
0
0
0
0
0
0
0
0
0
0
0
0
0
0
0
0
0
0
0
0
0
0
0
0
0
0
0
0
0
0
0
0
0
0
0
0
0
0
0
0
0
0
0
0
0
0
0
0
0
0
0
0
0
0
0
0
0
0
0
0
0
0
0
0
0
0
0
0
0
0
0
0
0
0
0
0
0
0
0
0
0
0
0
0
0
0
0
0
0
0
0
0
0
0
0
0
0
0
0
0
0
0
0
0
0
0
0
0
0
0
0
0
0
0
0
0
0
0
0
0
0
0
0
0
0
0
0
0
0
0
0
0
0
0
0
0
0
0
0
0
0
0
0
0
0
0
0
0
0
0
0
0
0
0
0
0
0
0
0
0
0
0
0
0
0
0
0
0
0
0
0
0
0
0
0
0
0
0
0
0
0
0
0
0
0
0
0
0
0
0
0
0
0
0
0
0
0
0
0
0
0
0
0
0
0
0
0
0
0
0
0
0
0
0
0
0
0
0
0
0
0
0
0
0
0
0
0
0
0
0
0
0
0
0
0
0
0
0
0
0
0
0
0
0
0
0
0
0
0
0
0
0
0
0
0
0
0
0
0
0
0
0
0
0
0
0
0
0
0
0
0
0
0
0
0
0
0
0
0
0
0
0
0
0
0
0
0
0
0
0
0
0
0
0
0
0
0
0
0
0
0
0
0
0
0
0
0
0
0
0
0
0
0
0
0
0
0
0
0
0
0
0
0
0
0
0
0
0
0
0
0
0
0
0
0
0
0
0
0
0
0
0
0
0
0
0
0
0
0
0
0
0
0
0
0
0
0
0
0
0
0
0
0
0
0
0
0
0
0
0
0
0
0
0
0
0
0
0
0
0
0
0
0
0
0
0
0
0
0
0
0
0
0
0
0
0
0
0
0
0
0
0
0
0
0
0
0
0
0
0
0
0
0
0
0
0
0
0
0
0
0
0
0
0
0
0
0
0
0
0
0
0
0
0
0
0
0
0
0
0
0
0
0
0
0
0
0
0
0
0
0
0
0
0
0
0
0
0
0
0
0
0
0
0
0
0
0
0
0
0
0
0
0
0
0
0
0
0
0
0
0
0
0
0
0
0
0
0
0
0
0
0
0
0
0
0
0
0
0
0
0
0
0
0
0
0
0
0
0
0
0
0
0
0
0
0
0
0
0
0
0
0
0
0
0
0
0
0
0
0
0
0
0
0
0
0
0
0
0
0
0
0
0
0
0
0
0
0
0
0
0
0
0
0
0
0
0
0
0
0
0
0
0
0
0
0
0
0
0
0
0
0
0
0
0
0
0
0
0
0
0
0
0
0
0
0
0
0
0
0
0
0
0
0
0
0
0
0
0
0
0
0
0
0
0
0
0
0
0
0
0
0
0
0
0
0
0
0
0
0
0
0
0
0
0
0
0
0
0
0
0
0
0
0
0
0
0
0
0
0
0
0
0
0
0
0
0
0
0
0
0
0
0
0
0
0
0
0
0
0
0
0
0
0
0
0
0
0
0
0
0
0
0
0
0
0
0
0
0
0
0
0
0
0
0
0
0
0
0
0
0
0
0
0
0
0
0
0
0
0
0
0
0
0
0
0
0
0
0
0
0
0
0
0
0
0
0
0
0
0
0
0
0
0
0
0
0
0
0
0
0
0
0
0
0
0
0
0
0
0
0
0
0
0
0
0
0
0
0
0
0
0
0
0
0
0
0
0
0
0
0
0
0
0
0
0
0
0
0
0
0
0
0
0
0
0
0
0
0
0
0
0
0
0
0
0
0
0
0
0
0
0
0
0
0
0
0
0
0
0
0
0
0
0
0
0
0
0
0
0
0
0
0
0
0
0
0
0
0
0
0
0
0
0
0
0
0
0
0
0
0
0
0
0
0
0
0
0
0
0
0
0
0
0
0
0
0
0
0
0
0
0
0
0
0
0
0
0
0
0
0
0
0
0
0
0
0
0
0
0
0
0
0
0
0
0
0
0
0
0
0
0
0
0
0
0
0
0
0
0
0
0
0
0
0
0
0
0
0
0
0
0
0
0
0
0
0
0
0
0
0
0
0
0
0
0
0
0
0
0
0
0
0
0
0
0
0
0
0
0
0
0
0
0
0
0
0
0
0
0
0
0
0
0
0
0
0
0
0
0
0
0
0
0
0
0
0
0
0
0
0
0
0
0
0
0
0
0
0
0
0
0
0
0
0
0
0
0
0
0
0
0
0
0
0
0
0
0
0
0
0
0
0
0
0
0
0
0
0
0
0
0
0
0
0
0
0
0
0
0
0
0
0
0
0
0
0
0
0
0
0
0
0
0
0
0
0
0
0
0
0
0
0
0
0
0
0
0
0
0
0
0
0
0
0
0
0
0
0
0
0
0
0
0
0
0
0
0
0
0
0
0
0
0
0
0
0
0
0
0
0
0
0
0
0
0
0
0
0
0
0
0
0
0
0
0
0
0
0
0
0
0
0
0
0
0
0
0
0
0
0
0
0
0
0
0
0
0
0
0
0
0
0
0
0
0
0
0
0
0
0
0
0
0
0
0
0
0
0
0
0
0
0
0
0
0
0
0
0
0
0
0
0
0
0
0
0
0
0
0
0
0
0
0
0
0
0
0
0
0
0
0
0
0
0
0
0
0
0
0
0
0
0
0
0
0
0
0
0
0
0
0
0
0
0
0
0
0
0
0
0
0
0
0
0
0
0
0
0
0
0
0
0
0
0
0
0
0
0
0
0
0
0
0
0
0
0
0
0
0
0
0
0
0
0
0
0
0
0
0
0
0
0
0
0
0
0
0
0
0
0
0
0
0
0
0
0
0
0
0
0
0
0
0
0
0
0
0
0
0
0
0
0
0
0
0
0
0
0
0
0
0
0
0
0
0
0
0
0
0
0
0
0
0
0
0
0
0
0
0
0
0
0
0
0
0
0
0
0
0
0
0
0
0
0
0
0
0
0
0
0
0
0
0
0
0
0
0
0
0
0
0
0
0
0
0
0
0
0
0
0
0
0
0
0
0
0
0
0
0
0
0
0
0
0
0
0
0
0
0
0
0
0
0
0
0
0
0
0
0
0
0
0
0
0
0
0
0
0
0
0
0
0
0
0
0
0
0
0
0
0
0
0
0
0
0
0
0
0
0
0
0
0
0
0
0
0
0
0
0
0
0
0
0
0
0
0
0
0
0
0
0
0
0
0
0
0
0
0
0
0
0
0
0
0
0
0
0
0
0
0
0
0
0
0
0
0
0
0
0
0
0
0
0
0
0
0
0
0
0
0
0
0
0
0
0
0
0
0
0
0
0
0
0
0
0
0
0
0
0
0
0
0
0
0
0
0
0
0
0
0
0
0
0
0
0
0
0
0
0
0
0
0
0
0
0
0
0
0
0
0
0
0
0
0
0
0
0
0
0
0
0
0
0
0
0
0
0
0
0
0
0
0
0
0
0
0
0
0
0
0
0
0
0
0
0
0
0
0
0
0
0
0
0
0
0
0
0
0
0
0
0
0
0
0
0
0
0
0
0
0
0
0
0
0
0
0
0
0
0
0
0
0
0
0
0
0
0
0
0
0
0
0
0
0
0
0
0
0
0
0
0
0
0
0
0
0
0
0
0
0
0
0
0
0
0
0
0
0
0
0
0
0
0
0
0
0
0
0
0
0
0
0
0
0
0
0
0
0
0
0
0
0
0
0
0
0
0
0
0
0
0
0
0
0
0
0
0
0
0
0
0
0
0
0
0
0
0
0
0
0
0
0
0
0
0
0
0
0
0
0
0
0
0
0
0
0
0
0
0
0
0
0
0
0
0
0
0
0
0
0
0
0
0
0
0
0
0
0
0
0
0
0
0
0
0
0
0
0
0
0
0
0
0
0
0
0
0
0
0
0
0
0
0
0
0
0
0
0
0
0
0
0
0
0
0
0
0
0
0
0
0
0
0
0
0
0
0
0
0
0
0
0
0
0
0
0
0
0
0
0
0
0
0
0
0
0
0
0
0
0
0
0
0
0
0
0
0
0
0
0
0
0
0
0
0
0
0
0
0
0
0
0
0
0
0
0
0
0
0
0
0
0
0
0
0
0
0
0
0
0
0
0
0
0
0
0
0
0
0
0
0
0
0
0
0
0
0
0
0
0
0
0
0
0
0
0
0
0
0
0
0
0
0
0
0
0
0
0
0
0
0
0
0
0
0
0
0
0
0
0
0
0
0
0
0
0
0
0
0
0
0
0
0
0
0
0
0
0
0
0
0
0
0
0
0
0
0
0
0
0
0
0
0
0
0
0
0
0
0
0
0
0
0
0
0
0
0
0
0
0
0
0
0
0
0
0
0
0
0
0
0
0
0
0
0
0
0
0
0
0
0
0
0
0
0
0
0
0
0
0
0
0
0
0
0
0
0
0
0
0
0
0
0
0
0
0
0
0
0
0
0
0
0
0
0
0
0
0
0
0
0
0
0
0
0
0
0
0
0
0
0
0
0
0
0
0
0
0
0
0
0
0
0
0
0
0
0
0
0
0
0
0
0
0
0
0
0
0
0
0
0
0
0
0
0
0
0
0
0
0
0
0
0
0
0
0
0
0
0
0
0
0
0
0
0
0
0
0
0
0
0
0
0
0
0
0
0
0
0
0
0
0
0
0
0
0
0
0
0
0
0
0
0
0
0
0
0
0
0
0
0
0
0
0
0
0
0
0
0
0
0
0
0
0
0
0
0
0
0
0
0
0
0
0
0
0
0
0
0
0
0
0
0
0
0
0
0
0
0
0
0
0
0
0
0
0
0
0
0
0
0
0
0
0
0
0
0
0
0
0
0
0
0
0
0
0
0
0
0
0
0
0
0
0
0
0
0
0
0
0
0
0
0
0
0
0
0
0
0
0
0
0
0
0
0
0
0
0
0
0
0
0
0
0
0
0
0
0
0
0
0
0
0
0
0
0
0
0
0
0
0
0
0
0
0
0
0
0
0
0
0
0
0
0
0
0
0
0
0
0
0
0
0
0
0
0
0
0
0
0
0
0
0
0
0
0
0
0
0
0
0
0
0
0
0
0
0
0
0
0
0
0
0
0
0
0
0
0
0
0
0
0
0
0
0
0
0
0
0
0
0
0
0
0
0
0
0
0
0
0
0
0
0
0
0
0
0
0
0
0
0
0
0
0
0
0
0
0
0
0
0
0
0
0
0
0
0
0
0
0
0
0
0
0
0
0
0
0
0
0
0
0
0
0
0
0
0
0
0
0
0
0
0
0
0
0
0
0
0
0
0
0
0
0
0
0
0
0
0
0
0
0
0
0
0
0
0
0
0
0
0
0
0
0
0
0
0
0
0
0
0
0
0
0
0
0
0
0
0
0
0
0
0
0
0
0
0
0
0
0
0
0
0
0
0
0
0
0
0
0
0
0
0
0
0
0
0
0
0
0
0
0
0
0
0
0
0
0
0
0
0
0
0
0
0
0
0
0
0
0
0
0
0
0
0
0
0
0
0
0
0
0
0
0
0
0
0
0
0
0
0
0
0
0
0
0
0
0
0
0
0
0
0
0
0
0
0
0
0
0
0
0
0
0
0
0
0
0
0
0
0
0
0
0
0
0
0
0
0
0
0
0
0
0
0
0
0
0
0
0
0
0
0
0
0
0
0
0
0
0
0
0
0
0
0
0
0
0
0
0
0
0
0
0
0
0
0
0
0
0
0
0
0
0
0
0
0
0
0
0
0
0
0
0
0
0
0
0
0
0
0
0
0
0
0
0
0
0
0
0
0
0
0
0
0
0
0
0
0
0
0
0
0
0
0
0
0
0
0
0
0
0
0
0
0
0
0
0
0
0
0
0
0
0
0
0
0
0
0
0
0
0
0
0
0
0
0
0
0
0
0
0
0
0
0
0
0
0
0
0
0
0
0
0
0
0
0
0
0
0
0
0
0
0
0
0
0
0
0
0
0
0
0
0
0
0
0
0
0
0
0
0
0
0
0
0
0
0
0
0
0
0
0
0
0
0
0
0
0
0
0
0
0
0
0
0
0
0
0
0
0
0
0
0
0
0
0
0
0
0
0
0
0
0
0
0
0
0
0
0
0
0
0
0
0
0
0
0
0
0
0
0
0
0
0
0
0
0
0
0
0
0
0
0
0
0
0
0
0
0
0
0
0
0
0
0
0
0
0
0
0
0
0
0
0
0
0
0
0
0
0
0
0
0
0
0
0
0
0
0
0
0
0
0
0
0
0
0
0
0
0
0
0
0
0
0
0
0
0
0
0
0
0
0
0
0
0
0
0
0
0
0
0
0
0
0
0
0
0
0
0
0
0
0
0
0
0
0
0
0
0
0
0
0
0
0
0
0
0
0
0
0
0
0
0
0
0
0
0
0
0
0
0
0
0
0
0
0
0
0
0
0
0
0
0
0
0
0
0
0
0
0
0
0
0
0
0
0
0
0
0
0
0
0
0
0
0
0
0
0
0
0
0
0
0
0
0
0
0
0
0
0
0
0
0
0
0
0
0
0
0
0
0
0
0
0
0
0
0
0
0
0
0
0
0
0
0
0
0
0
0
0
0
0
0
0
0
0
0
0
0
0
0
0
0
0
0
0
0
0
0
0
0
0
0
0
0
0
0
0
0
0
0
0
0
0
0
0
0
0
0
0
0
0
0
0
0
0
0
0
0
0
0
0
0
0
0
0
0
0
0
0
0
0
0
0
0
0
0
0
0
0
0
0
0
0
0
0
0
0
0
0
0
0
0
0
0
0
0
0
0
0
0
0
0
0
0
0
0
0
0
0
0
0
0
0
0
0
0
0
0
0
0
0
0
0
0
0
0
0
0
0
0
0
0
0
0
0
0
0
0
0
0
0
0
0
0
0
0
0
0
0
0
0
0
0
0
0
0
0
0
0
0
0
0
0
0
0
0
0
0
0
0
0
0
0
0
0
0
0
0
0
0
0
0
0
0
0
0
0
0
0
0
0
0
0
0
0
0
0
0
0
0
0
0
0
0
0
0
0
0
0
0
0
0
0
0
0
0
0
0
0
0
0
0
0
0
0
0
0
0
0
0
0
0
0
0
0
0
0
0
0
0
0
0
0
0
0
0
0
0
0
0
0
0
0
0
0
0
0
0
0
0
0
0
0
0
0
0
0
0
0
0
0
0
0
0
0
0
0
0
0
0
0
0
0
0
0
0
0
0
0
0
0
0
0
0
0
0
0
0
0
0
0
0
0
0
0
0
0
0
0
0
0
0
0
0
0
0
0
0
0
0
0
0
0
0
0
0
0
0
0
0
0
0
0
0
0
0
0
0
0
0
0
0
0
0
0
0
0
0
0
0
0
0
0
0
0
0
0
0
0
0
0
0
0
0
0
0
0
0
0
0
0
0
0
0
0
0
0
0
0
0
0
0
0
0
0
0
0
0
0
0
0
0
0
0
0
0
0
0
0
0
0
0
0
0
0
0
0
0
0
0
0
0
0
0
0
0
0
0
0
0
0
0
0
0
0
0
0
0
0
0
0
0
0
0
0
0
0
0
0
0
0
0
0
0
0
0
0
0
0
0
0
0
0
0
0
0
0
0
0
0
0
0
0
0
0
0
0
0
0
0
0
0
0
0
0
0
0
0
0
0
0
0
0
0
0
0
0
0
0
0
0
0
0
0
0
0
0
0
0
0
0
0
0
0
0
0
0
0
0
0
0
0
0
0
0
0
0
0
0
0
0
0
0
0
0
0
0
0
0
0
0
0
0
0
0
0
0
0
0
0
0
0
0
0
0
0
0
0
0
0
0
0
0
0
0
0
0
0
0
0
0
0
0
0
0
0
0
0
0
0
0
0
0
0
0
0
0
0
0
0
0
0
0
0
0
0
0
0
0
0
0
0
0
0
0
0
0
0
0
0
0
0
0
0
0
0
0
0
0
0
0
0
0
0
0
0
0
0
0
0
0
0
0
0
0
0
0
0
0
0
0
0
0
0
0
0
0
0
0
0
0
0
0
0
0
0
0
0
0
0
0
0
0
0
0
0
0
0
0
0
0
0
0
0
0
0
0
0
0
0
0
0
0
0
0
0
0
0
0
0
0
0
0
0
0
0
0
0
0
0
0
0
0
0
0
0
0
0
0
0
0
0
0
0
0
0
0
0
0
0
0
0
0
0
0
0
0
0
0
0
0
0
0
0
0
0
0
0
0
0
0
0
0
0
0
0
0
0
0
0
0
0
0
0
0
0
0
0
0
0
0
0
0
0
0
0
0
0
0
0
0
0
0
0
0
0
0
0
0
0
0
0
0
0
0
0
0
0
0
0
0
0
0
0
0
0
0
0
0
0
0
0
0
0
0
0
0
0
0
0
0
0
0
0
0
0
0
0
0
0
0
0
0
0
0
0
0
0
0
0
0
0
0
0
0
0
0
0
0
0
0
0
0
0
0
0
0
0
0
0
0
0
0
0
0
0
0
0
0
0
0
0
0
0
0
0
0
0
0
0
0
0
0
0
0
0
0
0
0
0
0
0
0
0
0
0
0
0
0
0
0
0
0
0
0
0
0
0
0
0
0
0
0
0
0
0
0
0
0
0
0
0
0
0
0
0
0
0
0
0
0
0
0
0
0
0
0
0
0
0
0
0
0
0
0
0
0
0
0
0
0
0
0
0
0
0
0
0
0
0
0
0
0
0
0
0
0
0
0
0
0
0
0
0
0
0
0
0
0
0
0
0
0
0
0
0
0
0
0
0
0
0
0
0
0
0
0
0
0
0
0
0
0
0
0
0
0
0
0
0
0
0
0
0
0
0
0
0
0
0
0
0
0
0
0
0
0
0
0
0
0
0
0
0
0
0
0
0
0
0
0
0
0
0
0
0
0
0
0
0
0
0
0
0
0
0
0
0
0
0
0
0
0
0
0
0
0
0
0
0
0
0
0
0
0
0
0
0
0
0
0
0
0
0
0
0
0
0
0
0
0
0
0
0
0
0
0
0
0
0
0
0
0
0
0
0
0
0
0
0
0
0
0
0
0
0
0
0
0
0
0
0
0
0
0
0
0
0
0
0
0
0
0
0
0
0
0
0
0
0
0
0
0
0
0
0
0
0
0
0
0
0
0
0
0
0
0
0
0
0
0
0
0
0
0
0
0
0
0
0
0
0
0
0
0
0
0
0
0
0
0
0
0
0
0
0
0
0
0
0
0
0
0
0
0
0
0
0
0
0
0
0
0
0
0
0
0
0
0
0
0
0
0
0
0
0
0
0
0
0
0
0
0
0
0
0
0
0
0
0
0
0
0
0
0
0
0
0
0
0
0
0
0
0
0
0
0
0
0
0
0
0
0
0
0
0
0
0
0
0
0
0
0
0
0
0
0
0
0
0
0
0
0
0
0
0
0
0
0
0
0
0
0
0
0
0
0
0
0
0
0
0
0
0
0
0
0
0
0
0
0
0
0
0
0
0
0
0
0
0
0
0
0
0
0
0
0
0
0
0
0
0
0
0
0
0
0
0
0
0
0
0
0
0
0
0
0
0
0
0
0
0
0
0
0
0
0
0
0
0
0
0
0
0
0
0
0
0
0
0
0
0
0
0
0
0
0
0
0
0
0
0
0
0
0
0
0
0
0
0
0
0
0
0
0
0
0
0
0
0
0
0
0
0
0
0
0
0
0
0
0
0
0
0
0
0
0
0
0
0
0
0
0
0
0
0
0
0
0
0
0
0
0
0
0
0
0
0
0
0
0
0
0
0
0
0
0
0
0
0
0
0
0
0
0
0
0
0
0
0
0
0
0
0
0
0
0
0
0
0
0
0
0
0
0
0
0
0
0
0
0
0
0
0
0
0
0
0
0
0
0
0
0
0
0
0
0
0
0
0
0
0
0
0
0
0
0
0
0
0
0
0
0
0
0
0
0
0
0
0
0
0
0
0
0
0
0
0
0
0
0
0
0
0
0
0
0
0
0
0
0
0
0
0
0
0
0
0
0
0
0
0
0
0
0
0
0
0
0
0
0
0
0
0
0
0
0
0
0
0
0
0
0
0
0
0
0
0
0
0
0
0
0
0
0
0
0
0
0
0
0
0
0
0
0
0
0
0
0
0
0
0
0
0
0
0
0
0
0
0
0
0
0
0
0
0
0
0
0
0
0
0
0
0
0
0
0
0
0
0
0
0
0
0
0
0
0
0
0
0
0
0
0
0
0
0
0
0
0
0
0
0
0
0
0
0
0
0
0
0
0
0
0
0
0
0
0
0
0
0
0
0
0
0
0
0
0
0
0
0
0
0
0
0
0
0
0
0
0
0
0
0
0
0
0
0
0
0
0
0
0
0
0
0
0
0
0
0
0
0
0
0
0
0
0
0
0
0
0
0
0
0
0
0
0
0
0
0
0
0
0
0
0
0
0
0
0
0
0
0
0
0
0
0
0
0
0
0
0
0
0
0
0
0
0
0
0
0
0
0
0
0
0
0
0
0
0
0
0
0
0
0
0
0
0
0
0
0
0
0
0
0
0
0
0
0
0
0
0
0
0
0
0
0
0
0
0
0
0
0
0
0
0
0
0
0
0
0
0
0
0
0
0
0
0
0
0
0
0
0
0
0
0
0
0
0
0
0
0
0
0
0
0
0
0
0
0
0
0
0
0
0
0
0
0
0
0
0
0
0
0
0
0
0
0
0
0
0
0
0
0
0
0
0
0
0
0
0
0
0
0
0
0
0
0
0
0
0
0
0
0
0
0
0
0
0
0
0
0
0
0
0
0
0
0
0
0
0
0
0
0
0
0
0
0
0
0
0
0
0
0
0
0
0
0
0
0
0
0
0
0
0
0
0
0
0
0
0
0
0
0
0
0
0
0
0
0
0
0
0
0
0
0
0
0
0
0
0
0
0
0
0
0
0
0
0
0
0
0
0
0
0
0
0
0
0
0
0
0
0
0
0
0
0
0
0
0
0
0
0
0
0
0
0
0
0
0
0
0
0
0
0
0
0
0
0
0
0
0
0
0
0
0
0
0
0
0
0
0
0
0
0
0
0
0
0
0
0
0
0
0
0
0
0
0
0
0
0
0
0
0
0
0
0
0
0
0
0
0
0
0
0
0
0
0
0
0
0
0
0
0
0
0
0
0
0
0
0
0
0
0
0
0
0
0
0
0
0
0
0
0
0
0
0
0
0
0
0
0
0
0
0
0
0
0
0
0
0
0
0
0
0
0
0
0
0
0
0
0
0
0
0
0
0
0
0
0
0
0
0
0
0
0
0
0
0
0
0
0
0
0
0
0
0
0
0
0
0
0
0
0
0
0
0
0
0
0
0
0
0
0
0
0
0
0
0
0
0
0
0
0
0
0
0
0
0
0
0
0
0
0
0
0
0
0
0
0
0
0
0
0
0
0
0
0
0
0
0
0
0
0
0
0
0
0
0
0
0
0
0
0
0
0
0
0
0
0
0
0
0
0
0
0
0
0
0
0
0
0
0
0
0
0
0
0
0
0
0
0
0
0
0
0
0
0
0
0
0
0
0
0
0
0
0
0
0
0
0
0
0
0
0
0
0
0
0
0
0
0
0
0
0
0
0
0
0
0
0
0
0
0
0
0
0
0
0
0
0
0
0
0
0
0
0
0
0
0
0
0
0
0
0
0
0
0
0
0
0
0
0
0
0
0
0
0
0
0
0
0
0
0
0
0
0
0
0
0
0
0
0
0
0
0
0
0
0
0
0
0
0
0
0
0
0
0
0
0
0
0
0
0
0
0
0
0
0
0
0
0
0
0
0
0
0
0
0
0
0
0
0
0
0
0
0
0
0
0
0
0
0
0
0
0
0
0
0
0
0
0
0
0
0
0
0
0
0
0
0
0
0
0
0
0
0
0
0
0
0
0
0
0
0
0
0
0
0
0
0
0
0
0
0
0
0
0
0
0
0
0
0
0
0
0
0
0
0
0
0
0
0
0
0
0
0
0
0
0
0
0
0
0
0
0
0
0
0
0
0
0
0
0
0
0
0
0
0
0
0
0
0
0
0
0
0
0
0
0
0
0
0
0
0
0
0
0
0
0
0
0
0
0
0
0
0
0
0
0
0
0
0
0
0
0
0
0
0
0
0
0
0
0
0
0
0
0
0
0
0
0
0
0
0
0
0
0
0
0
0
0
0
0
0
0
0
0
0
0
0
0
0
0
0
0
0
0
0
0
0
0
0
0
0
0
0
0
0
0
0
0
0
0
0
0
0
0
0
0
0
0
0
0
0
0
0
0
0
0
0
0
0
0
0
0
0
0
0
0
0
0
0
0
0
0
0
0
0
0
0
0
0
0
0
0
0
0
0
0
0
0
0
0
0
0
0
0
0
0
0
0
0
0
0
0
0
0
0
0
0
0
0
0
0
0
0
0
0
0
0
0
0
0
0
0
0
0
0
0
0
0
0
0
0
0
0
0
0
0
0
0
0
0
0
0
0
0
0
0
0
0
0
0
0
0
0
0
0
0
0
0
0
0
0
0
0
0
0
0
0
0
0
0
0
0
0
0
0
0
0
0
0
0
0
0
0
0
0
0
0
0
0
0
0
0
0
0
0
0
0
0
0
0
0
0
0
0
0
0
0
0
0
0
0
0
0
0
0
0
0
0
0
0
0
0
0
0
0
0
0
0
0
0
0
0
0
0
0
0
0
0
0
0
0
0
0
0
0
0
0
0
0
0
0
0
0
0
0
0
0
0
0
0
0
0
0
0
0
0
0
0
0
0
0
0
0
0
0
0
0
0
0
0
0
0
0
0
0
0
0
0
0
0
0
0
0
0
0
0
0
0
0
0
0
0
0
0
0
0
0
0
0
0
0
0
0
0
0
0
0
0
0
0
0
0
0
0
0
0
0
0
0
0
0
0
0
0
0
0
0
0
0
0
0
0
0
0
0
0
0
0
0
0
0
0
0
0
0
0
0
0
0
0
0
0
0
0
0
0
0
0
0
0
0
0
0
0
0
0
0
0
0
0
0
0
0
0
0
0
0
0
0
0
0
0
0
0
0
0
0
0
0
0
0
0
0
0
0
0
0
0
0
0
0
0
0
0
0
0
0
0
0
0
0
0
0
0
0
0
0
0
0
0
0
0
0
0
0
0
0
0
0
0
0
0
0
0
0
0
0
0
0
0
0
0
0
0
0
0
0
0
0
0
0
0
0
0
0
0
0
0
0
0
0
0
0
0
0
0
0
0
0
0
0
0
0
0
0
0
0
0
0
0
0
0
0
0
0
0
0
0
0
0
0
0
0
0
0
0
0
0
0
0
0
0
0
0
0
0
0
0
0
0
0
0
0
0
0
0
0
0
0
0
0
0
0
0
0
0
0
0
0
0
0
0
0
0
0
0
0
0
0
0
0
0
0
0
0
0
0
0
0
0
0
0
0
0
0
0
0
0
0
0
0
0
0
0
0
0
0
0
0
0
0
0
0
0
0
0
0
0
0
0
0
0
0
0
0
0
0
0
0
0
0
0
0
0
0
0
0
0
0
0
0
0
0
0
0
0
0
0
0
0
0
0
0
0
0
0
0
0
0
0
0
0
0
0
0
0
0
0
0
0
0
0
0
0
0
0
0
0
0
0
0
0
0
0
0
0
0
0
0
0
0
0
0
0
0
0
0
0
0
0
0
0
0
0
0
0
0
0
0
0
0
0
0
0
0
0
0
0
0
0
0
0
0
0
0
0
0
0
0
0
0
0
0
0
0
0
0
0
0
0
0
0
0
0
0
0
0
0
0
0
0
0
0
0
0
0
0
0
0
0
0
0
0
0
0
0
0
0
0
0
0
0
0
0
0
0
0
0
0
0
0
0
0
0
0
0
0
0
0
0
0
0
0
0
0
0
0
0
0
0
0
0
0
0
0
0
0
0
0
0
0
0
0
0
0
0
0
0
0
0
0
0
0
0
0
0
0
0
0
0
0
0
0
0
0
0
0
0
0
0
0
0
0
0
0
0
0
0
0
0
0
0
0
0
0
0
0
0
0
0
0
0
0
0
0
0
0
0
0
0
0
0
0
0
0
0
0
0
0
0
0
0
0
0
0
0
0
0
0
0
0
0
0
0
0
0
0
0
0
0
0
0
0
0
0
0
0
0
0
0
0
0
0
0
0
0
0
0
0
0
0
0
0
0
0
0
0
0
0
0
0
0
0
0
0
0
0
0
0
0
0
0
0
0
0
0
0
0
0
0
0
0
0
0
0
0
0
0
0
0
0
0
0
0
0
0
0
0
0
0
0
0
0
0
0
0
0
0
0
0
0
0
0
0
0
0
0
0
0
0
0
0
0
0
0
0
0
0
0
0
0
0
0
0
0
0
0
0
0
0
0
0
0
0
0
0
0
0
0
0
0
0
0
0
0
0
0
0
0
0
0
0
0
0
0
0
0
0
0
0
0
0
0
0
0
0
0
0
0
0
0
0
0
0
0
0
0
0
0
0
0
0
0
0
0
0
0
0
0
0
0
0
0
0
0
0
0
0
0
0
0
0
0
0
0
0
0
0
0
0
0
0
0
0
0
0
0
0
0
0
0
0
0
0
0
0
0
0
0
0
0
0
0
0
0
0
0
0
0
0
0
0
0
0
0
0
0
0
0
0
0
0
0
0
0
0
0
0
0
0
0
0
0
0
0
0
0
0
0
0
0
0
0
0
0
0
0
0
0
0
0
0
0
0
0
0
0
0
0
0
0
0
0
0
0
0
0
0
0
0
0
0
0
0
0
0
0
0
0
0
0
0
0
0
0
0
0
0
0
0
0
0
0
0
0
0
0
0
0
0
0
0
0
0
0
0
0
0
0
0
0
0
0
0
0
0
0
0
0
0
0
0
0
0
0
0
0
0
0
0
0
0
0
0
0
0
0
0
0
0
0
0
0
0
0
0
0
0
0
0
0
0
0
0
0
0
0
0
0
0
0
0
0
0
0
0
0
0
0
0
0
0
0
0
0
0
0
0
0
0
0
0
0
0
0
0
0
0
0
0
0
0
0
0
0
0
0
0
0
0
0
0
0
0
0
0
0
0
0
0
0
0
0
0
0
0
0
0
0
0
0
0
0
0
0
0
0
0
0
0
0
0
0
0
0
0
0
0
0
0
0
0
0
0
0
0
0
0
0
0
0
0
0
0
0
0
0
0
0
0
0
0
0
0
0
0
0
0
0
0
0
0
0
0
0
0
0
0
0
0
0
0
0
0
0
0
0
0
0
0
0
0
0
0
0
0
0
0
0
0
0
0
0
0
0
0
0
0
0
0
0
0
0
0
0
0
0
0
0
0
0
0
0
0
0
0
0
0
0
0
0
0
0
0
0
0
0
0
0
0
0
0
0
0
0
0
0
0
0
0
0
0
0
0
0
0
0
0
0
0
0
0
0
0
0
0
0
0
0
0
0
0
0
0
0
0
0
0
0
0
0
0
0
0
0
0
0
0
0
0
0
0
0
0
0
0
0
0
0
0
0
0
0
0
0
0
0
0
0
0
0
0
0
0
0
0
0
0
0
0
0
0
0
0
0
0
0
0
0
0
0
0
0
0
0
0
0
0
0
0
0
0
0
0
0
0
0
0
0
0
0
0
0
0
0
0
0
0
0
0
0
0
0
0
0
0
0
0
0
0
0
0
0
0
0
0
0
0
0
0
0
0
0
0
0
0
0
0
0
0
0
0
0
0
0
0
0
0
0
0
0
0
0
0
0
0
0
0
0
0
0
0
0
0
0
0
0
0
0
0
0
0
0
0
0
0
0
0
0
0
0
0
0
0
0
0
0
0
0
0
0
0
0
0
0
0
0
0
0
0
0
0
0
0
0
0
0
0
0
0
0
0
0
0
0
0
0
0
0
0
0
0
0
0
0
0
0
0
0
0
0
0
0
0
0
0
0
0
0
0
0
0
0
0
0
0
0
0
0
0
0
0
0
0
0
0
0
0
0
0
0
0
0
0
0
0
0
0
0
0
0
0
0
0
0
0
0
0
0
0
0
0
0
0
0
0
0
0
0
0
0
0
0
0
0
0
0
0
0
0
0
0
0
0
0
0
0
0
0
0
0
0
0
0
0
0
0
0
0
0
0
0
0
0
0
0
0
0
0
0
0
0
0
0
0
0
0
0
0
0
0
0
0
0
0
0
0
0
0
0
0
0
0
0
0
0
0
0
0
0
0
0
0
0
0
0
0
0
0
0
0
0
0
0
0
0
0
0
0
0
0
0
0
0
0
0
0
0
0
0
0
0
0
0
0
0
0
0
0
0
0
0
0
0
0
0
0
0
0
0
0
0
0
0
0
0
0
0
0
0
0
0
0
0
0
0
0
0
0
0
0
0
0
0
0
0
0
0
0
0
0
0
0
0
0
0
0
0
0
0
0
0
0
0
0
0
0
0
0
0
0
0
0
0
0
0
0
0
0
0
0
0
0
0
0
0
0
0
0
0
0
0
0
0
0
0
0
0
0
0
0
0
0
0
0
0
0
0
0
0
0
0
0
0
0
0
0
0
0
0
0
0
0
0
0
0
0
0
0
0
0
0
0
0
0
0
0
0
0
0
0
0
0
0
0
0
0
0
0
0
0
0
0
0
0
0
0
0
0
0
0
0
0
0
0
0
0
0
0
0
0
0
0
0
0
0
0
0
0
0
0
0
0
0
0
0
0
0
0
0
0
0
0
0
0
0
0
0
0
0
0
0
0
0
0
0
0
0
0
0
0
0
0
0
0
0
0
0
0
0
0
0
0
0
0
0
0
0
0
0
0
0
0
0
0
0
0
0
0
0
0
0
0
0
0
0
0
0
0
0
0
0
0
0
0
0
0
0
0
0
0
0
0
0
0
0
0
0
0
0
0
0
0
0
0
0
0
0
0
0
0
0
0
0
0
0
0
0
0
0
0
0
0
0
0
0
0
0
0
0
0
0
0
0
0
0
0
0
0
0
0
0
0
0
0
0
0
0
0
0
0
0
0
0
0
0
0
0
0
0
0
0
0
0
0
0
0
0
0
0
0
0
0
0
0
0
0
0
0
0
0
0
0
0
0
0
0
0
0
0
0
0
0
0
0
0
0
0
0
0
0
0
0
0
0
0
0
0
0
0
0
0
0
0
0
0
0
0
0
0
0
0
0
0
0
0
0
0
0
0
0
0
0
0
0
0
0
0
0
0
0
0
0
0
0
0
0
0
0
0
0
0
0
0
0
0
0
0
0
0
0
0
0
0
0
0
0
0
0
0
0
0
0
0
0
0
0
0
0
0
0
0
0
0
0
0
0
0
0
0
0
0
0
0
0
0
0
0
0
0
0
0
0
0
0
0
0
0
0
0
0
0
0
0
0
0
0
0
0
0
0
0
0
0
0
0
0
0
0
0
0
0
0
0
0
0
0
0
0
0
0
0
0
0
0
0
0
0
0
0
0
0
0
0
0
0
0
0
0
0
0
0
0
0
0
0
0
0
0
0
0
0
0
0
0
0
0
0
0
0
0
0
0
0
0
0
0
0
0
0
0
0
0
0
0
0
0
0
0
0
0
0
0
0
0
0
0
0
0
0
0
0
0
0
0
0
0
0
0
0
0
0
0
0
0
0
0
0
0
0
0
0
0
0
0
0
0
0
0
0
0
0
0
0
0
0
0
0
0
0
0
0
0
0
0
0
0
0
0
0
0
0
0
0
0
0
0
0
0
0
0
0
0
0
0
0
0
0
0
0
0
0
0
0
0
0
0
0
0
0
0
0
0
0
0
0
0
0
0
0
0
0
0
0
0
0
0
0
0
0
0
0
0
0
0
0
0
0
0
0
0
0
0
0
0
0
0
0
0
0
0
0
0
0
0
0
0
0
0
0
0
0
0
0
0
0
0
0
0
0
0
0
0
0
0
0
0
0
0
0
0
0
0
0
0
0
0
0
0
0
0
0
0
0
0
0
0
0
0
0
0
0
0
0
0
0
0
0
0
0
0
0
0
0
0
0
0
0
0
0
0
0
0
0
0
0
0
0
0
0
0
0
0
0
0
0
0
0
0
0
0
0
0
0
0
0
0
0
0
0
0
0
0
0
0
0
0
0
0
0
0
0
0
0
0
0
0
0
0
0
0
0
0
0
0
0
0
0
0
0
0
0
0
0
0
0
0
0
0
0
0
0
0
0
0
0
0
0
0
0
0
0
0
0
0
0
0
0
0
0
0
0
0
0
0
0
0
0
0
0
0
0
0
0
0
0
0
0
0
0
0
0
0
0
0
0
0
0
0
0
0
0
0
0
0
0
0
0
0
0
0
0
0
0
0
0
0
0
0
0
0
0
0
0
0
0
0
0
0
0
0
0
0
0
0
0
0
0
0
0
0
0
0
0
0
0
0
0
0
0
0
0
0
0
0
0
0
0
0
0
0
0
0
0
0
0
0
0
0
0
0
0
0
0
0
0
0
0
0
0
0
0
0
0
0
0
0
0
0
0
0
0
0
0
0
0
0
0
0
0
0
0
0
0
0
0
0
0
0
0
0
0
0
0
0
0
0
0
0
0
0
0
0
0
0
0
0
0
0
0
0
0
0
0
0
0
0
0
0
0
0
0
0
0
0
0
0
0
0
0
0
0
0
0
0
0
0
0
0
0
0
0
0
0
0
0
0
0
0
0
0
0
0
0
0
0
0
0
0
0
0
0
0
0
0
0
0
0
0
0
0
0
0
0
0
0
0
0
0
0
0
0
0
0
0
0
0
0
0
0
0
0
0
0
0
0
0
0
0
0
0
0
0
0
0
0
0
0
0
0
0
0
0
0
0
0
0
0
0
0
0
0
0
0
0
0
0
0
0
0
0
0
0
0
0
0
0
0
0
0
0
0
0
0
0
0
0
0
0
0
0
0
0
0
0
0
0
0
0
0
0
0
0
0
0
0
0
0
0
0
0
0
0
0
0
0
0
0
0
0
0
0
0
0
0
0
0
0
0
0
0
0
0
0
0
0
0
0
0
0
0
0
0
0
0
0
0
0
0
0
0
0
0
0
0
0
0
0
0
0
0
0
0
0
0
0
0
0
0
0
0
0
0
0
0
0
0
0
0
0
0
0
0
0
0
0
0
0
0
0
0
0
0
0
0
0
0
0
0
0
0
0
0
0
0
0
0
0
0
0
0
0
0
0
0
0
0
0
0
0
0
0
0
0
0
0
0
0
0
0
0
0
0
0
0
0
0
0
0
0
0
0
0
0
0
0
0
0
0
0
0
0
0
0
0
0
0
0
0
0
0
0
0
0
0
0
0
0
0
0
0
0
0
0
0
0
0
0
0
0
0
0
0
0
0
0
0
0
0
0
0
0
0
0
0
0
0
0
0
0
0
0
0
0
0
0
0
0
0
0
0
0
0
0
0
0
0
0
0
0
0
0
0
0
0
0
0
0
0
0
0
0
0
0
0
0
0
0
0
0
0
0
0
0
0
0
0
0
0
0
0
0
0
0
0
0
0
0
0
0
0
0
0
0
0
0
0
0
0
0
0
0
0
0
0
0
0
0
0
0
0
0
0
0
0
0
0
0
0
0
0
0
0
0
0
0
0
0
0
0
0
0
0
0
0
0
0
0
0
0
0
0
0
0
0
0
0
0
0
0
0
0
0
0
0
0
0
0
0
0
0
0
0
0
0
0
0
0
0
0
0
0
0
0
0
0
0
0
0
0
0
0
0
0
0
0
0
0
0
0
0
0
0
0
0
0
0
0
0
0
0
0
0
0
0
0
0
0
0
0
0
0
0
0
0
0
0
0
0
0
0
0
0
0
0
0
0
0
0
0
0
0
0
0
0
0
0
0
0
0
0
0
0
0
0
0
0
0
0
0
0
0
0
0
0
0
0
0
0
0
0
0
0
0
0
0
0
0
0
0
0
0
0
0
0
0
0
0
0
0
0
0
0
0
0
0
0
0
0
0
0
0
0
0
0
0
0
0
0
0
0
0
0
0
0
0
0
0
0
0
0
0
0
0
0
0
0
0
0
0
0
0
0
0
0
0
0
0
0
0
0
0
0
0
0
0
0
0
0
0
0
0
0
0
0
0
0
0
0
0
0
0
0
0
0
0
0
0
0
0
0
0
0
0
0
0
0
0
0
0
0
0
0
0
0
0
0
0
0
0
0
0
0
0
0
0
0
0
0
0
0
0
0
0
0
0
0
0
0
0
0
0
0
0
0
0
0
0
0
0
0
0
0
0
0
0
0
0
0
0
0
0
0
0
0
0
0
0
0
0
0
0
0
0
0
0
0
0
0
0
0
0
0
0
0
0
0
0
0
0
0
0
0
0
0
0
0
0
0
0
0
0
0
0
0
0
0
0
0
0
0
0
0
0
0
0
0
0
0
0
0
0
0
0
0
0
0
0
0
0
0
0
0
0
0
0
0
0
0
0
0
0
0
0
0
0
0
0
0
0
0
0
0
0
0
0
0
0
0
0
0
0
0
0
0
0
0
0
0
0
0
0
0
0
0
0
0
0
0
0
0
0
0
0
0
0
0
0
0
0
0
0
0
0
0
0
0
0
0
0
0
0
0
0
0
0
0
0
0
0
0
0
0
0
0
0
0
0
0
0
0
0
0
0
0
0
0
0
0
0
0
0
0
0
0
0
0
0
0
0
0
0
0
0
0
0
0
0
0
0
0
0
0
0
0
0
0
0
0
0
0
0
0
0
0
0
0
0
0
0
0
0
0
0
0
0
0
0
0
0
0
0
0
0
0
0
0
0
0
0
0
0
0
0
0
0
0
0
0
0
0
0
0
0
0
0
0
0
0
0
0
0
0
0
0
0
0
0
0
0
0
0
0
0
0
0
0
0
0
0
0
0
0
0
0
0
0
0
0
0
0
0
0
0
0
0
0
0
0
0
0
0
0
0
0
0
0
0
0
0
0
0
0
0
0
0
0
0
0
0
0
0
0
0
0
0
0
0
0
0
0
0
0
0
0
0
0
0
0
0
0
0
0
0
0
0
0
0
0
0
0
0
0
0
0
0
0
0
0
0
0
0
0
0
0
0
0
0
0
0
0
0
0
0
0
0
0
0
0
0
0
0
0
0
0
0
0
0
0
0
0
0
0
0
0
0
0
0
0
0
0
0
0
0
0
0
0
0
0
0
0
0
0
0
0
0
0
0
0
0
0
0
0
0
0
0
0
0
0
0
0
0
0
0
0
0
0
0
0
0
0
0
0
0
0
0
0
0
0
0
0
0
0
0
0
0
0
0
0
0
0
0
0
0
0
0
0
0
0
0
0
0
0
0
0
0
0
0
0
0
0
0
0
0
0
0
0
0
0
0
0
0
0
0
0
0
0
0
0
0
0
0
0
0
0
0
0
0
0
0
0
0
0
0
0
0
0
0
0
0
0
0
0
0
0
0
0
0
0
0
0
0
0
0
0
0
0
0
0
0
0
0
0
0
0
0
0
0
0
0
0
0
0
0
0
0
0
0
0
0
0
0
0
0
0
0
0
0
0
0
0
0
0
0
0
0
0
0
0
0
0
0
0
0
0
0
0
0
0
0
0
0
0
0
0
0
0
0
0
0
0
0
0
0
0
0
0
0
0
0
0
0
0
0
0
0
0
0
0
0
0
0
0
0
0
0
0
0
0
0
0
0
0
0
0
0
0
0
0
0
0
0
0
0
0
0
0
0
0
0
0
0
0
0
0
0
0
0
0
0
0
0
0
0
0
0
0
0
0
0
0
0
0
0
0
0
0
0
0
0
0
0
0
0
0
0
0
0
0
0
0
0
0
0
0
0
0
0
0
0
0
0
0
0
0
0
0
0
0
0
0
0
0
0
0
0
0
0
0
0
0
0
0
0
0
0
0
0
0
0
0
0
0
0
0
0
0
0
0
0
0
0
0
0
0
0
0
0
0
0
0
0
0
0
0
0
0
0
0
0
0
0
0
0
0
0
0
0
0
0
0
0
0
0
0
0
0
0
0
0
0
0
0
0
0
0
0
0
0
0
0
0
0
0
0
0
0
0
0
0
0
0
0
0
0
0
0
0
0
0
0
0
0
0
0
0
0
0
0
0
0
0
0
0
0
0
0
0
0
0
0
0
0
0
0
0
0
0
0
0
0
0
0
0
0
0
0
0
0
0
0
0
0
0
0
0
0
0
0
0
0
0
0
0
0
0
0
0
0
0
0
0
0
0
0
0
0
0
0
0
0
0
0
0
0
0
0
0
0
0
0
0
0
0
0
0
0
0
0
0
0
0
0
0
0
0
0
0
0
0
0
0
0
0
0
0
0
0
0
0
0
0
0
0
0
0
0
0
0
0
0
0
0
0
0
0
0
0
0
0
0
0
0
0
0
0
0
0
0
0
0
0
0
0
0
0
0
0
0
0
0
0
0
0
0
0
0
0
0
0
0
0
0
0
0
0
0
0
0
0
0
0
0
0
0
0
0
0
0
0
0
0
0
0
0
0
0
0
0
0
0
0
0
0
0
0
0
0
0
0
0
0
0
0
0
0
0
0
0
0
0
0
0
0
0
0
0
0
0
0
0
0
0
0
0
0
0
0
0
0
0
0
0
0
0
0
0
0
0
0
0
0
0
0
0
0
0
0
0
0
0
0
0
0
0
0
0
0
0
0
0
0
0
0
0
0
0
0
0
0
0
0
0
0
0
0
0
0
0
0
0
0
0
0
0
0
0
0
0
0
0
0
0
0
0
0
0
0
0
0
0
0
0
0
0
0
0
0
0
0
0
0
0
0
0
0
0
0
0
0
0
0
0
0
0
0
0
0
0
0
0
0
0
0
0
0
0
0
0
0
0
0
0
0
0
0
0
0
0
0
0
0
0
0
0
0
0
0
0
0
0
0
0
0
0
0
0
0
0
0
0
0
0
0
0
0
0
0
0
0
0
0
0
0
0
0
0
0
0
0
0
0
0
0
0
0
0
0
0
0
0
0
0
0
0
0
0
0
0
0
0
0
0
0
0
0
0
0
0
0
0
0
0
0
0
0
0
0
0
0
0
0
0
0
0
0
0
0
0
0
0
0
0
0
0
0
0
0
0
0
0
0
0
0
0
0
0
0
0
0
0
0
0
0
0
0
0
0
0
0
0
0
0
0
0
0
0
0
0
0
0
0
0
0
0
0
0
0
0
0
0
0
0
0
0
0
0
0
0
0
0
0
0
0
0
0
0
0
0
0
0
0
0
0
0
0
0
0
0
0
0
0
0
0
0
0
0
0
0
0
0
0
0
0
0
0
0
0
0
0
0
0
0
0
0
0
0
0
0
0
0
0
0
0
0
0
0
0
0
0
0
0
0
0
0
0
0
0
0
0
0
0
0
0
0
0
0
0
0
0
0
0
0
0
0
0
0
0
0
0
0
0
0
0
0
0
0
0
0
0
0
0
0
0
0
0
0
0
0
0
0
0
0
0
0
0
0
0
0
0
0
0
0
0
0
0
0
0
0
0
0
0
0
0
0
0
0
0
0
0
0
0
0
0
0
0
0
0
0
0
0
0
0
0
0
0
0
0
0
0
0
0
0
0
0
0
0
0
0
0
0
0
0
0
0
0
0
0
0
0
0
0
0
0
0
0
0
0
0
0
0
0
0
0
0
0
0
0
0
0
0
0
0
0
0
0
0
0
0
0
0
0
0
0
0
0
0
0
0
0
0
0
0
0
0
0
0
0
0
0
0
0
0
0
0
0
0
0
0
0
0
0
0
0
0
0
0
0
0
0
0
0
0
0
0
0
0
0
0
0
0
0
0
0
0
0
0
0
0
0
0
0
0
0
0
0
0
0
0
0
0
0
0
0
0
0
0
0
0
0
0
0
0
0
0
0
0
0
0
0
0
0
0
0
0
0
0
0
0
0
0
0
0
0
0
0
0
0
0
0
0
0
0
0
0
0
0
0
0
0
0
0
0
0
0
0
0
0
0
0
0
0
0
0
0
0
0
0
0
0
0
0
0
0
0
0
0
0
0
0
0
0
0
0
0
0
0
0
0
0
0
0
0
0
0
0
0
0
0
0
0
0
0
0
0
0
0
0
0
0
0
0
0
0
0
0
0
0
0
0
0
0
0
0
0
0
0
0
0
0
0
0
0
0
0
0
0
0
0
0
0
0
0
0
0
0
0
0
0
0
0
0
0
0
0
0
0
0
0
0
0
0
0
0
0
0
0
0
0
0
0
0
0
0
0
0
0
0
0
0
0
0
0
0
0
0
0
0
0
0
0
0
0
0
0
0
0
0
0
0
0
0
0
0
0
0
0
0
0
0
0
0
0
0
0
0
0
0
0
0
0
0
0
0
0
0
0
0
0
0
0
0
0
0
0
0
0
0
0
0
0
0
0
0
0
0
0
0
0
0
0
0
0
0
0
0
0
0
0
0
0
0
0
0
0
0
0
0
0
0
0
0
0
0
0
0
0
0
0
0
0
0
0
0
0
0
0
0
0
0
0
0
0
0
0
0
0
0
0
0
0
0
0
0
0
0
0
0
0
0
0
0
0
0
0
0
0
0
0
0
0
0
0
0
0
0
0
0
0
0
0
0
0
0
0
0
0
0
0
0
0
0
0
0
0
0
0
0
0
0
0
0
0
0
0
0
0
0
0
0
0
0
0
0
0
0
0
0
0
0
0
0
0
0
0
0
0
0
0
0
0
0
0
0
0
0
0
0
0
0
0
0
0
0
0
0
0
0
0
0
0
0
0
0
0
0
0
0
0
0
0
0
0
0
0
0
0
0
0
0
0
0
0
0
0
0
0
0
0
0
0
0
0
0
0
0
0
0
0
0
0
0
0
0
0
0
0
0
0
0
0
0
0
0
0
0
0
0
0
0
0
0
0
0
0
0
0
0
0
0
0
0
0
0
0
0
0
0
0
0
0
0
0
0
0
0
0
0
0
0
0
0
0
0
0
0
0
0
0
0
0
0
0
0
0
0
0
0
0
0
0
0
0
0
0
0
0
0
0
0
0
0
0
0
0
0
0
0
0
0
0
0
0
0
0
0
0
0
0
0
0
0
0
0
0
0
0
0
0
0
0
0
0
0
0
0
0
0
0
0
0
0
0
0
0
0
0
0
0
0
0
0
0
0
0
0
0
0
0
0
0
0
0
0
0
0
0
0
0
0
0
0
0
0
0
0
0
0
0
0
0
0
0
0
0
0
0
0
0
0
0
0
0
0
0
0
0
0
0
0
0
0
0
0
0
0
0
0
0
0
0
0
0
0
0
0
0
0
0
0
0
0
0
0
0
0
0
0
0
0
0
0
0
0
0
0
0
0
0
0
0
0
0
0
0
0
0
0
0
0
0
0
0
0
0
0
0
0
0
0
0
0
0
0
0
0
0
0
0
0
0
0
0
0
0
0
0
0
0
0
0
0
0
0
0
0
0
0
0
0
0
0
0
0
0
0
0
0
0
0
0
0
0
0
0
0
0
0
0
0
0
0
0
0
0
0
0
0
0
0
0
0
0
0
0
0
0
0
0
0
0
0
0
0
0
0
0
0
0
0
0
0
0
0
0
0
0
0
0
0
0
0
0
0
0
0
0
0
0
0
0
0
0
0
0
0
0
0
0
0
0
0
0
0
0
0
0
0
0
0
0
0
0
0
0
0
0
0
0
0
0
0
0
0
0
0
0
0
0
0
0
0
0
0
0
0
0
0
0
0
0
0
0
0
0
0
0
0
0
0
0
0
0
0
0
0
0
0
0
0
0
0
0
0
0
0
0
0
0
0
0
0
0
0
0
0
0
0
0
0
0
0
0
0
0
0
0
0
0
0
0
0
0
0
0
0
0
0
0
0
0
0
0
0
0
0
0
0
0
0
0
0
0
0
0
0
0
0
0
0
0
0
0
0
0
0
0
0
0
0
0
0
0
0
0
0
0
0
0
0
0
0
0
0
0
0
0
0
0
0
0
0
0
0
0
0
0
0
0
0
0
0
0
0
0
0
0
0
0
0
0
0
0
0
0
0
0
0
0
0
0
0
0
0
0
0
0
0
0
0
0
0
0
0
0
0
0
0
0
0
0
0
0
0
0
0
0
0
0
0
0
0
0
0
0
0
0
0
0
0
0
0
0
0
0
0
0
0
0
0
0
0
0
0
0
0
0
0
0
0
0
0
0
0
0
0
0
0
0
0
0
0
0
0
0
0
0
0
0
0
0
0
0
0
0
0
0
0
0
0
0
0
0
0
0
0
0
0
0
0
0
0
0
0
0
0
0
0
0
0
0
0
0
0
0
0
0
0
0
0
0
0
0
0
0
0
0
0
0
0
0
0
0
0
0
0
0
0
0
0
0
0
0
0
0
0
0
0
0
0
0
0
0
0
0
0
0
0
0
0
0
0
0
0
0
0
0
0
0
0
0
0
0
0
0
0
0
0
0
0
0
0
0
0
0
0
0
0
0
0
0
0
0
0
0
0
0
0
0
0
0
0
0
0
0
0
0
0
0
0
0
0
0
0
0
0
0
0
0
0
0
0
0
0
0
0
0
0
0
0
0
0
0
0
0
0
0
0
0
0
0
0
0
0
0
0
0
0
0
0
0
0
0
0
0
0
0
0
0
0
0
0
0
0
0
0
0
0
0
0
0
0
0
0
0
0
0
0
0
0
0
0
0
0
0
0
0
0
0
0
0
0
0
0
0
0
0
0
0
0
0
0
0
0
0
0
0
0
0
0
0
0
0
0
0
0
0
0
0
0
0
0
0
0
0
0
0
0
0
0
0
0
0
0
0
0
0
0
0
0
0
0
0
0
0
0
0
0
0
0
0
0
0
0
0
0
0
0
0
0
0
0
0
0
0
0
0
0
0
0
0
0
0
0
0
0
0
0
0
0
0
0
0
0
0
0
0
0
0
0
0
0
0
0
0
0
0
0
0
0
0
0
0
0
0
0
0
0
0
0
0
0
0
0
0
0
0
0
0
0
0
0
0
0
0
0
0
0
0
0
0
0
0
0
0
0
0
0
0
0
0
0
0
0
0
0
0
0
0
0
0
0
0
0
0
0
0
0
0
0
0
0
0
0
0
0
0
0
0
0
0
0
0
0
0
0
0
0
0
0
0
0
0
0
0
0
0
0
0
0
0
0
0
0
0
0
0
0
0
0
0
0
0
0
0
0
0
0
0
0
0
0
0
0
0
0
0
0
0
0
0
0
0
0
0
0
0
0
0
0
0
0
0
0
0
0
0
0
0
0
0
0
0
0
0
0
0
0
0
0
0
0
0
0
0
0
0
0
0
0
0
0
0
0
0
0
0
0
0
0
0
0
0
0
0
0
0
0
0
0
0
0
0
0
0
0
0
0
0
0
0
0
0
0
0
0
0
0
0
0
0
0
0
0
0
0
0
0
0
0
0
0
0
0
0
0
0
0
0
0
0
0
0
0
0
0
0
0
0
0
0
0
0
0
0
0
0
0
0
0
0
0
0
0
0
0
0
0
0
0
0
0
0
0
0
0
0
0
0
0
0
0
0
0
0
0
0
0
0
0
0
0
0
0
0
0
0
0
0
0
0
0
0
0
0
0
0
0
0
0
0
0
0
0
0
0
0
0
0
0
0
0
0
0
0
0
0
0
0
0
0
0
0
0
0
0
0
0
0
0
0
0
0
0
0
0
0
0
0
0
0
0
0
0
0
0
0
0
0
0
0
0
0
0
0
0
0
0
0
0
0
0
0
0
0
0
0
0
0
0
0
0
0
0
0
0
0
0
0
0
0
0
0
0
0
0
0
0
0
0
0
0
0
0
0
0
0
0
0
0
0
0
0
0
0
0
0
0
0
0
0
0
0
0
0
0
0
0
0
0
0
0
0
0
0
0
0
0
0
0
0
0
0
0
0
0
0
0
0
0
0
0
0
0
0
0
0
0
0
0
0
0
0
0
0
0
0
0
0
0
0
0
0
0
0
0
0
0
0
0
0
0
0
0
0
0
0
0
0
0
0
0
0
0
0
0
0
0
0
0
0
0
0
0
0
0
0
0
0
0
0
0
0
0
0
0
0
0
0
0
0
0
0
0
0
0
0
0
0
0
0
0
0
0
0
0
0
0
0
0
0
0
0
0
0
0
0
0
0
0
0
0
0
0
0
0
0
0
0
0
0
0
0
0
0
0
0
0
0
0
0
0
0
0
0
0
0
0
0
0
0
0
0
0
0
0
0
0
0
0
0
0
0
0
0
0
0
0
0
0
0
0
0
0
0
0
0
0
0
0
0
0
0
0
0
0
0
0
0
0
0
0
0
0
0
0
0
0
0
0
0
0
0
0
0
0
0
0
0
0
0
0
0
0
0
0
0
0
0
0
0
0
0
0
0
0
0
0
0
0
0
0
0
0
0
0
0
0
0
0
0
0
0
0
0
0
0
0
0
0
0
0
0
0
0
0
0
0
0
0
0
0
0
0
0
0
0
0
0
0
0
0
0
0
0
0
0
0
0
0
0
0
0
0
0
0
0
0
0
0
0
0
0
0
0
0
0
0
0
0
0
0
0
0
0
0
0
0
0
0
0
0
0
0
0
0
0
0
0
0
0
0
0
0
0
0
0
0
0
0
0
0
0
0
0
0
0
0
0
0
0
0
0
0
0
0
0
0
0
0
0
0
0
0
0
0
0
0
0
0
0
0
0
0
0
0
0
0
0
0
0
0
0
0
0
0
0
0
0
0
0
0
0
0
0
0
0
0
0
0
0
0
0
0
0
0
0
0
0
0
0
0
0
0
0
0
0
0
0
0
0
0
0
0
0
0
0
0
0
0
0
0
0
0
0
0
0
0
0
0
0
0
0
0
0
0
0
0
0
0
0
0
0
0
0
0
0
0
0
0
0
0
0
0
0
0
0
0
0
0
0
0
0
0
0
0
0
0
0
0
0
0
0
0
0
0
0
0
0
0
0
0
0
0
0
0
0
0
0
0
0
0
0
0
0
0
0
0
0
0
0
0
0
0
0
0
0
0
0
0
0
0
0
0
0
0
0
0
0
0
0
0
0
0
0
0
0
0
0
0
0
0
0
0
0
0
0
0
0
0
0
0
0
0
0
0
0
0
0
0
0
0
0
0
0
0
0
0
0
0
0
0
0
0
0
0
0
0
0
0
0
0
0
0
0
0
0
0
0
0
0
0
0
0
0
0
0
0
0
0
0
0
0
0
0
0
0
0
0
0
0
0
0
0
0
0
0
0
0
0
0
0
0
0
0
0
0
0
0
0
0
0
0
0
0
0
0
0
0
0
0
0
0
0
0
0
0
0
0
0
0
0
0
0
0
0
0
0
0
0
0
0
0
0
0
0
0
0
0
0
0
0
0
0
0
0
0
0
0
0
0
0
0
0
0
0
0
0
0
0
0
0
0
0
0
0
0
0
0
0
0
0
0
0
0
0
0
0
0
0
0
0
0
0
0
0
0
0
0
0
0
0
0
0
0
0
0
0
0
0
0
0
0
0
0
0
0
0
0
0
0
0
0
0
0
0
0
0
0
0
0
0
0
0
0
0
0
0
0
0
0
0
0
0
0
0
0
0
0
0
0
0
0
0
0
0
0
0
0
0
0
0
0
0
0
0
0
0
0
0
0
0
0
0
0
0
0
0
0
0
0
0
0
0
0
0
0
0
0
0
0
0
0
0
0
0
0
0
0
0
0
0
0
0
0
0
0
0
0
0
0
0
0
0
0
0
0
0
0
0
0
0
0
0
0
0
0
0
0
0
0
0
0
0
0
0
0
0
0
0
0
0
0
0
0
0
0
0
0
0
0
0
0
0
0
0
0
0
0
0
0
0
0
0
0
0
0
0
0
0
0
0
0
0
0
0
0
0
0
0
0
0
0
0
0
0
0
0
0
0
0
0
0
0
0
0
0
0
0
0
0
0
0
0
0
0
0
0
0
0
0
0
0
0
0
0
0
0
0
0
0
0
0
0
0
0
0
0
0
0
0
0
0
0
0
0
0
0
0
0
0
0
0
0
0
0
0
0
0
0
0
0
0
0
0
0
0
0
0
0
0
0
0
0
0
0
0
0
0
0
0
0
0
0
0
0
0
0
0
0
0
0
0
0
0
0
0
0
0
0
0
0
0
0
0
0
0
0
0
0
0
0
0
0
0
0
0
0
0
0
0
0
0
0
0
0
0
0
0
0
0
0
0
0
0
0
0
0
0
0
0
0
0
0
0
0
0
0
0
0
0
0
0
0
0
0
0
0
0
0
0
0
0
0
0
0
0
0
0
0
0
0
0
0
0
0
0
0
0
0
0
0
0
0
0
0
0
0
0
0
0
0
0
0
0
0
0
0
0
0
0
0
0
0
0
0
0
0
0
0
0
0
0
0
0
0
0
0
0
0
0
0
0
0
0
0
0
0
0
0
0
0
0
0
0
0
0
0
0
0
0
0
0
0
0
0
0
0
0
0
0
0
0
0
0
0
0
0
0
0
0
0
0
0
0
0
0
0
0
0
0
0
0
0
0
0
0
0
0
0
0
0
0
0
0
0
0
0
0
0
0
0
0
0
0
0
0
0
0
0
0
0
0
0
0
0
0
0
0
0
0
0
0
0
0
0
0
0
0
0
0
0
0
0
0
0
0
0
0
0
0
0
0
0
0
0
0
0
0
0
0
0
0
0
0
0
0
0
0
0
0
0
0
0
0
0
0
0
0
0
0
0
0
0
0
0
0
0
0
0
0
0
0
0
0
0
0
0
0
0
0
0
0
0
0
0
0
0
0
0
0
0
0
0
0
0
0
0
0
0
0
0
0
0
0
0
0
0
0
0
0
0
0
0
0
0
0
0
0
0
0
0
0
0
0
0
0
0
0
0
0
0
0
0
0
0
0
0
0
0
0
0
0
0
0
0
0
0
0
0
0
0
0
0
0
0
0
0
0
0
0
0
0
0
0
0
0
0
0
0
0
0
0
0
0
0
0
0
0
0
0
0
0
0
0
0
0
0
0
0
0
0
0
0
0
0
0
0
0
0
0
0
0
0
0
0
0
0
0
0
0
0
0
0
0
0
0
0
0
0
0
0
0
0
0
0
0
0
0
0
0
0
0
0
0
0
0
0
0
0
0
0
0
0
0
0
0
0
0
0
0
0
0
0
0
0
0
0
0
0
0
0
0
0
0
0
0
0
0
0
0
0
0
0
0
0
0
0
0
0
0
0
0
0
0
0
0
0
0
0
0
0
0
0
0
0
0
0
0
0
0
0
0
0
0
0
0
0
0
0
0
0
0
0
0
0
0
0
0
0
0
0
0
0
0
0
0
0
0
0
0
0
0
0
0
0
0
0
0
0
0
0
0
0
0
0
0
0
0
0
0
0
0
0
0
0
0
0
0
0
0
0
0
0
0
0
0
0
0
0
0
0
0
0
0
0
0
0
0
0
0
0
0
0
0
0
0
0
0
0
0
0
0
0
0
0
0
0
0
0
0
0
0
0
0
0
0
0
0
0
0
0
0
0
0
0
0
0
0
0
0
0
0
0
0
0
0
0
0
0
0
0
0
0
0
0
0
0
0
0
0
0
0
0
0
0
0
0
0
0
0
0
0
0
0
0
0
0
0
0
0
0
0
0
0
0
0
0
0
0
0
0
0
0
0
0
0
0
0
0
0
0
0
0
0
0
0
0
0
0
0
0
0
0
0
0
0
0
0
0
0
0
0
0
0
0
0
0
0
0
0
0
0
0
0
0
0
0
0
0
0
0
0
0
0
0
0
0
0
0
0
0
0
0
0
0
0
0
0
0
0
0
0
0
0
0
0
0
0
0
0
0
0
0
0
0
0
0
0
0
0
0
0
0
0
0
0
0
0
0
0
0
0
0
0
0
0
0
0
0
0
0
0
0
0
0
0
0
0
0
0
0
0
0
0
0
0
0
0
0
0
0
0
0
0
0
0
0
0
0
0
0
0
0
0
0
0
0
0
0
0
0
0
0
0
0
0
0
0
0
0
0
0
0
0
0
0
0
0
0
0
0
0
0
0
0
0
0
0
0
0
0
0
0
0
0
0
0
0
0
0
0
0
0
0
0
0
0
0
0
0
0
0
0
0
0
0
0
0
0
0
0
0
0
0
0
0
0
0
0
0
0
0
0
0
0
0
0
0
0
0
0
0
0
0
0
0
0
0
0
0
0
0
0
0
0
0
0
0
0
0
0
0
0
0
0
0
0
0
0
0
0
0
0
0
0
0
0
0
0
0
0
0
0
0
0
0
0
0
0
0
0
0
0
0
0
0
0
0
0
0
0
0
0
0
0
0
0
0
0
0
0
0
0
0
0
0
0
0
0
0
0
0
0
0
0
0
0
0
0
0
0
0
0
0
0
0
0
0
0
0
0
0
0
0
0
0
0
0
0
0
0
0
0
0
0
0
0
0
0
0
0
0
0
0
0
0
0
0
0
0
0
0
0
0
0
0
0
0
0
0
0
0
0
0
0
0
0
0
0
0
0
0
0
0
0
0
0
0
0
0
0
0
0
0
0
0
0
0
0
0
0
0
0
0
0
0
0
0
0
0
0
0
0
0
0
0
0
0
0
0
0
0
0
0
0
0
0
0
0
0
0
0
0
0
0
0
0
0
0
0
0
0
0
0
0
0
0
0
0
0
0
0
0
0
0
0
0
0
0
0
0
0
0
0
0
0
0
0
0
0
0
0
0
0
0
0
0
0
0
0
0
0
0
0
0
0
0
0
0
0
0
0
0
0
0
0
0
0
0
0
0
0
0
0
0
0
0
0
0
0
0
0
0
0
0
0
0
0
0
0
0
0
0
0
0
0
0
0
0
0
0
0
0
0
0
0
0
0
0
0
0
0
0
0
0
0
0
0
0
0
0
0
0
0
0
0
0
0
0
0
0
0
0
0
0
0
0
0
0
0
0
0
0
0
0
0
0
0
0
0
0
0
0
0
0
0
0
0
0
0
0
0
0
0
0
0
0
0
0
0
0
0
0
0
0
0
0
0
0
0
0
0
0
0
0
0
0
0
0
0
0
0
0
0
0
0
0
0
0
0
0
0
0
0
0
0
0
0
0
0
0
0
0
0
0
0
0
0
0
0
0
0
0
0
0
0
0
0
0
0
0
0
0
0
0
0
0
0
0
0
0
0
0
0
0
0
0
0
0
0
0
0
0
0
0
0
0
0
0
0
0
0
0
0
0
0
0
0
0
0
0
0
0
0
0
0
0
0
0
0
0
0
0
0
0
0
0
0
0
0
0
0
0
0
0
0
0
0
0
0
0
0
0
0
0
0
0
0
0
0
0
0
0
0
0
0
0
0
0
0
0
0
0
0
0
0
0
0
0
0
0
0
0
0
0
0
0
0
0
0
0
0
0
0
0
0
0
0
0
0
0
0
0
0
0
0
0
0
0
0
0
0
0
0
0
0
0
0
0
0
0
0
0
0
0
0
0
0
0
0
0
0
0
0
0
0
0
0
0
0
0
0
0
0
0
0
0
0
0
0
0
0
0
0
0
0
0
0
0
0
0
0
0
0
0
0
0
0
0
0
0
0
0
0
0
0
0
0
0
0
0
0
0
0
0
0
0
0
0
0
0
0
0
0
0
0
0
0
0
0
0
0
0
0
0
0
0
0
0
0
0
0
0
0
0
0
0
0
0
0
0
0
0
0
0
0
0
0
0
0
0
0
0
0
0
0
0
0
0
0
0
0
0
0
0
0
0
0
0
0
0
0
0
0
0
0
0
0
0
0
0
0
0
0
0
0
0
0
0
0
0
0
0
0
0
0
0
0
0
0
0
0
0
0
0
0
0
0
0
0
0
0
0
0
0
0
0
0
0
0
0
0
0
0
0
0
0
0
0
0
0
0
0
0
0
0
0
0
0
0
0
0
0
0
0
0
0
0
0
0
0
0
0
0
0
0
0
0
0
0
0
0
0
0
0
0
0
0
0
0
0
0
0
0
0
0
0
0
0
0
0
0
0
0
0
0
0
0
0
0
0
0
0
0
0
0
0
0
0
0
0
0
0
0
0
0
0
0
0
0
0
0
0
0
0
0
0
0
0
0
0
0
0
0
0
0
0
0
0
0
0
0
0
0
0
0
0
0
0
0
0
0
0
0
0
0
0
0
0
0
0
0
0
0
0
0
0
0
0
0
0
0
0
0
0
0
0
0
0
0
0
0
0
0
0
0
0
0
0
0
0
0
0
0
0
0
0
0
0
0
0
0
0
0
0
0
0
0
0
0
0
0
0
0
0
0
0
0
0
0
0
0
0
0
0
0
0
0
0
0
0
0
0
0
0
0
0
0
0
0
0
0
0
0
0
0
0
0
0
0
0
0
0
0
0
0
0
0
0
0
0
0
0
0
0
0
0
0
0
0
0
0
0
0
0
0
0
0
0
0
0
0
0
0
0
0
0
0
0
0
0
0
0
0
0
0
0
0
0
0
0
0
0
0
0
0
0
0
0
0
0
0
0
0
0
0
0
0
0
0
0
0
0
0
0
0
0
0
0
0
0
0
0
0
0
0
0
0
0
0
0
0
0
0
0
0
0
0
0
0
0
0
0
0
0
0
0
0
0
0
0
0
0
0
0
0
0
0
0
0
0
0
0
0
0
0
0
0
0
0
0
0
0
0
0
0
0
0
0
0
0
0
0
0
0
0
0
0
0
0
0
0
0
0
0
0
0
0
0
0
0
0
0
0
0
0
0
0
0
0
0
0
0
0
0
0
0
0
0
0
0
0
0
0
0
0
0
0
0
0
0
0
0
0
0
0
0
0
0
0
0
0
0
0
0
0
0
0
0
0
0
0
0
0
0
0
0
0
0
0
0
0
0
0
0
0
0
0
0
0
0
0
0
0
0
0
0
0
0
0
0
0
0
0
0
0
0
0
0
0
0
0
0
0
0
0
0
0
0
0
0
0
0
0
0
0
0
0
0
0
0
0
0
0
0
0
0
0
0
0
0
0
0
0
0
0
0
0
0
0
0
0
0
0
0
0
0
0
0
0
0
0
0
0
0
0
0
0
0
0
0
0
0
0
0
0
0
0
0
0
0
0
0
0
0
0
0
0
0
0
0
0
0
0
0
0
0
0
0
0
0
0
0
0
0
0
0
0
0
0
0
0
0
0
0
0
0
0
0
0
0
0
0
0
0
0
0
0
0
0
0
0
0
0
0
0
0
0
0
0
0
0
0
0
0
0
0
0
0
0
0
0
0
0
0
0
0
0
0
0
0
0
0
0
0
0
0
0
0
0
0
0
0
0
0
0
0
0
0
0
0
0
0
0
0
0
0
0
0
0
0
0
0
0
0
0
0
0
0
0
0
0
0
0
0
0
0
0
0
0
0
0
0
0
0
0
0
0
0
0
0
0
0
0
0
0
0
0
0
0
0
0
0
0
0
0
0
0
0
0
0
0
0
0
0
0
0
0
0
0
0
0
0
0
0
0
0
0
0
0
0
0
0
0
0
0
0
0
0
0
0
0
0
0
0
0
0
0
0
0
0
0
0
0
0
0
0
0
0
0
0
0
0
0
0
0
0
0
0
0
0
0
0
0
0
0
0
0
0
0
0
0
0
0
0
0
0
0
0
0
0
0
0
0
0
0
0
0
0
0
0
0
0
0
0
0
0
0
0
0
0
0
0
0
0
0
0
0
0
0
0
0
0
0
0
0
0
0
0
0
0
0
0
0
0
0
0
0
0
0
0
0
0
0
0
0
0
0
0
0
0
0
0
0
0
0
0
0
0
0
0
0
0
0
0
0
0
0
0
0
0
0
0
0
0
0
0
0
0
0
0
0
0
0
0
0
0
0
0
0
0
0
0
0
0
0
0
0
0
0
0
0
0
0
0
0
0
0
0
0
0
0
0
0
0
0
0
0
0
0
0
0
0
0
0
0
0
0
0
0
0
0
0
0
0
0
0
0
0
0
0
0
0
0
0
0
0
0
0
0
0
0
0
0
0
0
0
0
0
0
0
0
0
0
0
0
0
0
0
0
0
0
0
0
0
0
0
0
0
0
0
0
0
0
0
0
0
0
0
0
0
0
0
0
0
0
0
0
0
0
0
0
0
0
0
0
0
0
0
0
0
0
0
0
0
0
0
0
0
0
0
0
0
0
0
0
0
0
0
0
0
0
0
0
0
0
0
0
0
0
0
0
0
0
0
0
0
0
0
0
0
0
0
0
0
0
0
0
0
0
0
0
0
0
0
0
0
0
0
0
0
0
0
0
0
0
0
0
0
0
0
0
0
0
0
0
0
0
0
0
0
0
0
0
0
0
0
0
0
0
0
0
0
0
0
0
0
0
0
0
0
0
0
0
0
0
0
0
0
0
0
0
0
0
0
0
0
0
0
0
0
0
0
0
0
0
0
0
0
0
0
0
0
0
0
0
0
0
0
0
0
0
0
0
0
0
0
0
0
0
0
0
0
0
0
0
0
0
0
0
0
0
0
0
0
0
0
0
0
0
0
0
0
0
0
0
0
0
0
0
0
0
0
0
0
0
0
0
0
0
0
0
0
0
0
0
0
0
0
0
0
0
0
0
0
0
0
0
0
0
0
0
0
0
0
0
0
0
0
0
0
0
0
0
0
0
0
0
0
0
0
0
0
0
0
0
0
0
0
0
0
0
0
0
0
0
0
0
0
0
0
0
0
0
0
0
0
0
0
0
0
0
0
0
0
0
0
0
0
0
0
0
0
0
0
0
0
0
0
0
0
0
0
0
0
0
0
0
0
0
0
0
0
0
0
0
0
0
0
0
0
0
0
0
0
0
0
0
0
0
0
0
0
0
0
0
0
0
0
0
0
0
0
0
0
0
0
0
0
0
0
0
0
0
0
0
0
0
0
0
0
0
0
0
0
0
0
0
0
0
0
0
0
0
0
0
0
0
0
0
0
0
0
0
0
0
0
0
0
0
0
0
0
0
0
0
0
0
0
0
0
0
0
0
0
0
0
0
0
0
0
0
0
0
0
0
0
0
0
0
0
0
0
0
0
0
0
0
0
0
0
0
0
0
0
0
0
0
0
0
0
0
0
0
0
0
0
0
0
0
0
0
0
0
0
0
0
0
0
0
0
0
0
0
0
0
0
0
0
0
0
0
0
0
0
0
0
0
0
0
0
0
0
0
0
0
0
0
0
0
0
0
0
0
0
0
0
0
0
0
0
0
0
0
0
0
0
0
0
0
0
0
0
0
0
0
0
0
0
0
0
0
0
0
0
0
0
0
0
0
0
0
0
0
0
0
0
0
0
0
0
0
0
0
0
0
0
0
0
0
0
0
0
0
0
0
0
0
0
0
0
0
0
0
0
0
0
0
0
0
0
0
0
0
0
0
0
0
0
0
0
0
0
0
0
0
0
0
0
0
0
0
0
0
0
0
0
0
0
0
0
0
0
0
0
0
0
0
0
0
0
0
0
0
0
0
0
0
0
0
0
0
0
0
0
0
0
0
0
0
0
0
0
0
0
0
0
0
0
0
0
0
0
0
0
0
0
0
0
0
0
0
0
0
0
0
0
0
0
0
0
0
0
0
0
0
0
0
0
0
0
0
0
0
0
0
0
0
0
0
0
0
0
0
0
0
0
0
0
0
0
0
0
0
0
0
0
0
0
0
0
0
0
0
0
0
0
0
0
0
0
0
0
0
0
0
0
0
0
0
0
0
0
0
0
0
0
0
0
0
0
0
0
0
0
0
0
0
0
0
0
0
0
0
0
0
0
0
0
0
0
0
0
0
0
0
0
0
0
0
0
0
0
0
0
0
0
0
0
0
0
0
0
0
0
0
0
0
0
0
0
0
0
0
0
0
0
0
0
0
0
0
0
0
0
0
0
0
0
0
0
0
0
0
0
0
0
0
0
0
0
0
0
0
0
0
0
0
0
0
0
0
0
0
0
0
0
0
0
0
0
0
0
0
0
0
0
0
0
0
0
0
0
0
0
0
0
0
0
0
0
0
0
0
0
0
0
0
0
0
0
0
0
0
0
0
0
0
0
0
0
0
0
0
0
0
0
0
0
0
0
0
0
0
0
0
0
0
0
0
0
0
0
0
0
0
0
0
0
0
0
0
0
0
0
0
0
0
0
0
0
0
0
0
0
0
0
0
0
0
0
0
0
0
0
0
0
0
0
0
0
0
0
0
0
0
0
0
0
0
0
0
0
0
0
0
0
0
0
0
0
0
0
0
0
0
0
0
0
0
0
0
0
0
0
0
0
0
0
0
0
0
0
0
0
0
0
0
0
0
0
0
0
0
0
0
0
0
0
0
0
0
0
0
0
0
0
0
0
0
0
0
0
0
0
0
0
0
0
0
0
0
0
0
0
0
0
0
0
0
0
0
0
0
0
0
0
0
0
0
0
0
0
0
0
0
0
0
0
0
0
0
0
0
0
0
0
0
0
0
0
0
0
0
0
0
0
0
0
0
0
0
0
0
0
0
0
0
0
0
0
0
0
0
0
0
0
0
0
0
0
0
0
0
0
0
0
0
0
0
0
0
0
0
0
0
0
0
0
0
0
0
0
0
0
0
0
0
0
0
0
0
0
0
0
0
0
0
0
0
0
0
0
0
0
0
0
0
0
0
0
0
0
0
0
0
0
0
0
0
0
0
0
0
0
0
0
0
0
0
0
0
0
0
0
0
0
0
0
0
0
0
0
0
0
0
0
0
0
0
0
0
0
0
0
0
0
0
0
0
0
0
0
0
0
0
0
0
0
0
0
0
0
0
0
0
0
0
0
0
0
0
0
0
0
0
0
0
0
0
0
0
0
0
0
0
0
0
0
0
0
0
0
0
0
0
0
0
0
0
0
0
0
0
0
0
0
0
0
0
0
0
0
0
0
0
0
0
0
0
0
0
0
0
0
0
0
0
0
0
0
0
0
0
0
0
0
0
0
0
0
0
0
0
0
0
0
0
0
0
0
0
0
0
0
0
0
0
0
0
0
0
0
0
0
0
0
0
0
0
0
0
0
0
0
0
0
0
0
0
0
0
0
0
0
0
0
0
0
0
0
0
0
0
0
0
0
0
0
0
0
0
0
0
0
0
0
0
0
0
0
0
0
0
0
0
0
0
0
0
0
0
0
0
0
0
0
0
0
0
0
0
0
0
0
0
0
0
0
0
0
0
0
0
0
0
0
0
0
0
0
0
0
0
0
0
0
0
0
0
0
0
0
0
0
0
0
0
0
0
0
0
0
0
0
0
0
0
0
0
0
0
0
0
0
0
0
0
0
0
0
0
0
0
0
0
0
0
0
0
0
0
0
0
0
0
0
0
0
0
0
0
0
0
0
0
0
0
0
0
0
0
0
0
0
0
0
0
0
0
0
0
0
0
0
0
0
0
0
0
0
0
0
0
0
0
0
0
0
0
0
0
0
0
0
0
0
0
0
0
0
0
0
0
0
0
0
0
0
0
0
0
0
0
0
0
0
0
0
0
0
0
0
0
0
0
0
0
0
0
0
0
0
0
0
0
0
0
0
0
0
0
0
0
0
0
0
0
0
0
0
0
0
0
0
0
0
0
0
0
0
0
0
0
0
0
0
0
0
0
0
0
0
0
0
0
0
0
0
0
0
0
0
0
0
0
0
0
0
0
0
0
0
0
0
0
0
0
0
0
0
0
0
0
0
0
0
0
0
0
0
0
0
0
0
0
0
0
0
0
0
0
0
0
0
0
0
0
0
0
0
0
0
0
0
0
0
0
0
0
0
0
0
0
0
0
0
0
0
0
0
0
0
0
0
0
0
0
0
0
0
0
0
0
0
0
0
0
0
0
0
0
0
0
0
0
0
0
0
0
0
0
0
0
0
0
0
0
0
0
0
0
0
0
0
0
0
0
0
0
0
0
0
0
0
0
0
0
0
0
0
0
0
0
0
0
0
0
0
0
0
0
0
0
0
0
0
0
0
0
0
0
0
0
0
0
0
0
0
0
0
0
0
0
0
0
0
0
0
0
0
0
0
0
0
0
0
0
0
0
0
0
0
0
0
0
0
0
0
0
0
0
0
0
0
0
0
0
0
0
0
0
0
0
0
0
0
0
0
0
0
0
0
0
0
0
0
0
0
0
0
0
0
0
0
0
0
0
0
0
0
0
0
0
0
0
0
0
0
0
0
0
0
0
0
0
0
0
0
0
0
0
0
0
0
0
0
0
0
0
0
0
0
0
0
0
0
0
0
0
0
0
0
0
0
0
0
0
0
0
0
0
0
0
0
0
0
0
0
0
0
0
0
0
0
0
0
0
0
0
0
0
0
0
0
0
0
0
0
0
0
0
0
0
0
0
0
0
0
0
0
0
0
0
0
0
0
0
0
0
0
0
0
0
0
0
0
0
0
0
0
0
0
0
0
0
0
0
0
0
0
0
0
0
0
0
0
0
0
0
0
0
0
0
0
0
0
0
0
0
0
0
0
0
0
0
0
0
0
0
0
0
0
0
0
0
0
0
0
0
0
0
0
0
0
0
0
0
0
0
0
0
0
0
0
0
0
0
0
0
0
0
0
0
0
0
0
0
0
0
0
0
0
0
0
0
0
0
0
0
0
0
0
0
0
0
0
0
0
0
0
0
0
0
0
0
0
0
0
0
0
0
0
0
0
0
0
0
0
0
0
0
0
0
0
0
0
0
0
0
0
0
0
0
0
0
0
0
0
0
0
0
0
0
0
0
0
0
0
0
0
0
0
0
0
0
0
0
0
0
0
0
0
0
0
0
0
0
0
0
0
0
0
0
0
0
0
0
0
0
0
0
0
0
0
0
0
0
0
0
0
0
0
0
0
0
0
0
0
0
0
0
0
0
0
0
0
0
0
0
0
0
0
0
0
0
0
0
0
0
0
0
0
0
0
0
0
0
0
0
0
0
0
0
0
0
0
0
0
0
0
0
0
0
0
0
0
0
0
0
0
0
0
0
0
0
0
0
0
0
0
0
0
0
0
0
0
0
0
0
0
0
0
0
0
0
0
0
0
0
0
0
0
0
0
0
0
0
0
0
0
0
0
0
0
0
0
0
0
0
0
0
0
0
0
0
0
0
0
0
0
0
0
0
0
0
0
0
0
0
0
0
0
0
0
0
0
0
0
0
0
0
0
0
0
0
0
0
0
0
0
0
0
0
0
0
0
0
0
0
0
0
0
0
0
0
0
0
0
0
0
0
0
0
0
0
0
0
0
0
0
0
0
0
0
0
0
0
0
0
0
0
0
0
0
0
0
0
0
0
0
0
0
0
0
0
0
0
0
0
0
0
0
0
0
0
0
0
0
0
0
0
0
0
0
0
0
0
0
0
0
0
0
0
0
0
0
0
0
0
0
0
0
0
0
0
0
0
0
0
0
0
0
0
0
0
0
0
0
0
0
0
0
0
0
0
0
0
0
0
0
0
0
0
0
0
0
0
0
0
0
0
0
0
0
0
0
0
0
0
0
0
0
0
0
0
0
0
0
0
0
0
0
0
0
0
0
0
0
0
0
0
0
0
0
0
0
0
0
0
0
0
0
0
0
0
0
0
0
0
0
0
0
0
0
0
0
0
0
0
0
0
0
0
0
0
0
0
0
0
0
0
0
0
0
0
0
0
0
0
0
0
0
0
0
0
0
0
0
0
0
0
0
0
0
0
0
0
0
0
0
0
0
0
0
0
0
0
0
0
0
0
0
0
0
0
0
0
0
0
0
0
0
0
0
0
0
0
0
0
0
0
0
0
0
0
0
0
0
0
0
0
0
0
0
0
0
0
0
0
0
0
0
0
0
0
0
0
0
0
0
0
0
0
0
0
0
0
0
0
0
0
0
0
0
0
0
0
0
0
0
0
0
0
0
0
0
0
0
0
0
0
0
0
0
0
0
0
0
0
0
0
0
0
0
0
0
0
0
0
0
0
0
0
0
0
0
0
0
0
0
0
0
0
0
0
0
0
0
0
0
0
0
0
0
0
0
0
0
0
0
0
0
0
0
0
0
0
0
0
0
0
0
0
0
0
0
0
0
0
0
0
0
0
0
0
0
0
0
0
0
0
0
0
0
0
0
0
0
0
0
0
0
0
0
0
0
0
0
0
0
0
0
0
0
0
0
0
0
0
0
0
0
0
0
0
0
0
0
0
0
0
0
0
0
0
0
0
0
0
0
0
0
0
0
0
0
0
0
0
0
0
0
0
0
0
0
0
0
0
0
0
0
0
0
0
0
0
0
0
0
0
0
0
0
0
0
0
0
0
0
0
0
0
0
0
0
0
0
0
0
0
0
0
0
0
0
0
0
0
0
0
0
0
0
0
0
0
0
0
0
0
0
0
0
0
0
0
0
0
0
0
0
0
0
0
0
0
0
0
0
0
0
0
0
0
0
0
0
0
0
0
0
0
0
0
0
0
0
0
0
0
0
0
0
0
0
0
0
0
0
0
0
0
0
0
0
0
0
0
0
0
0
0
0
0
0
0
0
0
0
0
0
0
0
0
0
0
0
0
0
0
0
0
0
0
0
0
0
0
0
0
0
0
0
0
0
0
0
0
0
0
0
0
0
0
0
0
0
0
0
0
0
0
0
0
0
0
0
0
0
0
0
0
0
0
0
0
0
0
0
0
0
0
0
0
0
0
0
0
0
0
0
0
0
0
0
0
0
0
0
0
0
0
0
0
0
0
0
0
0
0
0
0
0
0
0
0
0
0
0
0
0
0
0
0
0
0
0
0
0
0
0
0
0
0
0
0
0
0
0
0
0
0
0
0
0
0
0
0
0
0
0
0
0
0
0
0
0
0
0
0
0
0
0
0
0
0
0
0
0
0
0
0
0
0
0
0
0
0
0
0
0
0
0
0
0
0
0
0
0
0
0
0
0
0
0
0
0
0
0
0
0
0
0
0
0
0
0
0
0
0
0
0
0
0
0
0
0
0
0
0
0
0
0
0
0
0
0
0
0
0
0
0
0
0
0
0
0
0
0
0
0
0
0
0
0
0
0
0
0
0
0
0
0
0
0
0
0
0
0
0
0
0
0
0
0
0
0
0
0
0
0
0
0
0
0
0
0
0
0
0
0
0
0
0
0
0
0
0
0
0
0
0
0
0
0
0
0
0
0
0
0
0
0
0
0
0
0
0
0
0
0
0
0
0
0
0
0
0
0
0
0
0
0
0
0
0
0
0
0
0
0
0
0
0
0
0
0
0
0
0
0
0
0
0
0
0
0
0
0
0
0
0
0
0
0
0
0
0
0
0
0
0
0
0
0
0
0
0
0
0
0
0
0
0
0
0
0
0
0
0
0
0
0
0
0
0
0
0
0
0
0
0
0
0
0
0
0
0
0
0
0
0
0
0
0
0
0
0
0
0
0
0
0
0
0
0
0
0
0
0
0
0
0
0
0
0
0
0
0
0
0
0
0
0
0
0
0
0
0
0
0
0
0
0
0
0
0
0
0
0
0
0
0
0
0
0
0
0
0
0
0
0
0
0
0
0
0
0
0
0
0
0
0
0
0
0
0
0
0
0
0
0
0
0
0
0
0
0
0
0
0
0
0
0
0
0
0
0
0
0
0
0
0
0
0
0
0
0
0
0
0
0
0
0
0
0
0
0
0
0
0
0
0
0
0
0
0
0
0
0
0
0
0
0
0
0
0
0
0
0
0
0
0
0
0
0
0
0
0
0
0
0
0
0
0
0
0
0
0
0
0
0
0
0
0
0
0
0
0
0
0
0
0
0
0
0
0
0
0
0
0
0
0
0
0
0
0
0
0
0
0
0
0
0
0
0
0
0
0
0
0
0
0
0
0
0
0
0
0
0
0
0
0
0
0
0
0
0
0
0
0
0
0
0
0
0
0
0
0
0
0
0
0
0
0
0
0
0
0
0
0
0
0
0
0
0
0
0
0
0
0
0
0
0
0
0
0
0
0
0
0
0
0
0
0
0
0
0
0
0
0
0
0
0
0
0
0
0
0
0
0
0
0
0
0
0
0
0
0
0
0
0
0
0
0
0
0
0
0
0
0
0
0
0
0
0
0
0
0
0
0
0
0
0
0
0
0
0
0
0
0
0
0
0
0
0
0
0
0
0
0
0
0
0
0
0
0
0
0
0
0
0
0
0
0
0
0
0
0
0
0
0
0
0
0
0
0
0
0
0
0
0
0
0
0
0
0
0
0
0
0
0
0
0
0
0
0
0
0
0
0
0
0
0
0
0
0
0
0
0
0
0
0
0
0
0
0
0
0
0
0
0
0
0
0
0
0
0
0
0
0
0
0
0
0
0
0
0
0
0
0
0
0
0
0
0
0
0
0
0
0
0
0
0
0
0
0
0
0
0
0
0
0
0
0
0
0
0
0
0
0
0
0
0
0
0
0
0
0
0
0
0
0
0
0
0
0
0
0
0
0
0
0
0
0
0
0
0
0
0
0
0
0
0
0
0
0
0
0
0
0
0
0
0
0
0
0
0
0
0
0
0
0
0
0
0
0
0
0
0
0
0
0
0
0
0
0
0
0
0
0
0
0
0
0
0
0
0
0
0
0
0
0
0
0
0
0
0
0
0
0
0
0
0
0
0
0
0
0
0
0
0
0
0
0
0
0
0
0
0
0
0
0
0
0
0
0
0
0
0
0
0
0
0
0
0
0
0
0
0
0
0
0
0
0
0
0
0
0
0
0
0
0
0
0
0
0
0
0
0
0
0
0
0
0
0
0
0
0
0
0
0
0
0
0
0
0
0
0
0
0
0
0
0
0
0
0
0
0
0
0
0
0
0
0
0
0
0
0
0
0
0
0
0
0
0
0
0
0
0
0
0
0
0
0
0
0
0
0
0
0
0
0
0
0
0
0
0
0
0
0
0
0
0
0
0
0
0
0
0
0
0
0
0
0
0
0
0
0
0
0
0
0
0
0
0
0
0
0
0
0
0
0
0
0
0
0
0
0
0
0
0
0
0
0
0
0
0
0
0
0
0
0
0
0
0
0
0
0
0
0
0
0
0
0
0
0
0
0
0
0
0
0
0
0
0
0
0
0
0
0
0
0
0
0
0
0
0
0
0
0
0
0
0
0
0
0
0
0
0
0
0
0
0
0
0
0
0
0
0
0
0
0
0
0
0
0
0
0
0
0
0
0
0
0
0
0
0
0
0
0
0
0
0
0
0
0
0
0
0
0
0
0
0
0
0
0
0
0
0
0
0
0
0
0
0
0
0
0
0
0
0
0
0
0
0
0
0
0
0
0
0
0
0
0
0
0
0
0
0
0
0
0
0
0
0
0
0
0
0
0
0
0
0
0
0
0
0
0
0
0
0
0
0
0
0
0
0
0
0
0
0
0
0
0
0
0
0
0
0
0
0
0
0
0
0
0
0
0
0
0
0
0
0
0
0
0
0
0
0
0
0
0
0
0
0
0
0
0
0
0
0
0
0
0
0
0
0
0
0
0
0
0
0
0
0
0
0
0
0
0
0
0
0
0
0
0
0
0
0
0
0
0
0
0
0
0
0
0
0
0
0
0
0
0
0
0
0
0
0
0
0
0
0
0
0
0
0
0
0
0
0
0
0
0
0
0
0
0
0
0
0
0
0
0
0
0
0
0
0
0
0
0
0
0
0
0
0
0
0
0
0
0
0
0
0
0
0
0
0
0
0
0
0
0
0
0
0
0
0
0
0
0
0
0
0
0
0
0
0
0
0
0
0
0
0
0
0
0
0
0
0
0
0
0
0
0
0
0
0
0
0
0
0
0
0
0
0
0
0
0
0
0
0
0
0
0
0
0
0
0
0
0
0
0
0
0
0
0
0
0
0
0
0
0
0
0
0
0
0
0
0
0
0
0
0
0
0
0
0
0
0
0
0
0
0
0
0
0
0
0
0
0
0
0
0
0
0
0
0
0
0
0
0
0
0
0
0
0
0
0
0
0
0
0
0
0
0
0
0
0
0
0
0
0
0
0
0
0
0
0
0
0
0
0
0
0
0
0
0
0
0
0
0
0
0
0
0
0
0
0
0
0
0
0
0
0
0
0
0
0
0
0
0
0
0
0
0
0
0
0
0
0
0
0
0
0
0
0
0
0
0
0
0
0
0
0
0
0
0
0
0
0
0
0
0
0
0
0
0
0
0
0
0
0
0
0
0
0
0
0
0
0
0
0
0
0
0
0
0
0
0
0
0
0
0
0
0
0
0
0
0
0
0
0
0
0
0
0
0
0
0
0
0
0
0
0
0
0
0
0
0
0
0
0
0
0
0
0
0
0
0
0
0
0
0
0
0
0
0
0
0
0
0
0
0
0
0
0
0
0
0
0
0
0
0
0
0
0
0
0
0
0
0
0
0
0
0
0
0
0
0
0
0
0
0
0
0
0
0
0
0
0
0
0
0
0
0
0
0
0
0
0
0
0
0
0
0
0
0
0
0
0
0
0
0
0
0
0
0
0
0
0
0
0
0
0
0
0
0
0
0
0
0
0
0
0
0
0
0
0
0
0
0
0
0
0
0
0
0
0
0
0
0
0
0
0
0
0
0
0
0
0
0
0
0
0
0
0
0
0
0
0
0
0
0
0
0
0
0
0
0
0
0
0
0
0
0
0
0
0
0
0
0
0
0
0
0
0
0
0
0
0
0
0
0
0
0
0
0
0
0
0
0
0
0
0
0
0
0
0
0
0
0
0
0
0
0
0
0
0
0
0
0
0
0
0
0
0
0
0
0
0
0
0
0
0
0
0
0
0
0
0
0
0
0
0
0
0
0
0
0
0
0
0
0
0
0
0
0
0
0
0
0
0
0
0
0
0
0
0
0
0
0
0
0
0
0
0
0
0
0
0
0
0
0
0
0
0
0
0
0
0
0
0
0
0
0
0
0
0
0
0
0
0
0
0
0
0
0
0
0
0
0
0
0
0
0
0
0
0
0
0
0
0
0
0
0
0
0
0
0
0
0
0
0
0
0
0
0
0
0
0
0
0
0
0
0
0
0
0
0
0
0
0
0
0
0
0
0
0
0
0
0
0
0
0
0
0
0
0
0
0
0
0
0
0
0
0
0
0
0
0
0
0
0
0
0
0
0
0
0
0
0
0
0
0
0
0
0
0
0
0
0
0
0
0
0
0
0
0
0
0
0
0
0
0
0
0
0
0
0
0
0
0
0
0
0
0
0
0
0
0
0
0
0
0
0
0
0
0
0
0
0
0
0
0
0
0
0
0
0
0
0
0
0
0
0
0
0
0
0
0
0
0
0
0
0
0
0
0
0
0
0
0
0
0
0
0
0
0
0
0
0
0
0
0
0
0
0
0
0
0
0
0
0
0
0
0
0
0
0
0
0
0
0
0
0
0
0
0
0
0
0
0
0
0
0
0
0
0
0
0
0
0
0
0
0
0
0
0
0
0
0
0
0
0
0
0
0
0
0
0
0
0
0
0
0
0
0
0
0
0
0
0
0
0
0
0
0
0
0
0
0
0
0
0
0
0
0
0
0
0
0
0
0
0
0
0
0
0
0
0
0
0
0
0
0
0
0
0
0
0
0
0
0
0
0
0
0
0
0
0
0
0
0
0
0
0
0
0
0
0
0
0
0
0
0
0
0
0
0
0
0
0
0
0
0
0
0
0
0
0
0
0
0
0
0
0
0
0
0
0
0
0
0
0
0
0
0
0
0
0
0
0
0
0
0
0
0
0
0
0
0
0
0
0
0
0
0
0
0
0
0
0
0
0
0
0
0
0
0
0
0
0
0
0
0
0
0
0
0
0
0
0
0
0
0
0
0
0
0
0
0
0
0
0
0
0
0
0
0
0
0
0
0
0
0
0
0
0
0
0
0
0
0
0
0
0
0
0
0
0
0
0
0
0
0
0
0
0
0
0
0
0
0
0
0
0
0
0
0
0
0
0
0
0
0
0
0
0
0
0
0
0
0
0
0
0
0
0
0
0
0
0
0
0
0
0
0
0
0
0
0
0
0
0
0
0
0
0
0
0
0
0
0
0
0
0
0
0
0
0
0
0
0
0
0
0
0
0
0
0
0
0
0
0
0
0
0
0
0
0
0
0
0
0
0
0
0
0
0
0
0
0
0
0
0
0
0
0
0
0
0
0
0
0
0
0
0
0
0
0
0
0
0
0
0
0
0
0
0
0
0
0
0
0
0
0
0
0
0
0
0
0
0
0
0
0
0
0
0
0
0
0
0
0
0
0
0
0
0
0
0
0
0
0
0
0
0
0
0
0
0
0
0
0
0
0
0
0
0
0
0
0
0
0
0
0
0
0
0
0
0
0
0
0
0
0
0
0
0
0
0
0
0
0
0
0
0
0
0
0
0
0
0
0
0
0
0
0
0
0
0
0
0
0
0
0
0
0
0
0
0
0
0
0
0
0
0
0
0
0
0
0
0
0
0
0
0
0
0
0
0
0
0
0
0
0
0
0
0
0
0
0
0
0
0
0
0
0
0
0
0
0
0
0
0
0
0
0
0
0
0
0
0
0
0
0
0
0
0
0
0
0
0
0
0
0
0
0
0
0
0
0
0
0
0
0
0
0
0
0
0
0
0
0
0
0
0
0
0
0
0
0
0
0
0
0
0
0
0
0
0
0
0
0
0
0
0
0
0
0
0
0
0
0
0
0
0
0
0
0
0
0
0
0
0
0
0
0
0
0
0
0
0
0
0
0
0
0
0
0
0
0
0
0
0
0
0
0
0
0
0
0
0
0
0
0
0
0
0
0
0
0
0
0
0
0
0
0
0
0
0
0
0
0
0
0
0
0
0
0
0
0
0
0
0
0
0
0
0
0
0
0
0
0
0
0
0
0
0
0
0
0
0
0
0
0
0
0
0
0
0
0
0
0
0
0
0
0
0
0
0
0
0
0
0
0
0
0
0
0
0
0
0
0
0
0
0
0
0
0
0
0
0
0
0
0
0
0
0
0
0
0
0
0
0
0
0
0
0
0
0
0
0
0
0
0
0
0
0
0
0
0
0
0
0
0
0
0
0
0
0
0
0
0
0
0
0
0
0
0
0
0
0
0
0
0
0
0
0
0
0
0
0
0
0
0
0
0
0
0
0
0
0
0
0
0
0
0
0
0
0
0
0
0
0
0
0
0
0
0
0
0
0
0
0
0
0
0
0
0
0
0
0
0
0
0
0
0
0
0
0
0
0
0
0
0
0
0
0
0
0
0
0
0
0
0
0
0
0
0
0
0
0
0
0
0
0
0
0
0
0
0
0
0
0
0
0
0
0
0
0
0
0
0
0
0
0
0
0
0
0
0
0
0
0
0
0
0
0
0
0
0
0
0
0
0
0
0
0
0
0
0
0
0
0
0
0
0
0
0
0
0
0
0
0
0
0
0
0
0
0
0
0
0
0
0
0
0
0
0
0
0
0
0
0
0
0
0
0
0
0
0
0
0
0
0
0
0
0
0
0
0
0
0
0
0
0
0
0
0
0
0
0
0
0
0
0
0
0
0
0
0
0
0
0
0
0
0
0
0
0
0
0
0
0
0
0
0
0
0
0
0
0
0
0
0
0
0
0
0
0
0
0
0
0
0
0
0
0
0
0
0
0
0
0
0
0
0
0
0
0
0
0
0
0
0
0
0
0
0
0
0
0
0
0
0
0
0
0
0
0
0
0
0
0
0
0
0
0
0
0
0
0
0
0
0
0
0
0
0
0
0
0
0
0
0
0
0
0
0
0
0
0
0
0
0
0
0
0
0
0
0
0
0
0
0
0
0
0
0
0
0
0
0
0
0
0
0
0
0
0
0
0
0
0
0
0
0
0
0
0
0
0
0
0
0
0
0
0
0
0
0
0
0
0
0
0
0
0
0
0
0
0
0
0
0
0
0
0
0
0
0
0
0
0
0
0
0
0
0
0
0
0
0
0
0
0
0
0
0
0
0
0
0
0
0
0
0
0
0
0
0
0
0
0
0
0
0
0
0
0
0
0
0
0
0
0
0
0
0
0
0
0
0
0
0
0
0
0
0
0
0
0
0
0
0
0
0
0
0
0
0
0
0
0
0
0
0
0
0
0
0
0
0
0
0
0
0
0
0
0
0
0
0
0
0
0
0
0
0
0
0
0
0
0
0
0
0
0
0
0
0
0
0
0
0
0
0
0
0
0
0
0
0
0
0
0
0
0
0
0
0
0
0
0
0
0
0
0
0
0
0
0
0
0
0
0
0
0
0
0
0
0
0
0
0
0
0
0
0
0
0
0
0
0
0
0
0
0
0
0
0
0
0
0
0
0
0
0
0
0
0
0
0
0
0
0
0
0
0
0
0
0
0
0
0
0
0
0
0
0
0
0
0
0
0
0
0
0
0
0
0
0
0
0
0
0
0
0
0
0
0
0
0
0
0
0
0
0
0
0
0
0
0
0
0
0
0
0
0
0
0
0
0
0
0
0
0
0
0
0
0
0
0
0
0
0
0
0
0
0
0
0
0
0
0
0
0
0
0
0
0
0
0
0
0
0
0
0
0
0
0
0
0
0
0
0
0
0
0
0
0
0
0
0
0
0
0
0
0
0
0
0
0
0
0
0
0
0
0
0
0
0
0
0
0
0
0
0
0
0
0
0
0
0
0
0
0
0
0
0
0
0
0
0
0
0
0
0
0
0
0
0
0
0
0
0
0
0
0
0
0
0
0
0
0
0
0
0
0
0
0
0
0
0
0
0
0
0
0
0
0
0
0
0
0
0
0
0
0
0
0
0
0
0
0
0
0
0
0
0
0
0
0
0
0
0
0
0
0
0
0
0
0
0
0
0
0
0
0
0
0
0
0
0
0
0
0
0
0
0
0
0
0
0
0
0
0
0
0
0
0
0
0
0
0
0
0
0
0
0
0
0
0
0
0
0
0
0
0
0
0
0
0
0
0
0
0
0
0
0
0
0
0
0
0
0
0
0
0
0
0
0
0
0
0
0
0
0
0
0
0
0
0
0
0
0
0
0
0
0
0
0
0
0
0
0
0
0
0
0
0
0
0
0
0
0
0
0
0
0
0
0
0
0
0
0
0
0
0
0
0
0
0
0
0
0
0
0
0
0
0
0
0
0
0
0
0
0
0
0
0
0
0
0
0
0
0
0
0
0
0
0
0
0
0
0
0
0
0
0
0
0
0
0
0
0
0
0
0
0
0
0
0
0
0
0
0
0
0
0
0
0
0
0
0
0
0
0
0
0
0
0
0
0
0
0
0
0
0
0
0
0
0
0
0
0
0
0
0
0
0
0
0
0
0
0
0
0
0
0
0
0
0
0
0
0
0
0
0
0
0
0
0
0
0
0
0
0
0
0
0
0
0
0
0
0
0
0
0
0
0
0
0
0
0
0
0
0
0
0
0
0
0
0
0
0
0
0
0
0
0
0
0
0
0
0
0
0
0
0
0
0
0
0
0
0
0
0
0
0
0
0
0
0
0
0
0
0
0
0
0
0
0
0
0
0
0
0
0
0
0
0
0
0
0
0
0
0
0
0
0
0
0
0
0
0
0
0
0
0
0
0
0
0
0
0
0
0
0
0
0
0
0
0
0
0
0
0
0
0
0
0
0
0
0
0
0
0
0
0
0
0
0
0
0
0
0
0
0
0
0
0
0
0
0
0
0
0
0
0
0
0
0
0
0
0
0
0
0
0
0
0
0
0
0
0
0
0
0
0
0
0
0
0
0
0
0
0
0
0
0
0
0
0
0
0
0
0
0
0
0
0
0
0
0
0
0
0
0
0
0
0
0
0
0
0
0
0
0
0
0
0
0
0
0
0
0
0
0
0
0
0
0
0
0
0
0
0
0
0
0
0
0
0
0
0
0
0
0
0
0
0
0
0
0
0
0
0
0
0
0
0
0
0
0
0
0
0
0
0
0
0
0
0
0
0
0
0
0
0
0
0
0
0
0
0
0
0
0
0
0
0
0
0
0
0
0
0
0
0
0
0
0
0
0
0
0
0
0
0
0
0
0
0
0
0
0
0
0
0
0
0
0
0
0
0
0
0
0
0
0
0
0
0
0
0
0
0
0
0
0
0
0
0
0
0
0
0
0
0
0
0
0
0
0
0
0
0
0
0
0
0
0
0
0
0
0
0
0
0
0
0
0
0
0
0
0
0
0
0
0
0
0
0
0
0
0
0
0
0
0
0
0
0
0
0
0
0
0
0
0
0
0
0
0
0
0
0
0
0
0
0
0
0
0
0
0
0
0
0
0
0
0
0
0
0
0
0
0
0
0
0
0
0
0
0
0
0
0
0
0
0
0
0
0
0
0
0
0
0
0
0
0
0
0
0
0
0
0
0
0
0
0
0
0
0
0
0
0
0
0
0
0
0
0
0
0
0
0
0
0
0
0
0
0
0
0
0
0
0
0
0
0
0
0
0
0
0
0
0
0
0
0
0
0
0
0
0
0
0
0
0
0
0
0
0
0
0
0
0
0
0
0
0
0
0
0
0
0
0
0
0
0
0
0
0
0
0
0
0
0
0
0
0
0
0
0
0
0
0
0
0
0
0
0
0
0
0
0
0
0
0
0
0
0
0
0
0
0
0
0
0
0
0
0
0
0
0
0
0
0
0
0
0
0
0
0
0
0
0
0
0
0
0
0
0
0
0
0
0
0
0
0
0
0
0
0
0
0
0
0
0
0
0
0
0
0
0
0
0
0
0
0
0
0
0
0
0
0
0
0
0
0
0
0
0
0
0
0
0
0
0
0
0
0
0
0
0
0
0
0
0
0
0
0
0
0
0
0
0
0
0
0
0
0
0
0
0
0
0
0
0
0
0
0
0
0
0
0
0
0
0
0
0
0
0
0
0
0
0
0
0
0
0
0
0
0
0
0
0
0
0
0
0
0
0
0
0
0
0
0
0
0
0
0
0
0
0
0
0
0
0
0
0
0
0
0
0
0
0
0
0
0
0
0
0
0
0
0
0
0
0
0
0
0
0
0
0
0
0
0
0
0
0
0
0
0
0
0
0
0
0
0
0
0
0
0
0
0
0
0
0
0
0
0
0
0
0
0
0
0
0
0
0
0
0
0
0
0
0
0
0
0
0
0
0
0
0
0
0
0
0
0
0
0
0
0
0
0
0
0
0
0
0
0
0
0
0
0
0
0
0
0
0
0
0
0
0
0
0
0
0
0
0
0
0
0
0
0
0
0
0
0
0
0
0
0
0
0
0
0
0
0
0
0
0
0
0
0
0
0
0
0
0
0
0
0
0
0
0
0
0
0
0
0
0
0
0
0
0
0
0
0
0
0
0
0
0
0
0
0
0
0
0
0
0
0
0
0
0
0
0
0
0
0
0
0
0
0
0
0
0
0
0
0
0
0
0
0
0
0
0
0
0
0
0
0
0
0
0
0
0
0
0
0
0
0
0
0
0
0
0
0
0
0
0
0
0
0
0
0
0
0
0
0
0
0
0
0
0
0
0
0
0
0
0
0
0
0
0
0
0
0
0
0
0
0
0
0
0
0
0
0
0
0
0
0
0
0
0
0
0
0
0
0
0
0
0
0
0
0
0
0
0
0
0
0
0
0
0
0
0
0
0
0
0
0
0
0
0
0
0
0
0
0
0
0
0
0
0
0
0
0
0
0
0
0
0
0
0
0
0
0
0
0
0
0
0
0
0
0
0
0
0
0
0
0
0
0
0
0
0
0
0
0
0
0
0
0
0
0
0
0
0
0
0
0
0
0
0
0
0
0
0
0
0
0
0
0
0
0
0
0
0
0
0
0
0
0
0
0
0
0
0
0
0
0
0
0
0
0
0
0
0
0
0
0
0
0
0
0
0
0
0
0
0
0
0
0
0
0
0
0
0
0
0
0
0
0
0
0
0
0
0
0
0
0
0
0
0
0
0
0
0
0
0
0
0
0
0
0
0
0
0
0
0
0
0
0
0
0
0
0
0
0
0
0
0
0
0
0
0
0
0
0
0
0
0
0
0
0
0
0
0
0
0
0
0
0
0
0
0
0
0
0
0
0
0
0
0
0
0
0
0
0
0
0
0
0
0
0
0
0
0
0
0
0
0
0
0
0
0
0
0
0
0
0
0
0
0
0
0
0
0
0
0
0
0
0
0
0
0
0
0
0
0
0
0
0
0
0
0
0
0
0
0
0
0
0
0
0
0
0
0
0
0
0
0
0
0
0
0
0
0
0
0
0
0
0
0
0
0
0
0
0
0
0
0
0
0
0
0
0
0
0
0
0
0
0
0
0
0
0
0
0
0
0
0
0
0
0
0
0
0
0
0
0
0
0
0
0
0
0
0
0
0
0
0
0
0
0
0
0
0
0
0
0
0
0
0
0
0
0
0
0
0
0
0
0
0
0
0
0
0
0
0
0
0
0
0
0
0
0
0
0
0
0
0
0
0
0
0
0
0
0
0
0
0
0
0
0
0
0
0
0
0
0
0
0
0
0
0
0
0
0
0
0
0
0
0
0
0
0
0
0
0
0
0
0
0
0
0
0
0
0
0
0
0
0
0
0
0
0
0
0
0
0
0
0
0
0
0
0
0
0
0
0
0
0
0
0
0
0
0
0
0
0
0
0
0
0
0
0
0
0
0
0
0
0
0
0
0
0
0
0
0
0
0
0
0
0
0
0
0
0
0
0
0
0
0
0
0
0
0
0
0
0
0
0
0
0
0
0
0
0
0
0
0
0
0
0
0
0
0
0
0
0
0
0
0
0
0
0
0
0
0
0
0
0
0
0
0
0
0
0
0
0
0
0
0
0
0
0
0
0
0
0
0
0
0
0
0
0
0
0
0
0
0
0
0
0
0
0
0
0
0
0
0
0
0
0
0
0
0
0
0
0
0
0
0
0
0
0
0
0
0
0
0
0
0
0
0
0
0
0
0
0
0
0
0
0
0
0
0
0
0
0
0
0
0
0
0
0
0
0
0
0
0
0
0
0
0
0
0
0
0
0
0
0
0
0
0
0
0
0
0
0
0
0
0
0
0
0
0
0
0
0
0
0
0
0
0
0
0
0
0
0
0
0
0
0
0
0
0
0
0
0
0
0
0
0
0
0
0
0
0
0
0
0
0
0
0
0
0
0
0
0
0
0
0
0
0
0
0
0
0
0
0
0
0
0
0
0
0
0
0
0
0
0
0
0
0
0
0
0
0
0
0
0
0
0
0
0
0
0
0
0
0
0
0
0
0
0
0
0
0
0
0
0
0
0
0
0
0
0
0
0
0
0
0
0
0
0
0
0
0
0
0
0
0
0
0
0
0
0
0
0
0
0
0
0
0
0
0
0
0
0
0
0
0
0
0
0
0
0
0
0
0
0
0
0
0
0
0
0
0
0
0
0
0
0
0
0
0
0
0
0
0
0
0
0
0
0
0
0
0
0
0
0
0
0
0
0
0
0
0
0
0
0
0
0
0
0
0
0
0
0
0
0
0
0
0
0
0
0
0
0
0
0
0
0
0
0
0
0
0
0
0
0
0
0
0
0
0
0
0
0
0
0
0
0
0
0
0
0
0
0
0
0
0
0
0
0
0
0
0
0
0
0
0
0
0
0
0
0
0
0
0
0
0
0
0
0
0
0
0
0
0
0
0
0
0
0
0
0
0
0
0
0
0
0
0
0
0
0
0
0
0
0
0
0
0
0
0
0
0
0
0
0
0
0
0
0
0
0
0
0
0
0
0
0
0
0
0
0
0
0
0
0
0
0
0
0
0
0
0
0
0
0
0
0
0
0
0
0
0
0
0
0
0
0
0
0
0
0
0
0
0
0
0
0
0
0
0
0
0
0
0
0
0
0
0
0
0
0
0
0
0
0
0
0
0
0
0
0
0
0
0
0
0
0
0
0
0
0
0
0
0
0
0
0
0
0
0
0
0
0
0
0
0
0
0
0
0
0
0
0
0
0
0
0
0
0
0
0
0
0
0
0
0
0
0
0
0
0
0
0
0
0
0
0
0
0
0
0
0
0
0
0
0
0
0
0
0
0
0
0
0
0
0
0
0
0
0
0
0
0
0
0
0
0
0
0
0
0
0
0
0
0
0
0
0
0
0
0
0
0
0
0
0
0
0
0
0
0
0
0
0
0
0
0
0
0
0
0
0
0
0
0
0
0
0
0
0
0
0
0
0
0
0
0
0
0
0
0
0
0
0
0
0
0
0
0
0
0
0
0
0
0
0
0
0
0
0
0
0
0
0
0
0
0
0
0
0
0
0
0
0
0
0
0
0
0
0
0
0
0
0
0
0
0
0
0
0
0
0
0
0
0
0
0
0
0
0
0
0
0
0
0
0
0
0
0
0
0
0
0
0
0
0
0
0
0
0
0
0
0
0
0
0
0
0
0
0
0
0
0
0
0
0
0
0
0
0
0
0
0
0
0
0
0
0
0
0
0
0
0
0
0
0
0
0
0
0
0
0
0
0
0
0
0
0
0
0
0
0
0
0
0
0
0
0
0
0
0
0
0
0
0
0
0
0
0
0
0
0
0
0
0
0
0
0
0
0
0
0
0
0
0
0
0
0
0
0
0
0
0
0
0
0
0
0
0
0
0
0
0
0
0
0
0
0
0
0
0
0
0
0
0
0
0
0
0
0
0
0
0
0
0
0
0
0
0
0
0
0
0
0
0
0
0
0
0
0
0
0
0
0
0
0
0
0
0
0
0
0
0
0
0
0
0
0
0
0
0
0
0
0
0
0
0
0
0
0
0
0
0
0
0
0
0
0
0
0
0
0
0
0
0
0
0
0
0
0
0
0
0
0
0
0
0
0
0
0
0
0
0
0
0
0
0
0
0
0
0
0
0
0
0
0
0
0
0
0
0
0
0
0
0
0
0
0
0
0
0
0
0
0
0
0
0
0
0
0
0
0
0
0
0
0
0
0
0
0
0
0
0
0
0
0
0
0
0
0
0
0
0
0
0
0
0
0
0
0
0
0
0
0
0
0
0
0
0
0
0
0
0
0
0
0
0
0
0
0
0
0
0
0
0
0
0
0
0
0
0
0
0
0
0
0
0
0
0
0
0
0
0
0
0
0
0
0
0
0
0
0
0
0
0
0
0
0
0
0
0
0
0
0
0
0
0
0
0
0
0
0
0
0
0
0
0
0
0
0
0
0
0
0
0
0
0
0
0
0
0
0
0
0
0
0
0
0
0
0
0
0
0
0
0
0
0
0
0
0
0
0
0
0
0
0
0
0
0
0
0
0
0
0
0
0
0
0
0
0
0
0
0
0
0
0
0
0
0
0
0
0
0
0
0
0
0
0
0
0
0
0
0
0
0
0
0
0
0
0
0
0
0
0
0
0
0
0
0
0
0
0
0
0
0
0
0
0
0
0
0
0
0
0
0
0
0
0
0
0
0
0
0
0
0
0
0
0
0
0
0
0
0
0
0
0
0
0
0
0
0
0
0
0
0
0
0
0
0
0
0
0
0
0
0
0
0
0
0
0
0
0
0
0
0
0
0
0
0
0
0
0
0
0
0
0
0
0
0
0
0
0
0
0
0
0
0
0
0
0
0
0
0
0
0
0
0
0
0
0
0
0
0
0
0
0
0
0
0
0
0
0
0
0
0
0
0
0
0
0
0
0
0
0
0
0
0
0
0
0
0
0
0
0
0
0
0
0
0
0
0
0
0
0
0
0
0
0
0
0
0
0
0
0
0
0
0
0
0
0
0
0
0
0
0
0
0
0
0
0
0
0
0
0
0
0
0
0
0
0
0
0
0
0
0
0
0
0
0
0
0
0
0
0
0
0
0
0
0
0
0
0
0
0
0
0
0
0
0
0
0
0
0
0
0
0
0
0
0
0
0
0
0
0
0
0
0
0
0
0
0
0
0
0
0
0
0
0
0
0
0
0
0
0
0
0
0
0
0
0
0
0
0
0
0
0
0
0
0
0
0
0
0
0
0
0
0
0
0
0
0
0
0
0
0
0
0
0
0
0
0
0
0
0
0
0
0
0
0
0
0
0
0
0
0
0
0
0
0
0
0
0
0
0
0
0
0
0
0
0
0
0
0
0
0
0
0
0
0
0
0
0
0
0
0
0
0
0
0
0
0
0
0
0
0
0
0
0
0
0
0
0
0
0
0
0
0
0
0
0
0
0
0
0
0
0
0
0
0
0
0
0
0
0
0
0
0
0
0
0
0
0
0
0
0
0
0
0
0
0
0
0
0
0
0
0
0
0
0
0
0
0
0
0
0
0
0
0
0
0
0
0
0
0
0
0
0
0
0
0
0
0
0
0
0
0
0
0
0
0
0
0
0
0
0
0
0
0
0
0
0
0
0
0
0
0
0
0
0
0
0
0
0
0
0
0
0
0
0
0
0
0
0
0
0
0
0
0
0
0
0
0
0
0
0
0
0
0
0
0
0
0
0
0
0
0
0
0
0
0
0
0
0
0
0
0
0
0
0
0
0
0
0
0
0
0
0
0
0
0
0
0
0
0
0
0
0
0
0
0
0
0
0
0
0
0
0
0
0
0
0
0
0
0
0
0
0
0
0
0
0
0
0
0
0
0
0
0
0
0
0
0
0
0
0
0
0
0
0
0
0
0
0
0
0
0
0
0
0
0
0
0
0
0
0
0
0
0
0
0
0
0
0
0
0
0
0
0
0
0
0
0
0
0
0
0
0
0
0
0
0
0
0
0
0
0
0
0
0
0
0
0
0
0
0
0
0
0
0
0
0
0
0
0
0
0
0
0
0
0
0
0
0
0
0
0
0
0
0
0
0
0
0
0
0
0
0
0
0
0
0
0
0
0
0
0
0
0
0
0
0
0
0
0
0
0
0
0
0
0
0
0
0
0
0
0
0
0
0
0
0
0
0
0
0
0
0
0
0
0
0
0
0
0
0
0
0
0
0
0
0
0
0
0
0
0
0
0
0
0
0
0
0
0
0
0
0
0
0
0
0
0
0
0
0
0
0
0
0
0
0
0
0
0
0
0
0
0
0
0
0
0
0
0
0
0
0
0
0
0
0
0
0
0
0
0
0
0
0
0
0
0
0
0
0
0
0
0
0
0
0
0
0
0
0
0
0
0
0
0
0
0
0
0
0
0
0
0
0
0
0
0
0
0
0
0
0
0
0
0
0
0
0
0
0
0
0
0
0
0
0
0
0
0
0
0
0
0
0
0
0
0
0
0
0
0
0
0
0
0
0
0
0
0
0
0
0
0
0
0
0
0
0
0
0
0
0
0
0
0
0
0
0
0
0
0
0
0
0
0
0
0
0
0
0
0
0
0
0
0
0
0
0
0
0
0
0
0
0
0
0
0
0
0
0
0
0
0
0
0
0
0
0
0
0
0
0
0
0
0
0
0
0
0
0
0
0
0
0
0
0
0
0
0
0
0
0
0
0
0
0
0
0
0
0
0
0
0
0
0
0
0
0
0
0
0
0
0
0
0
0
0
0
0
0
0
0
0
0
0
0
0
0
0
0
0
0
0
0
0
0
0
0
0
0
0
0
0
0
0
0
0
0
0
0
0
0
0
0
0
0
0
0
0
0
0
0
0
0
0
0
0
0
0
0
0
0
0
0
0
0
0
0
0
0
0
0
0
0
0
0
0
0
0
0
0
0
0
0
0
0
0
0
0
0
0
0
0
0
0
0
0
0
0
0
0
0
0
0
0
0
0
0
0
0
0
0
0
0
0
0
0
0
0
0
0
0
0
0
0
0
0
0
0
0
0
0
0
0
0
0
0
0
0
0
0
0
0
0
0
0
0
0
0
0
0
0
0
0
0
0
0
0
0
0
0
0
0
0
0
0
0
0
0
0
0
0
0
0
0
0
0
0
0
0
0
0
0
0
0
0
0
0
0
0
0
0
0
0
0
0
0
0
0
0
0
0
0
0
0
0
0
0
0
0
0
0
0
0
0
0
0
0
0
0
0
0
0
0
0
0
0
0
0
0
0
0
0
0
0
0
0
0
0
0
0
0
0
0
0
0
0
0
0
0
0
0
0
0
0
0
0
0
0
0
0
0
0
0
0
0
0
0
0
0
0
0
0
0
0
0
0
0
0
0
0
0
0
0
0
0
0
0
0
0
0
0
0
0
0
0
0
0
0
0
0
0
0
0
0
0
0
0
0
0
0
0
0
0
0
0
0
0
0
0
0
0
0
0
0
0
0
0
0
0
0
0
0
0
0
0
0
0
0
0
0
0
0
0
0
0
0
0
0
0
0
0
0
0
0
0
0
0
0
0
0
0
0
0
0
0
0
0
0
0
0
0
0
0
0
0
0
0
0
0
0
0
0
0
0
0
0
0
0
0
0
0
0
0
0
0
0
0
0
0
0
0
0
0
0
0
0
0
0
0
0
0
0
0
0
0
0
0
0
0
0
0
0
0
0
0
0
0
0
0
0
0
0
0
0
0
0
0
0
0
0
0
0
0
0
0
0
0
0
0
0
0
0
0
0
0
0
0
0
0
0
0
0
0
0
0
0
0
0
0
0
0
0
0
0
0
0
0
0
0
0
0
0
0
0
0
0
0
0
0
0
0
0
0
0
0
0
0
0
0
0
0
0
0
0
0
0
0
0
0
0
0
0
0
0
0
0
0
0
0
0
0
0
0
0
0
0
0
0
0
0
0
0
0
0
0
0
0
0
0
0
0
0
0
0
0
0
0
0
0
0
0
0
0
0
0
0
0
0
0
0
0
0
0
0
0
0
0
0
0
0
0
0
0
0
0
0
0
0
0
0
0
0
0
0
0
0
0
0
0
0
0
0
0
0
0
0
0
0
0
0
0
0
0
0
0
0
0
0
0
0
0
0
0
0
0
0
0
0
0
0
0
0
0
0
0
0
0
0
0
0
0
0
0
0
0
0
0
0
0
0
0
0
0
0
0
0
0
0
0
0
0
0
0
0
0
0
0
0
0
0
0
0
0
0
0
0
0
0
0
0
0
0
0
0
0
0
0
0
0
0
0
0
0
0
0
0
0
0
0
0
0
0
0
0
0
0
0
0
0
0
0
0
0
0
0
0
0
0
0
0
0
0
0
0
0
0
0
0
0
0
0
0
0
0
0
0
0
0
0
0
0
0
0
0
0
0
0
0
0
0
0
0
0
0
0
0
0
0
0
0
0
0
0
0
0
0
0
0
0
0
0
0
0
0
0
0
0
0
0
0
0
0
0
0
0
0
0
0
0
0
0
0
0
0
0
0
0
0
0
0
0
0
0
0
0
0
0
0
0
0
0
0
0
0
0
0
0
0
0
0
0
0
0
0
0
0
0
0
0
0
0
0
0
0
0
0
0
0
0
0
0
0
0
0
0
0
0
0
0
0
0
0
0
0
0
0
0
0
0
0
0
0
0
0
0
0
0
0
0
0
0
0
0
0
0
0
0
0
0
0
0
0
0
0
0
0
0
0
0
0
0
0
0
0
0
0
0
0
0
0
0
0
0
0
0
0
0
0
0
0
0
0
0
0
0
0
0
0
0
0
0
0
0
0
0
0
0
0
0
0
0
0
0
0
0
0
0
0
0
0
0
0
0
0
0
0
0
0
0
0
0
0
0
0
0
0
0
0
0
0
0
0
0
0
0
0
0
0
0
0
0
0
0
0
0
0
0
0
0
0
0
0
0
0
0
0
0
0
0
0
0
0
0
0
0
0
0
0
0
0
0
0
0
0
0
0
0
0
0
0
0
0
0
0
0
0
0
0
0
0
0
0
0
0
0
0
0
0
0
0
0
0
0
0
0
0
0
0
0
0
0
0
0
0
0
0
0
0
0
0
0
0
0
0
0
0
0
0
0
0
0
0
0
0
0
0
0
0
0
0
0
0
0
0
0
0
0
0
0
0
0
0
0
0
0
0
0
0
0
0
0
0
0
0
0
0
0
0
0
0
0
0
0
0
0
0
0
0
0
0
0
0
0
0
0
0
0
0
0
0
0
0
0
0
0
0
0
0
0
0
0
0
0
0
0
0
0
0
0
0
0
0
0
0
0
0
0
0
0
0
0
0
0
0
0
0
0
0
0
0
0
0
0
0
0
0
0
0
0
0
0
0
0
0
0
0
0
0
0
0
0
0
0
0
0
0
0
0
0
0
0
0
0
0
0
0
0
0
0
0
0
0
0
0
0
0
0
0
0
0
0
0
0
0
0
0
0
0
0
0
0
0
0
0
0
0
0
0
0
0
0
0
0
0
0
0
0
0
0
0
0
0
0
0
0
0
0
0
0
0
0
0
0
0
0
0
0
0
0
0
0
0
0
0
0
0
0
0
0
0
0
0
0
0
0
0
0
0
0
0
0
0
0
0
0
0
0
0
0
0
0
0
0
0
0
0
0
0
0
0
0
0
0
0
0
0
0
0
0
0
0
0
0
0
0
0
0
0
0
0
0
0
0
0
0
0
0
0
0
0
0
0
0
0
0
0
0
0
0
0
0
0
0
0
0
0
0
0
0
0
0
0
0
0
0
0
0
0
0
0
0
0
0
0
0
0
0
0
0
0
0
0
0
0
0
0
0
0
0
0
0
0
0
0
0
0
0
0
0
0
0
0
0
0
0
0
0
0
0
0
0
0
0
0
0
0
0
0
0
0
0
0
0
0
0
0
0
0
0
0
0
0
0
0
0
0
0
0
0
0
0
0
0
0
0
0
0
0
0
0
0
0
0
0
0
0
0
0
0
0
0
0
0
0
0
0
0
0
0
0
0
0
0
0
0
0
0
0
0
0
0
0
0
0
0
0
0
0
0
0
0
0
0
0
0
0
0
0
0
0
0
0
0
0
0
0
0
0
0
0
0
0
0
0
0
0
0
0
0
0
0
0
0
0
0
0
0
0
0
0
0
0
0
0
0
0
0
0
0
0
0
0
0
0
0
0
0
0
0
0
0
0
0
0
0
0
0
0
0
0
0
0
0
0
0
0
0
0
0
0
0
0
0
0
0
0
0
0
0
0
0
0
0
0
0
0
0
0
0
0
0
0
0
0
0
0
0
0
0
0
0
0
0
0
0
0
0
0
0
0
0
0
0
0
0
0
0
0
0
0
0
0
0
0
0
0
0
0
0
0
0
0
0
0
0
0
0
0
0
0
0
0
0
0
0
0
0
0
0
0
0
0
0
0
0
0
0
0
0
0
0
0
0
0
0
0
0
0
0
0
0
0
0
0
0
0
0
0
0
0
0
0
0
0
0
0
0
0
0
0
0
0
0
0
0
0
0
0
0
0
0
0
0
0
0
0
0
0
0
0
0
0
0
0
0
0
0
0
0
0
0
0
0
0
0
0
0
0
0
0
0
0
0
0
0
0
0
0
0
0
0
0
0
0
0
0
0
0
0
0
0
0
0
0
0
0
0
0
0
0
0
0
0
0
0
0
0
0
0
0
0
0
0
0
0
0
0
0
0
0
0
0
0
0
0
0
0
0
0
0
0
0
0
0
0
0
0
0
0
0
0
0
0
0
0
0
0
0
0
0
0
0
0
0
0
0
0
0
0
0
0
0
0
0
0
0
0
0
0
0
0
0
0
0
0
0
0
0
0
0
0
0
0
0
0
0
0
0
0
0
0
0
0
0
0
0
0
0
0
0
0
0
0
0
0
0
0
0
0
0
0
0
0
0
0
0
0
0
0
0
0
0
0
0
0
0
0
0
0
0
0
0
0
0
0
0
0
0
0
0
0
0
0
0
0
0
0
0
0
0
0
0
0
0
0
0
0
0
0
0
0
0
0
0
0
0
0
0
0
0
0
0
0
0
0
0
0
0
0
0
0
0
0
0
0
0
0
0
0
0
0
0
0
0
0
0
0
0
0
0
0
0
0
0
0
0
0
0
0
0
0
0
0
0
0
0
0
0
0
0
0
0
0
0
0
0
0
0
0
0
0
0
0
0
0
0
0
0
0
0
0
0
0
0
0
0
0
0
0
0
0
0
0
0
0
0
0
0
0
0
0
0
0
0
0
0
0
0
0
0
0
0
0
0
0
0
0
0
0
0
0
0
0
0
0
0
0
0
0
0
0
0
0
0
0
0
0
0
0
0
0
0
0
0
0
0
0
0
0
0
0
0
0
0
0
0
0
0
0
0
0
0
0
0
0
0
0
0
0
0
0
0
0
0
0
0
0
0
0
0
0
0
0
0
0
0
0
0
0
0
0
0
0
0
0
0
0
0
0
0
0
0
0
0
0
0
0
0
0
0
0
0
0
0
0
0
0
0
0
0
0
0
0
0
0
0
0
0
0
0
0
0
0
0
0
0
0
0
0
0
0
0
0
0
0
0
0
0
0
0
0
0
0
0
0
0
0
0
0
0
0
0
0
0
0
0
0
0
0
0
0
0
0
0
0
0
0
0
0
0
0
0
0
0
0
0
0
0
0
0
0
0
0
0
0
0
0
0
0
0
0
0
0
0
0
0
0
0
0
0
0
0
0
0
0
0
0
0
0
0
0
0
0
0
0
0
0
0
0
0
0
0
0
0
0
0
0
0
0
0
0
0
0
0
0
0
0
0
0
0
0
0
0
0
0
0
0
0
0
0
0
0
0
0
0
0
0
0
0
0
0
0
0
0
0
0
0
0
0
0
0
0
0
0
0
0
0
0
0
0
0
0
0
0
0
0
0
0
0
0
0
0
0
0
0
0
0
0
0
0
0
0
0
0
0
0
0
0
0
0
0
0
0
0
0
0
0
0
0
0
0
0
0
0
0
0
0
0
0
0
0
0
0
0
0
0
0
0
0
0
0
0
0
0
0
0
0
0
0
0
0
0
0
0
0
0
0
0
0
0
0
0
0
0
0
0
0
0
0
0
0
0
0
0
0
0
0
0
0
0
0
0
0
0
0
0
0
0
0
0
0
0
0
0
0
0
0
0
0
0
0
0
0
0
0
0
0
0
0
0
0
0
0
0
0
0
0
0
0
0
0
0
0
0
0
0
0
0
0
0
0
0
0
0
0
0
0
0
0
0
0
0
0
0
0
0
0
0
0
0
0
0
0
0
0
0
0
0
0
0
0
0
0
0
0
0
0
0
0
0
0
0
0
0
0
0
0
0
0
0
0
0
0
0
0
0
0
0
0
0
0
0
0
0
0
0
0
0
0
0
0
0
0
0
0
0
0
0
0
0
0
0
0
0
0
0
0
0
0
0
0
0
0
0
0
0
0
0
0
0
0
0
0
0
0
0
0
0
0
0
0
0
0
0
0
0
0
0
0
0
0
0
0
0
0
0
0
0
0
0
0
0
0
0
0
0
0
0
0
0
0
0
0
0
0
0
0
0
0
0
0
0
0
0
0
0
0
0
0
0
0
0
0
0
0
0
0
0
0
0
0
0
0
0
0
0
0
0
0
0
0
0
0
0
0
0
0
0
0
0
0
0
0
0
0
0
0
0
0
0
0
0
0
0
0
0
0
0
0
0
0
0
0
0
0
0
0
0
0
0
0
0
0
0
0
0
0
0
0
0
0
0
0
0
0
0
0
0
0
0
0
0
0
0
0
0
0
0
0
0
0
0
0
0
0
0
0
0
0
0
0
0
0
0
0
0
0
0
0
0
0
0
0
0
0
0
0
0
0
0
0
0
0
0
0
0
0
0
0
0
0
0
0
0
0
0
0
0
0
0
0
0
0
0
0
0
0
0
0
0
0
0
0
0
0
0
0
0
0
0
0
0
0
0
0
0
0
0
0
0
0
0
0
0
0
0
0
0
0
0
0
0
0
0
0
0
0
0
0
0
0
0
0
0
0
0
0
0
0
0
0
0
0
0
0
0
0
0
0
0
0
0
0
0
0
0
0
0
0
0
0
0
0
0
0
0
0
0
0
0
0
0
0
0
0
0
0
0
0
0
0
0
0
0
0
0
0
0
0
0
0
0
0
0
0
0
0
0
0
0
0
0
0
0
0
0
0
0
0
0
0
0
0
0
0
0
0
0
0
0
0
0
0
0
0
0
0
0
0
0
0
0
0
0
0
0
0
0
0
0
0
0
0
0
0
0
0
0
0
0
0
0
0
0
0
0
0
0
0
0
0
0
0
0
0
0
0
0
0
0
0
0
0
0
0
0
0
0
0
0
0
0
0
0
0
0
0
0
0
0
0
0
0
0
0
0
0
0
0
0
0
0
0
0
0
0
0
0
0
0
0
0
0
0
0
0
0
0
0
0
0
0
0
0
0
0
0
0
0
0
0
0
0
0
0
0
0
0
0
0
0
0
0
0
0
0
0
0
0
0
0
0
0
0
0
0
0
0
0
0
0
0
0
0
0
0
0
0
0
0
0
0
0
0
0
0
0
0
0
0
0
0
0
0
0
0
0
0
0
0
0
0
0
0
0
0
0
0
0
0
0
0
0
0
0
0
0
0
0
0
0
0
0
0
0
0
0
0
0
0
0
0
0
0
0
0
0
0
0
0
0
0
0
0
0
0
0
0
0
0
0
0
0
0
0
0
0
0
0
0
0
0
0
0
0
0
0
0
0
0
0
0
0
0
0
0
0
0
0
0
0
0
0
0
0
0
0
0
0
0
0
0
0
0
0
0
0
0
0
0
0
0
0
0
0
0
0
0
0
0
0
0
0
0
0
0
0
0
0
0
0
0
0
0
0
0
0
0
0
0
0
0
0
0
0
0
0
0
0
0
0
0
0
0
0
0
0
0
0
0
0
0
0
0
0
0
0
0
0
0
0
0
0
0
0
0
0
0
0
0
0
0
0
0
0
0
0
0
0
0
0
0
0
0
0
0
0
0
0
0
0
0
0
0
0
0
0
0
0
0
0
0
0
0
0
0
0
0
0
0
0
0
0
0
0
0
0
0
0
0
0
0
0
0
0
0
0
0
0
0
0
0
0
0
0
0
0
0
0
0
0
0
0
0
0
0
0
0
0
0
0
0
0
0
0
0
0
0
0
0
0
0
0
0
0
0
0
0
0
0
0
0
0
0
0
0
0
0
0
0
0
0
0
0
0
0
0
0
0
0
0
0
0
0
0
0
0
0
0
0
0
0
0
0
0
0
0
0
0
0
0
0
0
0
0
0
0
0
0
0
0
0
0
0
0
0
0
0
0
0
0
0
0
0
0
0
0
0
0
0
0
0
0
0
0
0
0
0
0
0
0
0
0
0
0
0
0
0
0
0
0
0
0
0
0
0
0
0
0
0
0
0
0
0
0
0
0
0
0
0
0
0
0
0
0
0
0
0
0
0
0
0
0
0
0
0
0
0
0
0
0
0
0
0
0
0
0
0
0
0
0
0
0
0
0
0
0
0
0
0
0
0
0
0
0
0
0
0
0
0
0
0
0
0
0
0
0
0
0
0
0
0
0
0
0
0
0
0
0
0
0
0
0
0
0
0
0
0
0
0
0
0
0
0
0
0
0
0
0
0
0
0
0
0
0
0
0
0
0
0
0
0
0
0
0
0
0
0
0
0
0
0
0
0
0
0
0
0
0
0
0
0
0
0
0
0
0
0
0
0
0
0
0
0
0
0
0
0
0
0
0
0
0
0
0
0
0
0
0
0
0
0
0
0
0
0
0
0
0
0
0
0
0
0
0
0
0
0
0
0
0
0
0
0
0
0
0
0
0
0
0
0
0
0
0
0
0
0
0
0
0
0
0
0
0
0
0
0
0
0
0
0
0
0
0
0
0
0
0
0
0
0
0
0
0
0
0
0
0
0
0
0
0
0
0
0
0
0
0
0
0
0
0
0
0
0
0
0
0
0
0
0
0
0
0
0
0
0
0
0
0
0
0
0
0
0
0
0
0
0
0
0
0
0
0
0
0
0
0
0
0
0
0
0
0
0
0
0
0
0
0
0
0
0
0
0
0
0
0
0
0
0
0
0
0
0
0
0
0
0
0
0
0
0
0
0
0
0
0
0
0
0
0
0
0
0
0
0
0
0
0
0
0
0
0
0
0
0
0
0
0
0
0
0
0
0
0
0
0
0
0
0
0
0
0
0
0
0
0
0
0
0
0
0
0
0
0
0
0
0
0
0
0
0
0
0
0
0
0
0
0
0
0
0
0
0
0
0
0
0
0
0
0
0
0
0
0
0
0
0
0
0
0
0
0
0
0
0
0
0
0
0
0
0
0
0
0
0
0
0
0
0
0
0
0
0
0
0
0
0
0
0
0
0
0
0
0
0
0
0
0
0
0
0
0
0
0
0
0
0
0
0
0
0
0
0
0
0
0
0
0
0
0
0
0
0
0
0
0
0
0
0
0
0
0
0
0
0
0
0
0
0
0
0
0
0
0
0
0
0
0
0
0
0
0
0
0
0
0
0
0
0
0
0
0
0
0
0
0
0
0
0
0
0
0
0
0
0
0
0
0
0
0
0
0
0
0
0
0
0
0
0
0
0
0
0
0
0
0
0
0
0
0
0
0
0
0
0
0
0
0
0
0
0
0
0
0
0
0
0
0
0
0
0
0
0
0
0
0
0
0
0
0
0
0
0
0
0
0
0
0
0
0
0
0
0
0
0
0
0
0
0
0
0
0
0
0
0
0
0
0
0
0
0
0
0
0
0
0
0
0
0
0
0
0
0
0
0
0
0
0
0
0
0
0
0
0
0
0
0
0
0
0
0
0
0
0
0
0
0
0
0
0
0
0
0
0
0
0
0
0
0
0
0
0
0
0
0
0
0
0
0
0
0
0
0
0
0
0
0
0
0
0
0
0
0
0
0
0
0
0
0
0
0
0
0
0
0
0
0
0
0
0
0
0
0
0
0
0
0
0
0
0
0
0
0
0
0
0
0
0
0
0
0
0
0
0
0
0
0
0
0
0
0
0
0
0
0
0
0
0
0
0
0
0
0
0
0
0
0
0
0
0
0
0
0
0
0
0
0
0
0
0
0
0
0
0
0
0
0
0
0
0
0
0
0
0
0
0
0
0
0
0
0
0
0
0
0
0
0
0
0
0
0
0
0
0
0
0
0
0
0
0
0
0
0
0
0
0
0
0
0
0
0
0
0
0
0
0
0
0
0
0
0
0
0
0
0
0
0
0
0
0
0
0
0
0
0
0
0
0
0
0
0
0
0
0
0
0
0
0
0
0
0
0
0
0
0
0
0
0
0
0
0
0
0
0
0
0
0
0
0
0
0
0
0
0
0
0
0
0
0
0
0
0
0
0
0
0
0
0
0
0
0
0
0
0
0
0
0
0
0
0
0
0
0
0
0
0
0
0
0
0
0
0
0
0
0
0
0
0
0
0
0
0
0
0
0
0
0
0
0
0
0
0
0
0
0
0
0
0
0
0
0
0
0
0
0
0
0
0
0
0
0
0
0
0
0
0
0
0
0
0
0
0
0
0
0
0
0
0
0
0
0
0
0
0
0
0
0
0
0
0
0
0
0
0
0
0
0
0
0
0
0
0
0
0
0
0
0
0
0
0
0
0
0
0
0
0
0
0
0
0
0
0
0
0
0
0
0
0
0
0
0
0
0
0
0
0
0
0
0
0
0
0
0
0
0
0
0
0
0
0
0
0
0
0
0
0
0
0
0
0
0
0
0
0
0
0
0
0
0
0
0
0
0
0
0
0
0
0
0
0
0
0
0
0
0
0
0
0
0
0
0
0
0
0
0
0
0
0
0
0
0
0
0
0
0
0
0
0
0
0
0
0
0
0
0
0
0
0
0
0
0
0
0
0
0
0
0
0
0
0
0
0
0
0
0
0
0
0
0
0
0
0
0
0
0
0
0
0
0
0
0
0
0
0
0
0
0
0
0
0
0
0
0
0
0
0
0
0
0
0
0
0
0
0
0
0
0
0
0
0
0
0
0
0
0
0
0
0
0
0
0
0
0
0
0
0
0
0
0
0
0
0
0
0
0
0
0
0
0
0
0
0
0
0
0
0
0
0
0
0
0
0
0
0
0
0
0
0
0
0
0
0
0
0
0
0
0
0
0
0
0
0
0
0
0
0
0
0
0
0
0
0
0
0
0
0
0
0
0
0
0
0
0
0
0
0
0
0
0
0
0
0
0
0
0
0
0
0
0
0
0
0
0
0
0
0
0
0
0
0
0
0
0
0
0
0
0
0
0
0
0
0
0
0
0
0
0
0
0
0
0
0
0
0
0
0
0
0
0
0
0
0
0
0
0
0
0
0
0
0
0
0
0
0
0
0
0
0
0
0
0
0
0
0
0
0
0
0
0
0
0
0
0
0
0
0
0
0
0
0
0
0
0
0
0
0
0
0
0
0
0
0
0
0
0
0
0
0
0
0
0
0
0
0
0
0
0
0
0
0
0
0
0
0
0
0
0
0
0
0
0
0
0
0
0
0
0
0
0
0
0
0
0
0
0
0
0
0
0
0
0
0
0
0
0
0
0
0
0
0
0
0
0
0
0
0
0
0
0
0
0
0
0
0
0
0
0
0
0
0
0
0
0
0
0
0
0
0
0
0
0
0
0
0
0
0
0
0
0
0
0
0
0
0
0
0
0
0
0
0
0
0
0
0
0
0
0
0
0
0
0
0
0
0
0
0
0
0
0
0
0
0
0
0
0
0
0
0
0
0
0
0
0
0
0
0
0
0
0
0
0
0
0
0
0
0
0
0
0
0
0
0
0
0
0
0
0
0
0
0
0
0
0
0
0
0
0
0
0
0
0
0
0
0
0
0
0
0
0
0
0
0
0
0
0
0
0
0
0
0
0
0
0
0
0
0
0
0
0
0
0
0
0
0
0
0
0
0
0
0
0
0
0
0
0
0
0
0
0
0
0
0
0
0
0
0
0
0
0
0
0
0
0
0
0
0
0
0
0
0
0
0
0
0
0
0
0
0
0
0
0
0
0
0
0
0
0
0
0
0
0
0
0
0
0
0
0
0
0
0
0
0
0
0
0
0
0
0
0
0
0
0
0
0
0
0
0
0
0
0
0
0
0
0
0
0
0
0
0
0
0
0
0
0
0
0
0
0
0
0
0
0
0
0
0
0
0
0
0
0
0
0
0
0
0
0
0
0
0
0
0
0
0
0
0
0
0
0
0
0
0
0
0
0
0
0
0
0
0
0
0
0
0
0
0
0
0
0
0
0
0
0
0
0
0
0
0
0
0
0
0
0
0
0
0
0
0
0
0
0
0
0
0
0
0
0
0
0
0
0
0
0
0
0
0
0
0
0
0
0
0
0
0
0
0
0
0
0
0
0
0
0
0
0
0
0
0
0
0
0
0
0
0
0
0
0
0
0
0
0
0
0
0
0
0
0
0
0
0
0
0
0
0
0
0
0
0
0
0
0
0
0
0
0
0
0
0
0
0
0
0
0
0
0
0
0
0
0
0
0
0
0
0
0
0
0
0
0
0
0
0
0
0
0
0
0
0
0
0
0
0
0
0
0
0
0
0
0
0
0
0
0
0
0
0
0
0
0
0
0
0
0
0
0
0
0
0
0
0
0
0
0
0
0
0
0
0
0
0
0
0
0
0
0
0
0
0
0
0
0
0
0
0
0
0
0
0
0
0
0
0
0
0
0
0
0
0
0
0
0
0
0
0
0
0
0
0
0
0
0
0
0
0
0
0
0
0
0
0
0
0
0
0
0
0
0
0
0
0
0
0
0
0
0
0
0
0
0
0
0
0
0
0
0
0
0
0
0
0
0
0
0
0
0
0
0
0
0
0
0
0
0
0
0
0
0
0
0
0
0
0
0
0
0
0
0
0
0
0
0
0
0
0
0
0
0
0
0
0
0
0
0
0
0
0
0
0
0
0
0
0
0
0
0
0
0
0
0
0
0
0
0
0
0
0
0
0
0
0
0
0
0
0
0
0
0
0
0
0
0
0
0
0
0
0
0
0
0
0
0
0
0
0
0
0
0
0
0
0
0
0
0
0
0
0
0
0
0
0
0
0
0
0
0
0
0
0
0
0
0
0
0
0
0
0
0
0
0
0
0
0
0
0
0
0
0
0
0
0
0
0
0
0
0
0
0
0
0
0
0
0
0
0
0
0
0
0
0
0
0
0
0
0
0
0
0
0
0
0
0
0
0
0
0
0
0
0
0
0
0
0
0
0
0
0
0
0
0
0
0
0
0
0
0
0
0
0
0
0
0
0
0
0
0
0
0
0
0
0
0
0
0
0
0
0
0
0
0
0
0
0
0
0
0
0
0
0
0
0
0
0
0
0
0
0
0
0
0
0
0
0
0
0
0
0
0
0
0
0
0
0
0
0
0
0
0
0
0
0
0
0
0
0
0
0
0
0
0
0
0
0
0
0
0
0
0
0
0
0
0
0
0
0
0
0
0
0
0
0
0
0
0
0
0
0
0
0
0
0
0
0
0
0
0
0
0
0
0
0
0
0
0
0
0
0
0
0
0
0
0
0
0
0
0
0
0
0
0
0
0
0
0
0
0
0
0
0
0
0
0
0
0
0
0
0
0
0
0
0
0
0
0
0
0
0
0
0
0
0
0
0
0
0
0
0
0
0
0
0
0
0
0
0
0
0
0
0
0
0
0
0
0
0
0
0
0
0
0
0
0
0
0
0
0
0
0
0
0
0
0
0
0
0
0
0
0
0
0
0
0
0
0
0
0
0
0
0
0
0
0
0
0
0
0
0
0
0
0
0
0
0
0
0
0
0
0
0
0
0
0
0
0
0
0
0
0
0
0
0
0
0
0
0
0
0
0
0
0
0
0
0
0
0
0
0
0
0
0
0
0
0
0
0
0
0
0
0
0
0
0
0
0
0
0
0
0
0
0
0
0
0
0
0
0
0
0
0
0
0
0
0
0
0
0
0
0
0
0
0
0
0
0
0
0
0
0
0
0
0
0
0
0
0
0
0
0
0
0
0
0
0
0
0
0
0
0
0
0
0
0
0
0
0
0
0
0
0
0
0
0
0
0
0
0
0
0
0
0
0
0
0
0
0
0
0
0
0
0
0
0
0
0
0
0
0
0
0
0
0
0
0
0
0
0
0
0
0
0
0
0
0
0
0
0
0
0
0
0
0
0
0
0
0
0
0
0
0
0
0
0
0
0
0
0
0
0
0
0
0
0
0
0
0
0
0
0
0
0
0
0
0
0
0
0
0
0
0
0
0
0
0
0
0
0
0
0
0
0
0
0
0
0
0
0
0
0
0
0
0
0
0
0
0
0
0
0
0
0
0
0
0
0
0
0
0
0
0
0
0
0
0
0
0
0
0
0
0
0
0
0
0
0
0
0
0
0
0
0
0
0
0
0
0
0
0
0
0
0
0
0
0
0
0
0
0
0
0
0
0
0
0
0
0
0
0
0
0
0
0
0
0
0
0
0
0
0
0
0
0
0
0
0
0
0
0
0
0
0
0
0
0
0
0
0
0
0
0
0
0
0
0
0
0
0
0
0
0
0
0
0
0
0
0
0
0
0
0
0
0
0
0
0
0
0
0
0
0
0
0
0
0
0
0
0
0
0
0
0
0
0
0
0
0
0
0
0
0
0
0
0
0
0
0
0
0
0
0
0
0
0
0
0
0
0
0
0
0
0
0
0
0
0
0
0
0
0
0
0
0
0
0
0
0
0
0
0
0
0
0
0
0
0
0
0
0
0
0
0
0
0
0
0
0
0
0
0
0
0
0
0
0
0
0
0
0
0
0
0
0
0
0
0
0
0
0
0
0
0
0
0
0
0
0
0
0
0
0
0
0
0
0
0
0
0
0
0
0
0
0
0
0
0
0
0
0
0
0
0
0
0
0
0
0
0
0
0
0
0
0
0
0
0
0
0
0
0
0
0
0
0
0
0
0
0
0
0
0
0
0
0
0
0
0
0
0
0
0
0
0
0
0
0
0
0
0
0
0
0
0
0
0
0
0
0
0
0
0
0
0
0
0
0
0
0
0
0
0
0
0
0
0
0
0
0
0
0
0
0
0
0
0
0
0
0
0
0
0
0
0
0
0
0
0
0
0
0
0
0
0
0
0
0
0
0
0
0
0
0
0
0
0
0
0
0
0
0
0
0
0
0
0
0
0
0
0
0
0
0
0
0
0
0
0
0
0
0
0
0
0
0
0
0
0
0
0
0
0
0
0
0
0
0
0
0
0
0
0
0
0
0
0
0
0
0
0
0
0
0
0
0
0
0
0
0
0
0
0
0
0
0
0
0
0
0
0
0
0
0
0
0
0
0
0
0
0
0
0
0
0
0
0
0
0
0
0
0
0
0
0
0
0
0
0
0
0
0
0
0
0
0
0
0
0
0
0
0
0
0
0
0
0
0
0
0
0
0
0
0
0
0
0
0
0
0
0
0
0
0
0
0
0
0
0
0
0
0
0
0
0
0
0
0
0
0
0
0
0
0
0
0
0
0
0
0
0
0
0
0
0
0
0
0
0
0
0
0
0
0
0
0
0
0
0
0
0
0
0
0
0
0
0
0
0
0
0
0
0
0
0
0
0
0
0
0
0
0
0
0
0
0
0
0
0
0
0
0
0
0
0
0
0
0
0
0
0
0
0
0
0
0
0
0
0
0
0
0
0
0
0
0
0
0
0
0
0
0
0
0
0
0
0
0
0
0
0
0
0
0
0
0
0
0
0
0
0
0
0
0
0
0
0
0
0
0
0
0
0
0
0
0
0
0
0
0
0
0
0
0
0
0
0
0
0
0
0
0
0
0
0
0
0
0
0
0
0
0
0
0
0
0
0
0
0
0
0
0
0
0
0
0
0
0
0
0
0
0
0
0
0
0
0
0
0
0
0
0
0
0
0
0
0
0
0
0
0
0
0
0
0
0
0
0
0
0
0
0
0
0
0
0
0
0
0
0
0
0
0
0
0
0
0
0
0
0
0
0
0
0
0
0
0
0
0
0
0
0
0
0
0
0
0
0
0
0
0
0
0
0
0
0
0
0
0
0
0
0
0
0
0
0
0
0
0
0
0
0
0
0
0
0
0
0
0
0
0
0
0
0
0
0
0
0
0
0
0
0
0
0
0
0
0
0
0
0
0
0
0
0
0
0
0
0
0
0
0
0
0
0
0
0
0
0
0
0
0
0
0
0
0
0
0
0
0
0
0
0
0
0
0
0
0
0
0
0
0
0
0
0
0
0
0
0
0
0
0
0
0
0
0
0
0
0
0
0
0
0
0
0
0
0
0
0
0
0
0
0
0
0
0
0
0
0
0
0
0
0
0
0
0
0
0
0
0
0
0
0
0
0
0
0
0
0
0
0
0
0
0
0
0
0
0
0
0
0
0
0
0
0
0
0
0
0
0
0
0
0
0
0
0
0
0
0
0
0
0
0
0
0
0
0
0
0
0
0
0
0
0
0
0
0
0
0
0
0
0
0
0
0
0
0
0
0
0
0
0
0
0
0
0
0
0
0
0
0
0
0
0
0
0
0
0
0
0
0
0
0
0
0
0
0
0
0
0
0
0
0
0
0
0
0
0
0
0
0
0
0
0
0
0
0
0
0
0
0
0
0
0
0
0
0
0
0
0
0
0
0
0
0
0
0
0
0
0
0
0
0
0
0
0
0
0
0
0
0
0
0
0
0
0
0
0
0
0
0
0
0
0
0
0
0
0
0
0
0
0
0
0
0
0
0
0
0
0
0
0
0
0
0
0
0
0
0
0
0
0
0
0
0
0
0
0
0
0
0
0
0
0
0
0
0
0
0
0
0
0
0
0
0
0
0
0
0
0
0
0
0
0
0
0
0
0
0
0
0
0
0
0
0
0
0
0
0
0
0
0
0
0
0
0
0
0
0
0
0
0
0
0
0
0
0
0
0
0
0
0
0
0
0
0
0
0
0
0
0
0
0
0
0
0
0
0
0
0
0
0
0
0
0
0
0
0
0
0
0
0
0
0
0
0
0
0
0
0
0
0
0
0
0
0
0
0
0
0
0
0
0
0
0
0
0
0
0
0
0
0
0
0
0
0
0
0
0
0
0
0
0
0
0
0
0
0
0
0
0
0
0
0
0
0
0
0
0
0
0
0
0
0
0
0
0
0
0
0
0
0
0
0
0
0
0
0
0
0
0
0
0
0
0
0
0
0
0
0
0
0
0
0
0
0
0
0
0
0
0
0
0
0
0
0
0
0
0
0
0
0
0
0
0
0
0
0
0
0
0
0
0
0
0
0
0
0
0
0
0
0
0
0
0
0
0
0
0
0
0
0
0
0
0
0
0
0
0
0
0
0
0
0
0
0
0
0
0
0
0
0
0
0
0
0
0
0
0
0
0
0
0
0
0
0
0
0
0
0
0
0
0
0
0
0
0
0
0
0
0
0
0
0
0
0
0
0
0
0
0
0
0
0
0
0
0
0
0
0
0
0
0
0
0
0
0
0
0
0
0
0
0
0
0
0
0
0
0
0
0
0
0
0
0
0
0
0
0
0
0
0
0
0
0
0
0
0
0
0
0
0
0
0
0
0
0
0
0
0
0
0
0
0
0
0
0
0
0
0
0
0
0
0
0
0
0
0
0
0
0
0
0
0
0
0
0
0
0
0
0
0
0
0
0
0
0
0
0
0
0
0
0
0
0
0
0
0
0
0
0
0
0
0
0
0
0
0
0
0
0
0
0
0
0
0
0
0
0
0
0
0
0
0
0
0
0
0
0
0
0
0
0
0
0
0
0
0
0
0
0
0
0
0
0
0
0
0
0
0
0
0
0
0
0
0
0
0
0
0
0
0
0
0
0
0
0
0
0
0
0
0
0
0
0
0
0
0
0
0
0
0
0
0
0
0
0
0
0
0
0
0
0
0
0
0
0
0
0
0
0
0
0
0
0
0
0
0
0
0
0
0
0
0
0
0
0
0
0
0
0
0
0
0
0
0
0
0
0
0
0
0
0
0
0
0
0
0
0
0
0
0
0
0
0
0
0
0
0
0
0
0
0
0
0
0
0
0
0
0
0
0
0
0
0
0
0
0
0
0
0
0
0
0
0
0
0
0
0
0
0
0
0
0
0
0
0
0
0
0
0
0
0
0
0
0
0
0
0
0
0
0
0
0
0
0
0
0
0
0
0
0
0
0
0
0
0
0
0
0
0
0
0
0
0
0
0
0
0
0
0
0
0
0
0
0
0
0
0
0
0
0
0
0
0
0
0
0
0
0
0
0
0
0
0
0
0
0
0
0
0
0
0
0
0
0
0
0
0
0
0
0
0
0
0
0
0
0
0
0
0
0
0
0
0
0
0
0
0
0
0
0
0
0
0
0
0
0
0
0
0
0
0
0
0
0
0
0
0
0
0
0
0
0
0
0
0
0
0
0
0
0
0
0
0
0
0
0
0
0
0
0
0
0
0
0
0
0
0
0
0
0
0
0
0
0
0
0
0
0
0
0
0
0
0
0
0
0
0
0
0
0
0
0
0
0
0
0
0
0
0
0
0
0
0
0
0
0
0
0
0
0
0
0
0
0
0
0
0
0
0
0
0
0
0
0
0
0
0
0
0
0
0
0
0
0
0
0
0
0
0
0
0
0
0
0
0
0
0
0
0
0
0
0
0
0
0
0
0
0
0
0
0
0
0
0
0
0
0
0
0
0
0
0
0
0
0
0
0
0
0
0
0
0
0
0
0
0
0
0
0
0
0
0
0
0
0
0
0
0
0
0
0
0
0
0
0
0
0
0
0
0
0
0
0
0
0
0
0
0
0
0
0
0
0
0
0
0
0
0
0
0
0
0
0
0
0
0
0
0
0
0
0
0
0
0
0
0
0
0
0
0
0
0
0
0
0
0
0
0
0
0
0
0
0
0
0
0
0
0
0
0
0
0
0
0
0
0
0
0
0
0
0
0
0
0
0
0
0
0
0
0
0
0
0
0
0
0
0
0
0
0
0
0
0
0
0
0
0
0
0
0
0
0
0
0
0
0
0
0
0
0
0
0
0
0
0
0
0
0
0
0
0
0
0
0
0
0
0
0
0
0
0
0
0
0
0
0
0
0
0
0
0
0
0
0
0
0
0
0
0
0
0
0
0
0
0
0
0
0
0
0
0
0
0
0
0
0
0
0
0
0
0
0
0
0
0
0
0
0
0
0
0
0
0
0
0
0
0
0
0
0
0
0
0
0
0
0
0
0
0
0
0
0
0
0
0
0
0
0
0
0
0
0
0
0
0
0
0
0
0
0
0
0
0
0
0
0
0
0
0
0
0
0
0
0
0
0
0
0
0
0
0
0
0
0
0
0
0
0
0
0
0
0
0
0
0
0
0
0
0
0
0
0
0
0
0
0
0
0
0
0
0
0
0
0
0
0
0
0
0
0
0
0
0
0
0
0
0
0
0
0
0
0
0
0
0
0
0
0
0
0
0
0
0
0
0
0
0
0
0
0
0
0
0
0
0
0
0
0
0
0
0
0
0
0
0
0
0
0
0
0
0
0
0
0
0
0
0
0
0
0
0
0
0
0
0
0
0
0
0
0
0
0
0
0
0
0
0
0
0
0
0
0
0
0
0
0
0
0
0
0
0
0
0
0
0
0
0
0
0
0
0
0
0
0
0
0
0
0
0
0
0
0
0
0
0
0
0
0
0
0
0
0
0
0
0
0
0
0
0
0
0
0
0
0
0
0
0
0
0
0
0
0
0
0
0
0
0
0
0
0
0
0
0
0
0
0
0
0
0
0
0
0
0
0
0
0
0
0
0
0
0
0
0
0
0
0
0
0
0
0
0
0
0
0
0
0
0
0
0
0
0
0
0
0
0
0
0
0
0
0
0
0
0
0
0
0
0
0
0
0
0
0
0
0
0
0
0
0
0
0
0
0
0
0
0
0
0
0
0
0
0
0
0
0
0
0
0
0
0
0
0
0
0
0
0
0
0
0
0
0
0
0
0
0
0
0
0
0
0
0
0
0
0
0
0
0
0
0
0
0
0
0
0
0
0
0
0
0
0
0
0
0
0
0
0
0
0
0
0
0
0
0
0
0
0
0
0
0
0
0
0
0
0
0
0
0
0
0
0
0
0
0
0
0
0
0
0
0
0
0
0
0
0
0
0
0
0
0
0
0
0
0
0
0
0
0
0
0
0
0
0
0
0
0
0
0
0
0
0
0
0
0
0
0
0
0
0
0
0
0
0
0
0
0
0
0
0
0
0
0
0
0
0
0
0
0
0
0
0
0
0
0
0
0
0
0
0
0
0
0
0
0
0
0
0
0
0
0
0
0
0
0
0
0
0
0
0
0
0
0
0
0
0
0
0
0
0
0
0
0
0
0
0
0
0
0
0
0
0
0
0
0
0
0
0
0
0
0
0
0
0
0
0
0
0
0
0
0
0
0
0
0
0
0
0
0
0
0
0
0
0
0
0
0
0
0
0
0
0
0
0
0
0
0
0
0
0
0
0
0
0
0
0
0
0
0
0
0
0
0
0
0
0
0
0
0
0
0
0
0
0
0
0
0
0
0
0
0
0
0
0
0
0
0
0
0
0
0
0
0
0
0
0
0
0
0
0
0
0
0
0
0
0
0
0
0
0
0
0
0
0
0
0
0
0
0
0
0
0
0
0
0
0
0
0
0
0
0
0
0
0
0
0
0
0
0
0
0
0
0
0
0
0
0
0
0
0
0
0
0
0
0
0
0
0
0
0
0
0
0
0
0
0
0
0
0
0
0
0
0
0
0
0
0
0
0
0
0
0
0
0
0
0
0
0
0
0
0
0
0
0
0
0
0
0
0
0
0
0
0
0
0
0
0
0
0
0
0
0
0
0
0
0
0
0
0
0
0
0
0
0
0
0
0
0
0
0
0
0
0
0
0
0
0
0
0
0
0
0
0
0
0
0
0
0
0
0
0
0
0
0
0
0
0
0
0
0
0
0
0
0
0
0
0
0
0
0
0
0
0
0
0
0
0
0
0
0
0
0
0
0
0
0
0
0
0
0
0
0
0
0
0
0
0
0
0
0
0
0
0
0
0
0
0
0
0
0
0
0
0
0
0
0
0
0
0
0
0
0
0
0
0
0
0
0
0
0
0
0
0
0
0
0
0
0
0
0
0
0
0
0
0
0
0
0
0
0
0
0
0
0
0
0
0
0
0
0
0
0
0
0
0
0
0
0
0
0
0
0
0
0
0
0
0
0
0
0
0
0
0
0
0
0
0
0
0
0
0
0
0
0
0
0
0
0
0
0
0
0
0
0
0
0
0
0
0
0
0
0
0
0
0
0
0
0
0
0
0
0
0
0
0
0
0
0
0
0
0
0
0
0
0
0
0
0
0
0
0
0
0
0
0
0
0
0
0
0
0
0
0
0
0
0
0
0
0
0
0
0
0
0
0
0
0
0
0
0
0
0
0
0
0
0
0
0
0
0
0
0
0
0
0
0
0
0
0
0
0
0
0
0
0
0
0
0
0
0
0
0
0
0
0
0
0
0
0
0
0
0
0
0
0
0
0
0
0
0
0
0
0
0
0
0
0
0
0
0
0
0
0
0
0
0
0
0
0
0
0
0
0
0
0
0
0
0
0
0
0
0
0
0
0
0
0
0
0
0
0
0
0
0
0
0
0
0
0
0
0
0
0
0
0
0
0
0
0
0
0
0
0
0
0
0
0
0
0
0
0
0
0
0
0
0
0
0
0
0
0
0
0
0
0
0
0
0
0
0
0
0
0
0
0
0
0
0
0
0
0
0
0
0
0
0
0
0
0
0
0
0
0
0
0
0
0
0
0
0
0
0
0
0
0
0
0
0
0
0
0
0
0
0
0
0
0
0
0
0
0
0
0
0
0
0
0
0
0
0
0
0
0
0
0
0
0
0
0
0
0
0
0
0
0
0
0
0
0
0
0
0
0
0
0
0
0
0
0
0
0
0
0
0
0
0
0
0
0
0
0
0
0
0
0
0
0
0
0
0
0
0
0
0
0
0
0
0
0
0
0
0
0
0
0
0
0
0
0
0
0
0
0
0
0
0
0
0
0
0
0
0
0
0
0
0
0
0
0
0
0
0
0
0
0
0
0
0
0
0
0
0
0
0
0
0
0
0
0
0
0
0
0
0
0
0
0
0
0
0
0
0
0
0
0
0
0
0
0
0
0
0
0
0
0
0
0
0
0
0
0
0
0
0
0
0
0
0
0
0
0
0
0
0
0
0
0
0
0
0
0
0
0
0
0
0
0
0
0
0
0
0
0
0
0
0
0
0
0
0
0
0
0
0
0
0
0
0
0
0
0
0
0
0
0
0
0
0
0
0
0
0
0
0
0
0
0
0
0
0
0
0
0
0
0
0
0
0
0
0
0
0
0
0
0
0
0
0
0
0
0
0
0
0
0
0
0
0
0
0
0
0
0
0
0
0
0
0
0
0
0
0
0
0
0
0
0
0
0
0
0
0
0
0
0
0
0
0
0
0
0
0
0
0
0
0
0
0
0
0
0
0
0
0
0
0
0
0
0
0
0
0
0
0
0
0
0
0
0
0
0
0
0
0
0
0
0
0
0
0
0
0
0
0
0
0
0
0
0
0
0
0
0
0
0
0
0
0
0
0
0
0
0
0
0
0
0
0
0
0
0
0
0
0
0
0
0
0
0
0
0
0
0
0
0
0
0
0
0
0
0
0
0
0
0
0
0
0
0
0
0
0
0
0
0
0
0
0
0
0
0
0
0
0
0
0
0
0
0
0
0
0
0
0
0
0
0
0
0
0
0
0
0
0
0
0
0
0
0
0
0
0
0
0
0
0
0
0
0
0
0
0
0
0
0
0
0
0
0
0
0
0
0
0
0
0
0
0
0
0
0
0
0
0
0
0
0
0
0
0
0
0
0
0
0
0
0
0
0
0
0
0
0
0
0
0
0
0
0
0
0
0
0
0
0
0
0
0
0
0
0
0
0
0
0
0
0
0
0
0
0
0
0
0
0
0
0
0
0
0
0
0
0
0
0
0
0
0
0
0
0
0
0
0
0
0
0
0
0
0
0
0
0
0
0
0
0
0
0
0
0
0
0
0
0
0
0
0
0
0
0
0
0
0
0
0
0
0
0
0
0
0
0
0
0
0
0
0
0
0
0
0
0
0
0
0
0
0
0
0
0
0
0
0
0
0
0
0
0
0
0
0
0
0
0
0
0
0
0
0
0
0
0
0
0
0
0
0
0
0
0
0
0
0
0
0
0
0
0
0
0
0
0
0
0
0
0
0
0
0
0
0
0
0
0
0
0
0
0
0
0
0
0
0
0
0
0
0
0
0
0
0
0
0
0
0
0
0
0
0
0
0
0
0
0
0
0
0
0
0
0
0
0
0
0
0
0
0
0
0
0
0
0
0
0
0
0
0
0
0
0
0
0
0
0
0
0
0
0
0
0
0
0
0
0
0
0
0
0
0
0
0
0
0
0
0
0
0
0
0
0
0
0
0
0
0
0
0
0
0
0
0
0
0
0
0
0
0
0
0
0
0
0
0
0
0
0
0
0
0
0
0
0
0
0
0
0
0
0
0
0
0
0
0
0
0
0
0
0
0
0
0
0
0
0
0
0
0
0
0
0
0
0
0
0
0
0
0
0
0
0
0
0
0
0
0
0
0
0
0
0
0
0
0
0
0
0
0
0
0
0
0
0
0
0
0
0
0
0
0
0
0
0
0
0
0
0
0
0
0
0
0
0
0
0
0
0
0
0
0
0
0
0
0
0
0
0
0
0
0
0
0
0
0
0
0
0
0
0
0
0
0
0
0
0
0
0
0
0
0
0
0
0
0
0
0
0
0
0
0
0
0
0
0
0
0
0
0
0
0
0
0
0
0
0
0
0
0
0
0
0
0
0
0
0
0
0
0
0
0
0
0
0
0
0
0
0
0
0
0
0
0
0
0
0
0
0
0
0
0
0
0
0
0
0
0
0
0
0
0
0
0
0
0
0
0
0
0
0
0
0
0
0
0
0
0
0
0
0
0
0
0
0
0
0
0
0
0
0
0
0
0
0
0
0
0
0
0
0
0
0
0
0
0
0
0
0
0
0
0
0
0
0
0
0
0
0
0
0
0
0
0
0
0
0
0
0
0
0
0
0
0
0
0
0
0
0
0
0
0
0
0
0
0
0
0
0
0
0
0
0
0
0
0
0
0
0
0
0
0
0
0
0
0
0
0
0
0
0
0
0
0
0
0
0
0
0
0
0
0
0
0
0
0
0
0
0
0
0
0
0
0
0
0
0
0
0
0
0
0
0
0
0
0
0
0
0
0
0
0
0
0
0
0
0
0
0
0
0
0
0
0
0
0
0
0
0
0
0
0
0
0
0
0
0
0
0
0
0
0
0
0
0
0
0
0
0
0
0
0
0
0
0
0
0
0
0
0
0
0
0
0
0
0
0
0
0
0
0
0
0
0
0
0
0
0
0
0
0
0
0
0
0
0
0
0
0
0
0
0
0
0
0
0
0
0
0
0
0
0
0
0
0
0
0
0
0
0
0
0
0
0
0
0
0
0
0
0
0
0
0
0
0
0
0
0
0
0
0
0
0
0
0
0
0
0
0
0
0
0
0
0
0
0
0
0
0
0
0
0
0
0
0
0
0
0
0
0
0
0
0
0
0
0
0
0
0
0
0
0
0
0
0
0
0
0
0
0
0
0
0
0
0
0
0
0
0
0
0
0
0
0
0
0
0
0
0
0
0
0
0
0
0
0
0
0
0
0
0
0
0
0
0
0
0
0
0
0
0
0
0
0
0
0
0
0
0
0
0
0
0
0
0
0
0
0
0
0
0
0
0
0
0
0
0
0
0
0
0
0
0
0
0
0
0
0
0
0
0
0
0
0
0
0
0
0
0
0
0
0
0
0
0
0
0
0
0
0
0
0
0
0
0
0
0
0
0
0
0
0
0
0
0
0
0
0
0
0
0
0
0
0
0
0
0
0
0
0
0
0
0
0
0
0
0
0
0
0
0
0
0
0
0
0
0
0
0
0
0
0
0
0
0
0
0
0
0
0
0
0
0
0
0
0
0
0
0
0
0
0
0
0
0
0
0
0
0
0
0
0
0
0
0
0
0
0
0
0
0
0
0
0
0
0
0
0
0
0
0
0
0
0
0
0
0
0
0
0
0
0
0
0
0
0
0
0
0
0
0
0
0
0
0
0
0
0
0
0
0
0
0
0
0
0
0
0
0
0
0
0
0
0
0
0
0
0
0
0
0
0
0
0
0
0
0
0
0
0
0
0
0
0
0
0
0
0
0
0
0
0
0
0
0
0
0
0
0
0
0
0
0
0
0
0
0
0
0
0
0
0
0
0
0
0
0
0
0
0
0
0
0
0
0
0
0
0
0
0
0
0
0
0
0
0
0
0
0
0
0
0
0
0
0
0
0
0
0
0
0
0
0
0
0
0
0
0
0
0
0
0
0
0
0
0
0
0
0
0
0
0
0
0
0
0
0
0
0
0
0
0
0
0
0
0
0
0
0
0
0
0
0
0
0
0
0
0
0
0
0
0
0
0
0
0
0
0
0
0
0
0
0
0
0
0
0
0
0
0
0
0
0
0
0
0
0
0
0
0
0
0
0
0
0
0
0
0
0
0
0
0
0
0
0
0
0
0
0
0
0
0
0
0
0
0
0
0
0
0
0
0
0
0
0
0
0
0
0
0
0
0
0
0
0
0
0
0
0
0
0
0
0
0
0
0
0
0
0
0
0
0
0
0
0
0
0
0
0
0
0
0
0
0
0
0
0
0
0
0
0
0
0
0
0
0
0
0
0
0
0
0
0
0
0
0
0
0
0
0
0
0
0
0
0
0
0
0
0
0
0
0
0
0
0
0
0
0
0
0
0
0
0
0
0
0
0
0
0
0
0
0
0
0
0
0
0
0
0
0
0
0
0
0
0
0
0
0
0
0
0
0
0
0
0
0
0
0
0
0
0
0
0
0
0
0
0
0
0
0
0
0
0
0
0
0
0
0
0
0
0
0
0
0
0
0
0
0
0
0
0
0
0
0
0
0
0
0
0
0
0
0
0
0
0
0
0
0
0
0
0
0
0
0
0
0
0
0
0
0
0
0
0
0
0
0
0
0
0
0
0
0
0
0
0
0
0
0
0
0
0
0
0
0
0
0
0
0
0
0
0
0
0
0
0
0
0
0
0
0
0
0
0
0
0
0
0
0
0
0
0
0
0
0
0
0
0
0
0
0
0
0
0
0
0
0
0
0
0
0
0
0
0
0
0
0
0
0
0
0
0
0
0
0
0
0
0
0
0
0
0
0
0
0
0
0
0
0
0
0
0
0
0
0
0
0
0
0
0
0
0
0
0
0
0
0
0
0
0
0
0
0
0
0
0
0
0
0
0
0
0
0
0
0
0
0
0
0
0
0
0
0
0
0
0
0
0
0
0
0
0
0
0
0
0
0
0
0
0
0
0
0
0
0
0
0
0
0
0
0
0
0
0
0
0
0
0
0
0
0
0
0
0
0
0
0
0
0
0
0
0
0
0
0
0
0
0
0
0
0
0
0
0
0
0
0
0
0
0
0
0
0
0
0
0
0
0
0
0
0
0
0
0
0
0
0
0
0
0
0
0
0
0
0
0
0
0
0
0
0
0
0
0
0
0
0
0
0
0
0
0
0
0
0
0
0
0
0
0
0
0
0
0
0
0
0
0
0
0
0
0
0
0
0
0
0
0
0
0
0
0
0
0
0
0
0
0
0
0
0
0
0
0
0
0
0
0
0
0
0
0
0
0
0
0
0
0
0
0
0
0
0
0
0
0
0
0
0
0
0
0
0
0
0
0
0
0
0
0
0
0
0
0
0
0
0
0
0
0
0
0
0
0
0
0
0
0
0
0
0
0
0
0
0
0
0
0
0
0
0
0
0
0
0
0
0
0
0
0
0
0
0
0
0
0
0
0
0
0
0
0
0
0
0
0
0
0
0
0
0
0
0
0
0
0
0
0
0
0
0
0
0
0
0
0
0
0
0
0
0
0
0
0
0
0
0
0
0
0
0
0
0
0
0
0
0
0
0
0
0
0
0
0
0
0
0
0
0
0
0
0
0
0
0
0
0
0
0
0
0
0
0
0
0
0
0
0
0
0
0
0
0
0
0
0
0
0
0
0
0
0
0
0
0
0
0
0
0
0
0
0
0
0
0
0
0
0
0
0
0
0
0
0
0
0
0
0
0
0
0
0
0
0
0
0
0
0
0
0
0
0
0
0
0
0
0
0
0
0
0
0
0
0
0
0
0
0
0
0
0
0
0
0
0
0
0
0
0
0
0
0
0
0
0
0
0
0
0
0
0
0
0
0
0
0
0
0
0
0
0
0
0
0
0
0
0
0
0
0
0
0
0
0
0
0
0
0
0
0
0
0
0
0
0
0
0
0
0
0
0
0
0
0
0
0
0
0
0
0
0
0
0
0
0
0
0
0
0
0
0
0
0
0
0
0
0
0
0
0
0
0
0
0
0
0
0
0
0
0
0
0
0
0
0
0
0
0
0
0
0
0
0
0
0
0
0
0
0
0
0
0
0
0
0
0
0
0
0
0
0
0
0
0
0
0
0
0
0
0
0
0
0
0
0
0
0
0
0
0
0
0
0
0
0
0
0
0
0
0
0
0
0
0
0
0
0
0
0
0
0
0
0
0
0
0
0
0
0
0
0
0
0
0
0
0
0
0
0
0
0
0
0
0
0
0
0
0
0
0
0
0
0
0
0
0
0
0
0
0
0
0
0
0
0
0
0
0
0
0
0
0
0
0
0
0
0
0
0
0
0
0
0
0
0
0
0
0
0
0
0
0
0
0
0
0
0
0
0
0
0
0
0
0
0
0
0
0
0
0
0
0
0
0
0
0
0
0
0
0
0
0
0
0
0
0
0
0
0
0
0
0
0
0
0
0
0
0
0
0
0
0
0
0
0
0
0
0
0
0
0
0
0
0
0
0
0
0
0
0
0
0
0
0
0
0
0
0
0
0
0
0
0
0
0
0
0
0
0
0
0
0
0
0
0
0
0
0
0
0
0
0
0
0
0
0
0
0
0
0
0
0
0
0
0
0
0
0
0
0
0
0
0
0
0
0
0
0
0
0
0
0
0
0
0
0
0
0
0
0
0
0
0
0
0
0
0
0
0
0
0
0
0
0
0
0
0
0
0
0
0
0
0
0
0
0
0
0
0
0
0
0
0
0
0
0
0
0
0
0
0
0
0
0
0
0
0
0
0
0
0
0
0
0
0
0
0
0
0
0
0
0
0
0
0
0
0
0
0
0
0
0
0
0
0
0
0
0
0
0
0
0
0
0
0
0
0
0
0
0
0
0
0
0
0
0
0
0
0
0
0
0
0
0
0
0
0
0
0
0
0
0
0
0
0
0
0
0
0
0
0
0
0
0
0
0
0
0
0
0
0
0
0
0
0
0
0
0
0
0
0
0
0
0
0
0
0
0
0
0
0
0
0
0
0
0
0
0
0
0
0
0
0
0
0
0
0
0
0
0
0
0
0
0
0
0
0
0
0
0
0
0
0
0
0
0
0
0
0
0
0
0
0
0
0
0
0
0
0
0
0
0
0
0
0
0
0
0
0
0
0
0
0
0
0
0
0
0
0
0
0
0
0
0
0
0
0
0
0
0
0
0
0
0
0
0
0
0
0
0
0
0
0
0
0
0
0
0
0
0
0
0
0
0
0
0
0
0
0
0
0
0
0
0
0
0
0
0
0
0
0
0
0
0
0
0
0
0
0
0
0
0
0
0
0
0
0
0
0
0
0
0
0
0
0
0
0
0
0
0
0
0
0
0
0
0
0
0
0
0
0
0
0
0
0
0
0
0
0
0
0
0
0
0
0
0
0
0
0
0
0
0
0
0
0
0
0
0
0
0
0
0
0
0
0
0
0
0
0
0
0
0
0
0
0
0
0
0
0
0
0
0
0
0
0
0
0
0
0
0
0
0
0
0
0
0
0
0
0
0
0
0
0
0
0
0
0
0
0
0
0
0
0
0
0
0
0
0
0
0
0
0
0
0
0
0
0
0
0
0
0
0
0
0
0
0
0
0
0
0
0
0
0
0
0
0
0
0
0
0
0
0
0
0
0
0
0
0
0
0
0
0
0
0
0
0
0
0
0
0
0
0
0
0
0
0
0
0
0
0
0
0
0
0
0
0
0
0
0
0
0
0
0
0
0
0
0
0
0
0
0
0
0
0
0
0
0
0
0
0
0
0
0
0
0
0
0
0
0
0
0
0
0
0
0
0
0
0
0
0
0
0
0
0
0
0
0
0
0
0
0
0
0
0
0
0
0
0
0
0
0
0
0
0
0
0
0
0
0
0
0
0
0
0
0
0
0
0
0
0
0
0
0
0
0
0
0
0
0
0
0
0
0
0
0
0
0
0
0
0
0
0
0
0
0
0
0
0
0
0
0
0
0
0
0
0
0
0
0
0
0
0
0
0
0
0
0
0
0
0
0
0
0
0
0
0
0
0
0
0
0
0
0
0
0
0
0
0
0
0
0
0
0
0
0
0
0
0
0
0
0
0
0
0
0
0
0
0
0
0
0
0
0
0
0
0
0
0
0
0
0
0
0
0
0
0
0
0
0
0
0
0
0
0
0
0
0
0
0
0
0
0
0
0
0
0
0
0
0
0
0
0
0
0
0
0
0
0
0
0
0
0
0
0
0
0
0
0
0
0
0
0
0
0
0
0
0
0
0
0
0
0
0
0
0
0
0
0
0
0
0
0
0
0
0
0
0
0
0
0
0
0
0
0
0
0
0
0
0
0
0
0
0
0
0
0
0
0
0
0
0
0
0
0
0
0
0
0
0
0
0
0
0
0
0
0
0
0
0
0
0
0
0
0
0
0
0
0
0
0
0
0
0
0
0
0
0
0
0
0
0
0
0
0
0
0
0
0
0
0
0
0
0
0
0
0
0
0
0
0
0
0
0
0
0
0
0
0
0
0
0
0
0
0
0
0
0
0
0
0
0
0
0
0
0
0
0
0
0
0
0
0
0
0
0
0
0
0
0
0
0
0
0
0
0
0
0
0
0
0
0
0
0
0
0
0
0
0
0
0
0
0
0
0
0
0
0
0
0
0
0
0
0
0
0
0
0
0
0
0
0
0
0
0
0
0
0
0
0
0
0
0
0
0
0
0
0
0
0
0
0
0
0
0
0
0
0
0
0
0
0
0
0
0
0
0
0
0
0
0
0
0
0
0
0
0
0
0
0
0
0
0
0
0
0
0
0
0
0
0
0
0
0
0
0
0
0
0
0
0
0
0
0
0
0
0
0
0
0
0
0
0
0
0
0
0
0
0
0
0
0
0
0
0
0
0
0
0
0
0
0
0
0
0
0
0
0
0
0
0
0
0
0
0
0
0
0
0
0
0
0
0
0
0
0
0
0
0
0
0
0
0
0
0
0
0
0
0
0
0
0
0
0
0
0
0
0
0
0
0
0
0
0
0
0
0
0
0
0
0
0
0
0
0
0
0
0
0
0
0
0
0
0
0
0
0
0
0
0
0
0
0
0
0
0
0
0
0
0
0
0
0
0
0
0
0
0
0
0
0
0
0
0
0
0
0
0
0
0
0
0
0
0
0
0
0
0
0
0
0
0
0
0
0
0
0
0
0
0
0
0
0
0
0
0
0
0
0
0
0
0
0
0
0
0
0
0
0
0
0
0
0
0
0
0
0
0
0
0
0
0
0
0
0
0
0
0
0
0
0
0
0
0
0
0
0
0
0
0
0
0
0
0
0
0
0
0
0
0
0
0
0
0
0
0
0
0
0
0
0
0
0
0
0
0
0
0
0
0
0
0
0
0
0
0
0
0
0
0
0
0
0
0
0
0
0
0
0
0
0
0
0
0
0
0
0
0
0
0
0
0
0
0
0
0
0
0
0
0
0
0
0
0
0
0
0
0
0
0
0
0
0
0
0
0
0
0
0
0
0
0
0
0
0
0
0
0
0
0
0
0
0
0
0
0
0
0
0
0
0
0
0
0
0
0
0
0
0
0
0
0
0
0
0
0
0
0
0
0
0
0
0
0
0
0
0
0
0
0
0
0
0
0
0
0
0
0
0
0
0
0
0
0
0
0
0
0
0
0
0
0
0
0
0
0
0
0
0
0
0
0
0
0
0
0
0
0
0
0
0
0
0
0
0
0
0
0
0
0
0
0
0
0
0
0
0
0
0
0
0
0
0
0
0
0
0
0
0
0
0
0
0
0
0
0
0
0
0
0
0
0
0
0
0
0
0
0
0
0
0
0
0
0
0
0
0
0
0
0
0
0
0
0
0
0
0
0
0
0
0
0
0
0
0
0
0
0
0
0
0
0
0
0
0
0
0
0
0
0
0
0
0
0
0
0
0
0
0
0
0
0
0
0
0
0
0
0
0
0
0
0
0
0
0
0
0
0
0
0
0
0
0
0
0
0
0
0
0
0
0
0
0
0
0
0
0
0
0
0
0
0
0
0
0
0
0
0
0
0
0
0
0
0
0
0
0
0
0
0
0
0
0
0
0
0
0
0
0
0
0
0
0
0
0
0
0
0
0
0
0
0
0
0
0
0
0
0
0
0
0
0
0
0
0
0
0
0
0
0
0
0
0
0
0
0
0
0
0
0
0
0
0
0
0
0
0
0
0
0
0
0
0
0
0
0
0
0
0
0
0
0
0
0
0
0
0
0
0
0
0
0
0
0
0
0
0
0
0
0
0
0
0
0
0
0
0
0
0
0
0
0
0
0
0
0
0
0
0
0
0
0
0
0
0
0
0
0
0
0
0
0
0
0
0
0
0
0
0
0
0
0
0
0
0
0
0
0
0
0
0
0
0
0
0
0
0
0
0
0
0
0
0
0
0
0
0
0
0
0
0
0
0
0
0
0
0
0
0
0
0
0
0
0
0
0
0
0
0
0
0
0
0
0
0
0
0
0
0
0
0
0
0
0
0
0
0
0
0
0
0
0
0
0
0
0
0
0
0
0
0
0
0
0
0
0
0
0
0
0
0
0
0
0
0
0
0
0
0
0
0
0
0
0
0
0
0
0
0
0
0
0
0
0
0
0
0
0
0
0
0
0
0
0
0
0
0
0
0
0
0
0
0
0
0
0
0
0
0
0
0
0
0
0
0
0
0
0
0
0
0
0
0
0
0
0
0
0
0
0
0
0
0
0
0
0
0
0
0
0
0
0
0
0
0
0
0
0
0
0
0
0
0
0
0
0
0
0
0
0
0
0
0
0
0
0
0
0
0
0
0
0
0
0
0
0
0
0
0
0
0
0
0
0
0
0
0
0
0
0
0
0
0
0
0
0
0
0
0
0
0
0
0
0
0
0
0
0
0
0
0
0
0
0
0
0
0
0
0
0
0
0
0
0
0
0
0
0
0
0
0
0
0
0
0
0
0
0
0
0
0
0
0
0
0
0
0
0
0
0
0
0
0
0
0
0
0
0
0
0
0
0
0
0
0
0
0
0
0
0
0
0
0
0
0
0
0
0
0
0
0
0
0
0
0
0
0
0
0
0
0
0
0
0
0
0
0
0
0
0
0
0
0
0
0
0
0
0
0
0
0
0
0
0
0
0
0
0
0
0
0
0
0
0
0
0
0
0
0
0
0
0
0
0
0
0
0
0
0
0
0
0
0
0
0
0
0
0
0
0
0
0
0
0
0
0
0
0
0
0
0
0
0
0
0
0
0
0
0
0
0
0
0
0
0
0
0
0
0
0
0
0
0
0
0
0
0
0
0
0
0
0
0
0
0
0
0
0
0
0
0
0
0
0
0
0
0
0
0
0
0
0
0
0
0
0
0
0
0
0
0
0
0
0
0
0
0
0
0
0
0
0
0
0
0
0
0
0
0
0
0
0
0
0
0
0
0
0
0
0
0
0
0
0
0
0
0
0
0
0
0
0
0
0
0
0
0
0
0
0
0
0
0
0
0
0
0
0
0
0
0
0
0
0
0
0
0
0
0
0
0
0
0
0
0
0
0
0
0
0
0
0
0
0
0
0
0
0
0
0
0
0
0
0
0
0
0
0
0
0
0
0
0
0
0
0
0
0
0
0
0
0
0
0
0
0
0
0
0
0
0
0
0
0
0
0
0
0
0
0
0
0
0
0
0
0
0
0
0
0
0
0
0
0
0
0
0
0
0
0
0
0
0
0
0
0
0
0
0
0
0
0
0
0
0
0
0
0
0
0
0
0
0
0
0
0
0
0
0
0
0
0
0
0
0
0
0
0
0
0
0
0
0
0
0
0
0
0
0
0
0
0
0
0
0
0
0
0
0
0
0
0
0
0
0
0
0
0
0
0
0
0
0
0
0
0
0
0
0
0
0
0
0
0
0
0
0
0
0
0
0
0
0
0
0
0
0
0
0
0
0
0
0
0
0
0
0
0
0
0
0
0
0
0
0
0
0
0
0
0
0
0
0
0
0
0
0
0
0
0
0
0
0
0
0
0
0
0
0
0
0
0
0
0
0
0
0
0
0
0
0
0
0
0
0
0
0
0
0
0
0
0
0
0
0
0
0
0
0
0
0
0
0
0
0
0
0
0
0
0
0
0
0
0
0
0
0
0
0
0
0
0
0
0
0
0
0
0
0
0
0
0
0
0
0
0
0
0
0
0
0
0
0
0
0
0
0
0
0
0
0
0
0
0
0
0
0
0
0
0
0
0
0
0
0
0
0
0
0
0
0
0
0
0
0
0
0
0
0
0
0
0
0
0
0
0
0
0
0
0
0
0
0
0
0
0
0
0
0
0
0
0
0
0
0
0
0
0
0
0
0
0
0
0
0
0
0
0
0
0
0
0
0
0
0
0
0
0
0
0
0
0
0
0
0
0
0
0
0
0
0
0
0
0
0
0
0
0
0
0
0
0
0
0
0
0
0
0
0
0
0
0
0
0
0
0
0
0
0
0
0
0
0
0
0
0
0
0
0
0
0
0
0
0
0
0
0
0
0
0
0
0
0
0
0
0
0
0
0
0
0
0
0
0
0
0
0
0
0
0
0
0
0
0
0
0
0
0
0
0
0
0
0
0
0
0
0
0
0
0
0
0
0
0
0
0
0
0
0
0
0
0
0
0
0
0
0
0
0
0
0
0
0
0
0
0
0
0
0
0
0
0
0
0
0
0
0
0
0
0
0
0
0
0
0
0
0
0
0
0
0
0
0
0
0
0
0
0
0
0
0
0
0
0
0
0
0
0
0
0
0
0
0
0
0
0
0
0
0
0
0
0
0
0
0
0
0
0
0
0
0
0
0
0
0
0
0
0
0
0
0
0
0
0
0
0
0
0
0
0
0
0
0
0
0
0
0
0
0
0
0
0
0
0
0
0
0
0
0
0
0
0
0
0
0
0
0
0
0
0
0
0
0
0
0
0
0
0
0
0
0
0
0
0
0
0
0
0
0
0
0
0
0
0
0
0
0
0
0
0
0
0
0
0
0
0
0
0
0
0
0
0
0
0
0
0
0
0
0
0
0
0
0
0
0
0
0
0
0
0
0
0
0
0
0
0
0
0
0
0
0
0
0
0
0
0
0
0
0
0
0
0
0
0
0
0
0
0
0
0
0
0
0
0
0
0
0
0
0
0
0
0
0
0
0
0
0
0
0
0
0
0
0
0
0
0
0
0
0
0
0
0
0
0
0
0
0
0
0
0
0
0
0
0
0
0
0
0
0
0
0
0
0
0
0
0
0
0
0
0
0
0
0
0
0
0
0
0
0
0
0
0
0
0
0
0
0
0
0
0
0
0
0
0
0
0
0
0
0
0
0
0
0
0
0
0
0
0
0
0
0
0
0
0
0
0
0
0
0
0
0
0
0
0
0
0
0
0
0
0
0
0
0
0
0
0
0
0
0
0
0
0
0
0
0
0
0
0
0
0
0
0
0
0
0
0
0
0
0
0
0
0
0
0
0
0
0
0
0
0
0
0
0
0
0
0
0
0
0
0
0
0
0
0
0
0
0
0
0
0
0
0
0
0
0
0
0
0
0
0
0
0
0
0
0
0
0
0
0
0
0
0
0
0
0
0
0
0
0
0
0
0
0
0
0
0
0
0
0
0
0
0
0
0
0
0
0
0
0
0
0
0
0
0
0
0
0
0
0
0
0
0
0
0
0
0
0
0
0
0
0
0
0
0
0
0
0
0
0
0
0
0
0
0
0
0
0
0
0
0
0
0
0
0
0
0
0
0
0
0
0
0
0
0
0
0
0
0
0
0
0
0
0
0
0
0
0
0
0
0
0
0
0
0
0
0
0
0
0
0
0
0
0
0
0
0
0
0
0
0
0
0
0
0
0
0
0
0
0
0
0
0
0
0
0
0
0
0
0
0
0
0
0
0
0
0
0
0
0
0
0
0
0
0
0
0
0
0
0
0
0
0
0
0
0
0
0
0
0
0
0
0
0
0
0
0
0
0
0
0
0
0
0
0
0
0
0
0
0
0
0
0
0
0
0
0
0
0
0
0
0
0
0
0
0
0
0
0
0
0
0
0
0
0
0
0
0
0
0
0
0
0
0
0
0
0
0
0
0
0
0
0
0
0
0
0
0
0
0
0
0
0
0
0
0
0
0
0
0
0
0
0
0
0
0
0
0
0
0
0
0
0
0
0
0
0
0
0
0
0
0
0
0
0
0
0
0
0
0
0
0
0
0
0
0
0
0
0
0
0
0
0
0
0
0
0
0
0
0
0
0
0
0
0
0
0
0
0
0
0
0
0
0
0
0
0
0
0
0
0
0
0
0
0
0
0
0
0
0
0
0
0
0
0
0
0
0
0
0
0
0
0
0
0
0
0
0
0
0
0
0
0
0
0
0
0
0
0
0
0
0
0
0
0
0
0
0
0
0
0
0
0
0
0
0
0
0
0
0
0
0
0
0
0
0
0
0
0
0
0
0
0
0
0
0
0
0
0
0
0
0
0
0
0
0
0
0
0
0
0
0
0
0
0
0
0
0
0
0
0
0
0
0
0
0
0
0
0
0
0
0
0
0
0
0
0
0
0
0
0
0
0
0
0
0
0
0
0
0
0
0
0
0
0
0
0
0
0
0
0
0
0
0
0
0
0
0
0
0
0
0
0
0
0
0
0
0
0
0
0
0
0
0
0
0
0
0
0
0
0
0
0
0
0
0
0
0
0
0
0
0
0
0
0
0
0
0
0
0
0
0
0
0
0
0
0
0
0
0
0
0
0
0
0
0
0
0
0
0
0
0
0
0
0
0
0
0
0
0
0
0
0
0
0
0
0
0
0
0
0
0
0
0
0
0
0
0
0
0
0
0
0
0
0
0
0
0
0
0
0
0
0
0
0
0
0
0
0
0
0
0
0
0
0
0
0
0
0
0
0
0
0
0
0
0
0
0
0
0
0
0
0
0
0
0
0
0
0
0
0
0
0
0
0
0
0
0
0
0
0
0
0
0
0
0
0
0
0
0
0
0
0
0
0
0
0
0
0
0
0
0
0
0
0
0
0
0
0
0
0
0
0
0
0
0
0
0
0
0
0
0
0
0
0
0
0
0
0
0
0
0
0
0
0
0
0
0
0
0
0
0
0
0
0
0
0
0
0
0
0
0
0
0
0
0
0
0
0
0
0
0
0
0
0
0
0
0
0
0
0
0
0
0
0
0
0
0
0
0
0
0
0
0
0
0
0
0
0
0
0
0
0
0
0
0
0
0
0
0
0
0
0
0
0
0
0
0
0
0
0
0
0
0
0
0
0
0
0
0
0
0
0
0
0
0
0
0
0
0
0
0
0
0
0
0
0
0
0
0
0
0
0
0
0
0
0
0
0
0
0
0
0
0
0
0
0
0
0
0
0
0
0
0
0
0
0
0
0
0
0
0
0
0
0
0
0
0
0
0
0
0
0
0
0
0
0
0
0
0
0
0
0
0
0
0
0
0
0
0
0
0
0
0
0
0
0
0
0
0
0
0
0
0
0
0
0
0
0
0
0
0
0
0
0
0
0
0
0
0
0
0
0
0
0
0
0
0
0
0
0
0
0
0
0
0
0
0
0
0
0
0
0
0
0
0
0
0
0
0
0
0
0
0
0
0
0
0
0
0
0
0
0
0
0
0
0
0
0
0
0
0
0
0
0
0
0
0
0
0
0
0
0
0
0
0
0
0
0
0
0
0
0
0
0
0
0
0
0
0
0
0
0
0
0
0
0
0
0
0
0
0
0
0
0
0
0
0
0
0
0
0
0
0
0
0
0
0
0
0
0
0
0
0
0
0
0
0
0
0
0
0
0
0
0
0
0
0
0
0
0
0
0
0
0
0
0
0
0
0
0
0
0
0
0
0
0
0
0
0
0
0
0
0
0
0
0
0
0
0
0
0
0
0
0
0
0
0
0
0
0
0
0
0
0
0
0
0
0
0
0
0
0
0
0
0
0
0
0
0
0
0
0
0
0
0
0
0
0
0
0
0
0
0
0
0
0
0
0
0
0
0
0
0
0
0
0
0
0
0
0
0
0
0
0
0
0
0
0
0
0
0
0
0
0
0
0
0
0
0
0
0
0
0
0
0
0
0
0
0
0
0
0
0
0
0
0
0
0
0
0
0
0
0
0
0
0
0
0
0
0
0
0
0
0
0
0
0
0
0
0
0
0
0
0
0
0
0
0
0
0
0
0
0
0
0
0
0
0
0
0
0
0
0
0
0
0
0
0
0
0
0
0
0
0
0
0
0
0
0
0
0
0
0
0
0
0
0
0
0
0
0
0
0
0
0
0
0
0
0
0
0
0
0
0
0
0
0
0
0
0
0
0
0
0
0
0
0
0
0
0
0
0
0
0
0
0
0
0
0
0
0
0
0
0
0
0
0
0
0
0
0
0
0
0
0
0
0
0
0
0
0
0
0
0
0
0
0
0
0
0
0
0
0
0
0
0
0
0
0
0
0
0
0
0
0
0
0
0
0
0
0
0
0
0
0
0
0
0
0
0
0
0
0
0
0
0
0
0
0
0
0
0
0
0
0
0
0
0
0
0
0
0
0
0
0
0
0
0
0
0
0
0
0
0
0
0
0
0
0
0
0
0
0
0
0
0
0
0
0
0
0
0
0
0
0
0
0
0
0
0
0
0
0
0
0
0
0
0
0
0
0
0
0
0
0
0
0
0
0
0
0
0
0
0
0
0
0
0
0
0
0
0
0
0
0
0
0
0
0
0
0
0
0
0
0
0
0
0
0
0
0
0
0
0
0
0
0
0
0
0
0
0
0
0
0
0
0
0
0
0
0
0
0
0
0
0
0
0
0
0
0
0
0
0
0
0
0
0
0
0
0
0
0
0
0
0
0
0
0
0
0
0
0
0
0
0
0
0
0
0
0
0
0
0
0
0
0
0
0
0
0
0
0
0
0
0
0
0
0
0
0
0
0
0
0
0
0
0
0
0
0
0
0
0
0
0
0
0
0
0
0
0
0
0
0
0
0
0
0
0
0
0
0
0
0
0
0
0
0
0
0
0
0
0
0
0
0
0
0
0
0
0
0
0
0
0
0
0
0
0
0
0
0
0
0
0
0
0
0
0
0
0
0
0
0
0
0
0
0
0
0
0
0
0
0
0
0
0
0
0
0
0
0
0
0
0
0
0
0
0
0
0
0
0
0
0
0
0
0
0
0
0
0
0
0
0
0
0
0
0
0
0
0
0
0
0
0
0
0
0
0
0
0
0
0
0
0
0
0
0
0
0
0
0
0
0
0
0
0
0
0
0
0
0
0
0
0
0
0
0
0
0
0
0
0
0
0
0
0
0
0
0
0
0
0
0
0
0
0
0
0
0
0
0
0
0
0
0
0
0
0
0
0
0
0
0
0
0
0
0
0
0
0
0
0
0
0
0
0
0
0
0
0
0
0
0
0
0
0
0
0
0
0
0
0
0
0
0
0
0
0
0
0
0
0
0
0
0
0
0
0
0
0
0
0
0
0
0
0
0
0
0
0
0
0
0
0
0
0
0
0
0
0
0
0
0
0
0
0
0
0
0
0
0
0
0
0
0
0
0
0
0
0
0
0
0
0
0
0
0
0
0
0
0
0
0
0
0
0
0
0
0
0
0
0
0
0
0
0
0
0
0
0
0
0
0
0
0
0
0
0
0
0
0
0
0
0
0
0
0
0
0
0
0
0
0
0
0
0
0
0
0
0
0
0
0
0
0
0
0
0
0
0
0
0
0
0
0
0
0
0
0
0
0
0
0
0
0
0
0
0
0
0
0
0
0
0
0
0
0
0
0
0
0
0
0
0
0
0
0
0
0
0
0
0
0
0
0
0
0
0
0
0
0
0
0
0
0
0
0
0
0
0
0
0
0
0
0
0
0
0
0
0
0
0
0
0
0
0
0
0
0
0
0
0
0
0
0
0
0
0
0
0
0
0
0
0
0
0
0
0
0
0
0
0
0
0
0
0
0
0
0
0
0
0
0
0
0
0
0
0
0
0
0
0
0
0
0
0
0
0
0
0
0
0
0
0
0
0
0
0
0
0
0
0
0
0
0
0
0
0
0
0
0
0
0
0
0
0
0
0
0
0
0
0
0
0
0
0
0
0
0
0
0
0
0
0
0
0
0
0
0
0
0
0
0
0
0
0
0
0
0
0
0
0
0
0
0
0
0
0
0
0
0
0
0
0
0
0
0
0
0
0
0
0
0
0
0
0
0
0
0
0
0
0
0
0
0
0
0
0
0
0
0
0
0
0
0
0
0
0
0
0
0
0
0
0
0
0
0
0
0
0
0
0
0
0
0
0
0
0
0
0
0
0
0
0
0
0
0
0
0
0
0
0
0
0
0
0
0
0
0
0
0
0
0
0
0
0
0
0
0
0
0
0
0
0
0
0
0
0
0
0
0
0
0
0
0
0
0
0
0
0
0
0
0
0
0
0
0
0
0
0
0
0
0
0
0
0
0
0
0
0
0
0
0
0
0
0
0
0
0
0
0
0
0
0
0
0
0
0
0
0
0
0
0
0
0
0
0
0
0
0
0
0
0
0
0
0
0
0
0
0
0
0
0
0
0
0
0
0
0
0
0
0
0
0
0
0
0
0
0
0
0
0
0
0
0
0
0
0
0
0
0
0
0
0
0
0
0
0
0
0
0
0
0
0
0
0
0
0
0
0
0
0
0
0
0
0
0
0
0
0
0
0
0
0
0
0
0
0
0
0
0
0
0
0
0
0
0
0
0
0
0
0
0
0
0
0
0
0
0
0
0
0
0
0
0
0
0
0
0
0
0
0
0
0
0
0
0
0
0
0
0
0
0
0
0
0
0
0
0
0
0
0
0
0
0
0
0
0
0
0
0
0
0
0
0
0
0
0
0
0
0
0
0
0
0
0
0
0
0
0
0
0
0
0
0
0
0
0
0
0
0
0
0
0
0
0
0
0
0
0
0
0
0
0
0
0
0
0
0
0
0
0
0
0
0
0
0
0
0
0
0
0
0
0
0
0
0
0
0
0
0
0
0
0
0
0
0
0
0
0
0
0
0
0
0
0
0
0
0
0
0
0
0
0
0
0
0
0
0
0
0
0
0
0
0
0
0
0
0
0
0
0
0
0
0
0
0
0
0
0
0
0
0
0
0
0
0
0
0
0
0
0
0
0
0
0
0
0
0
0
0
0
0
0
0
0
0
0
0
0
0
0
0
0
0
0
0
0
0
0
0
0
0
0
0
0
0
0
0
0
0
0
0
0
0
0
0
0
0
0
0
0
0
0
0
0
0
0
0
0
0
0
0
0
0
0
0
0
0
0
0
0
0
0
0
0
0
0
0
0
0
0
0
0
0
0
0
0
0
0
0
0
0
0
0
0
0
0
0
0
0
0
0
0
0
0
0
0
0
0
0
0
0
0
0
0
0
0
0
0
0
0
0
0
0
0
0
0
0
0
0
0
0
0
0
0
0
0
0
0
0
0
0
0
0
0
0
0
0
0
0
0
0
0
0
0
0
0
0
0
0
0
0
0
0
0
0
0
0
0
0
0
0
0
0
0
0
0
0
0
0
0
0
0
0
0
0
0
0
0
0
0
0
0
0
0
0
0
0
0
0
0
0
0
0
0
0
0
0
0
0
0
0
0
0
0
0
0
0
0
0
0
0
0
0
0
0
0
0
0
0
0
0
0
0
0
0
0
0
0
0
0
0
0
0
0
0
0
0
0
0
0
0
0
0
0
0
0
0
0
0
0
0
0
0
0
0
0
0
0
0
0
0
0
0
0
0
0
0
0
0
0
0
0
0
0
0
0
0
0
0
0
0
0
0
0
0
0
0
0
0
0
0
0
0
0
0
0
0
0
0
0
0
0
0
0
0
0
0
0
0
0
0
0
0
0
0
0
0
0
0
0
0
0
0
0
0
0
0
0
0
0
0
0
0
0
0
0
0
0
0
0
0
0
0
0
0
0
0
0
0
0
0
0
0
0
0
0
0
0
0
0
0
0
0
0
0
0
0
0
0
0
0
0
0
0
0
0
0
0
0
0
0
0
0
0
0
0
0
0
0
0
0
0
0
0
0
0
0
0
0
0
0
0
0
0
0
0
0
0
0
0
0
0
0
0
0
0
0
0
0
0
0
0
0
0
0
0
0
0
0
0
0
0
0
0
0
0
0
0
0
0
0
0
0
0
0
0
0
0
0
0
0
0
0
0
0
0
0
0
0
0
0
0
0
0
0
0
0
0
0
0
0
0
0
0
0
0
0
0
0
0
0
0
0
0
0
0
0
0
0
0
0
0
0
0
0
0
0
0
0
0
0
0
0
0
0
0
0
0
0
0
0
0
0
0
0
0
0
0
0
0
0
0
0
0
0
0
0
0
0
0
0
0
0
0
0
0
0
0
0
0
0
0
0
0
0
0
0
0
0
0
0
0
0
0
0
0
0
0
0
0
0
0
0
0
0
0
0
0
0
0
0
0
0
0
0
0
0
0
0
0
0
0
0
0
0
0
0
0
0
0
0
0
0
0
0
0
0
0
0
0
0
0
0
0
0
0
0
0
0
0
0
0
0
0
0
0
0
0
0
0
0
0
0
0
0
0
0
0
0
0
0
0
0
0
0
0
0
0
0
0
0
0
0
0
0
0
0
0
0
0
0
0
0
0
0
0
0
0
0
0
0
0
0
0
0
0
0
0
0
0
0
0
0
0
0
0
0
0
0
0
0
0
0
0
0
0
0
0
0
0
0
0
0
0
0
0
0
0
0
0
0
0
0
0
0
0
0
0
0
0
0
0
0
0
0
0
0
0
0
0
0
0
0
0
0
0
0
0
0
0
0
0
0
0
0
0
0
0
0
0
0
0
0
0
0
0
0
0
0
0
0
0
0
0
0
0
0
0
0
0
0
0
0
0
0
0
0
0
0
0
0
0
0
0
0
0
0
0
0
0
0
0
0
0
0
0
0
0
0
0
0
0
0
0
0
0
0
0
0
0
0
0
0
0
0
0
0
0
0
0
0
0
0
0
0
0
0
0
0
0
0
0
0
0
0
0
0
0
0
0
0
0
0
0
0
0
0
0
0
0
0
0
0
0
0
0
0
0
0
0
0
0
0
0
0
0
0
0
0
0
0
0
0
0
0
0
0
0
0
0
0
0
0
0
0
0
0
0
0
0
0
0
0
0
0
0
0
0
0
0
0
0
0
0
0
0
0
0
0
0
0
0
0
0
0
0
0
0
0
0
0
0
0
0
0
0
0
0
0
0
0
0
0
0
0
0
0
0
0
0
0
0
0
0
0
0
0
0
0
0
0
0
0
0
0
0
0
0
0
0
0
0
0
0
0
0
0
0
0
0
0
0
0
0
0
0
0
0
0
0
0
0
0
0
0
0
0
0
0
0
0
0
0
0
0
0
0
0
0
0
0
0
0
0
0
0
0
0
0
0
0
0
0
0
0
0
0
0
0
0
0
0
0
0
0
0
0
0
0
0
0
0
0
0
0
0
0
0
0
0
0
0
0
0
0
0
0
0
0
0
0
0
0
0
0
0
0
0
0
0
0
0
0
0
0
0
0
0
0
0
0
0
0
0
0
0
0
0
0
0
0
0
0
0
0
0
0
0
0
0
0
0
0
0
0
0
0
0
0
0
0
0
0
0
0
0
0
0
0
0
0
0
0
0
0
0
0
0
0
0
0
0
0
0
0
0
0
0
0
0
0
0
0
0
0
0
0
0
0
0
0
0
0
0
0
0
0
0
0
0
0
0
0
0
0
0
0
0
0
0
0
0
0
0
0
0
0
0
0
0
0
0
0
0
0
0
0
0
0
0
0
0
0
0
0
0
0
0
0
0
0
0
0
0
0
0
0
0
0
0
0
0
0
0
0
0
0
0
0
0
0
0
0
0
0
0
0
0
0
0
0
0
0
0
0
0
0
0
0
0
0
0
0
0
0
0
0
0
0
0
0
0
0
0
0
0
0
0
0
0
0
0
0
0
0
0
0
0
0
0
0
0
0
0
0
0
0
0
0
0
0
0
0
0
0
0
0
0
0
0
0
0
0
0
0
0
0
0
0
0
0
0
0
0
0
0
0
0
0
0
0
0
0
0
0
0
0
0
0
0
0
0
0
0
0
0
0
0
0
0
0
0
0
0
0
0
0
0
0
0
0
0
0
0
0
0
0
0
0
0
0
0
0
0
0
0
0
0
0
0
0
0
0
0
0
0
0
0
0
0
0
0
0
0
0
0
0
0
0
0
0
0
0
0
0
0
0
0
0
0
0
0
0
0
0
0
0
0
0
0
0
0
0
0
0
0
0
0
0
0
0
0
0
0
0
0
0
0
0
0
0
0
0
0
0
0
0
0
0
0
0
0
0
0
0
0
0
0
0
0
0
0
0
0
0
0
0
0
0
0
0
0
0
0
0
0
0
0
0
0
0
0
0
0
0
0
0
0
0
0
0
0
0
0
0
0
0
0
0
0
0
0
0
0
0
0
0
0
0
0
0
0
0
0
0
0
0
0
0
0
0
0
0
0
0
0
0
0
0
0
0
0
0
0
0
0
0
0
0
0
0
0
0
0
0
0
0
0
0
0
0
0
0
0
0
0
0
0
0
0
0
0
0
0
0
0
0
0
0
0
0
0
0
0
0
0
0
0
0
0
0
0
0
0
0
0
0
0
0
0
0
0
0
0
0
0
0
0
0
0
0
0
0
0
0
0
0
0
0
0
0
0
0
0
0
0
0
0
0
0
0
0
0
0
0
0
0
0
0
0
0
0
0
0
0
0
0
0
0
0
0
0
0
0
0
0
0
0
0
0
0
0
0
0
0
0
0
0
0
0
0
0
0
0
0
0
0
0
0
0
0
0
0
0
0
0
0
0
0
0
0
0
0
0
0
0
0
0
0
0
0
0
0
0
0
0
0
0
0
0
0
0
0
0
0
0
0
0
0
0
0
0
0
0
0
0
0
0
0
0
0
0
0
0
0
0
0
0
0
0
0
0
0
0
0
0
0
0
0
0
0
0
0
0
0
0
0
0
0
0
0
0
0
0
0
0
0
0
0
0
0
0
0
0
0
0
0
0
0
0
0
0
0
0
0
0
0
0
0
0
0
0
0
0
0
0
0
0
0
0
0
0
0
0
0
0
0
0
0
0
0
0
0
0
0
0
0
0
0
0
0
0
0
0
0
0
0
0
0
0
0
0
0
0
0
0
0
0
0
0
0
0
0
0
0
0
0
0
0
0
0
0
0
0
0
0
0
0
0
0
0
0
0
0
0
0
0
0
0
0
0
0
0
0
0
0
0
0
0
0
0
0
0
0
0
0
0
0
0
0
0
0
0
0
0
0
0
0
0
0
0
0
0
0
0
0
0
0
0
0
0
0
0
0
0
0
0
0
0
0
0
0
0
0
0
0
0
0
0
0
0
0
0
0
0
0
0
0
0
0
0
0
0
0
0
0
0
0
0
0
0
0
0
0
0
0
0
0
0
0
0
0
0
0
0
0
0
0
0
0
0
0
0
0
0
0
0
0
0
0
0
0
0
0
0
0
0
0
0
0
0
0
0
0
0
0
0
0
0
0
0
0
0
0
0
0
0
0
0
0
0
0
0
0
0
0
0
0
0
0
0
0
0
0
0
0
0
0
0
0
0
0
0
0
0
0
0
0
0
0
0
0
0
0
0
0
0
0
0
0
0
0
0
0
0
0
0
0
0
0
0
0
0
0
0
0
0
0
0
0
0
0
0
0
0
0
0
0
0
0
0
0
0
0
0
0
0
0
0
0
0
0
0
0
0
0
0
0
0
0
0
0
0
0
0
0
0
0
0
0
0
0
0
0
0
0
0
0
0
0
0
0
0
0
0
0
0
0
0
0
0
0
0
0
0
0
0
0
0
0
0
0
0
0
0
0
0
0
0
0
0
0
0
0
0
0
0
0
0
0
0
0
0
0
0
0
0
0
0
0
0
0
0
0
0
0
0
0
0
0
0
0
0
0
0
0
0
0
0
0
0
0
0
0
0
0
0
0
0
0
0
0
0
0
0
0
0
0
0
0
0
0
0
0
0
0
0
0
0
0
0
0
0
0
0
0
0
0
0
0
0
0
0
0
0
0
0
0
0
0
0
0
0
0
0
0
0
0
0
0
0
0
0
0
0
0
0
0
0
0
0
0
0
0
0
0
0
0
0
0
0
0
0
0
0
0
0
0
0
0
0
0
0
0
0
0
0
0
0
0
0
0
0
0
0
0
0
0
0
0
0
0
0
0
0
0
0
0
0
0
0
0
0
0
0
0
0
0
0
0
0
0
0
0
0
0
0
0
0
0
0
0
0
0
0
0
0
0
0
0
0
0
0
0
0
0
0
0
0
0
0
0
0
0
0
0
0
0
0
0
0
0
0
0
0
0
0
0
0
0
0
0
0
0
0
0
0
0
0
0
0
0
0
0
0
0
0
0
0
0
0
0
0
0
0
0
0
0
0
0
0
0
0
0
0
0
0
0
0
0
0
0
0
0
0
0
0
0
0
0
0
0
0
0
0
0
0
0
0
0
0
0
0
0
0
0
0
0
0
0
0
0
0
0
0
0
0
0
0
0
0
0
0
0
0
0
0
0
0
0
0
0
0
0
0
0
0
0
0
0
0
0
0
0
0
0
0
0
0
0
0
0
0
0
0
0
0
0
0
0
0
0
0
0
0
0
0
0
0
0
0
0
0
0
0
0
0
0
0
0
0
0
0
0
0
0
0
0
0
0
0
0
0
0
0
0
0
0
0
0
0
0
0
0
0
0
0
0
0
0
0
0
0
0
0
0
0
0
0
0
0
0
0
0
0
0
0
0
0
0
0
0
0
0
0
0
0
0
0
0
0
0
0
0
0
0
0
0
0
0
0
0
0
0
0
0
0
0
0
0
0
0
0
0
0
0
0
0
0
0
0
0
0
0
0
0
0
0
0
0
0
0
0
0
0
0
0
0
0
0
0
0
0
0
0
0
0
0
0
0
0
0
0
0
0
0
0
0
0
0
0
0
0
0
0
0
0
0
0
0
0
0
0
0
0
0
0
0
0
0
0
0
0
0
0
0
0
0
0
0
0
0
0
0
0
0
0
0
0
0
0
0
0
0
0
0
0
0
0
0
0
0
0
0
0
0
0
0
0
0
0
0
0
0
0
0
0
0
0
0
0
0
0
0
0
0
0
0
0
0
0
0
0
0
0
0
0
0
0
0
0
0
0
0
0
0
0
0
0
0
0
0
0
0
0
0
0
0
0
0
0
0
0
0
0
0
0
0
0
0
0
0
0
0
0
0
0
0
0
0
0
0
0
0
0
0
0
0
0
0
0
0
0
0
0
0
0
0
0
0
0
0
0
0
0
0
0
0
0
0
0
0
0
0
0
0
0
0
0
0
0
0
0
0
0
0
0
0
0
0
0
0
0
0
0
0
0
0
0
0
0
0
0
0
0
0
0
0
0
0
0
0
0
0
0
0
0
0
0
0
0
0
0
0
0
0
0
0
0
0
0
0
0
0
0
0
0
0
0
0
0
0
0
0
0
0
0
0
0
0
0
0
0
0
0
0
0
0
0
0
0
0
0
0
0
0
0
0
0
0
0
0
0
0
0
0
0
0
0
0
0
0
0
0
0
0
0
0
0
0
0
0
0
0
0
0
0
0
0
0
0
0
0
0
0
0
0
0
0
0
0
0
0
0
0
0
0
0
0
0
0
0
0
0
0
0
0
0
0
0
0
0
0
0
0
0
0
0
0
0
0
0
0
0
0
0
0
0
0
0
0
0
0
0
0
0
0
0
0
0
0
0
0
0
0
0
0
0
0
0
0
0
0
0
0
0
0
0
0
0
0
0
0
0
0
0
0
0
0
0
0
0
0
0
0
0
0
0
0
0
0
0
0
0
0
0
0
0
0
0
0
0
0
0
0
0
0
0
0
0
0
0
0
0
0
0
0
0
0
0
0
0
0
0
0
0
0
0
0
0
0
0
0
0
0
0
0
0
0
0
0
0
0
0
0
0
0
0
0
0
0
0
0
0
0
0
0
0
0
0
0
0
0
0
0
0
0
0
0
0
0
0
0
0
0
0
0
0
0
0
0
0
0
0
0
0
0
0
0
0
0
0
0
0
0
0
0
0
0
0
0
0
0
0
0
0
0
0
0
0
0
0
0
0
0
0
0
0
0
0
0
0
0
0
0
0
0
0
0
0
0
0
0
0
0
0
0
0
0
0
0
0
0
0
0
0
0
0
0
0
0
0
0
0
0
0
0
0
0
0
0
0
0
0
0
0
0
0
0
0
0
0
0
0
0
0
0
0
0
0
0
0
0
0
0
0
0
0
0
0
0
0
0
0
0
0
0
0
0
0
0
0
0
0
0
0
0
0
0
0
0
0
0
0
0
0
0
0
0
0
0
0
0
0
0
0
0
0
0
0
0
0
0
0
0
0
0
0
0
0
0
0
0
0
0
0
0
0
0
0
0
0
0
0
0
0
0
0
0
0
0
0
0
0
0
0
0
0
0
0
0
0
0
0
0
0
0
0
0
0
0
0
0
0
0
0
0
0
0
0
0
0
0
0
0
0
0
0
0
0
0
0
0
0
0
0
0
0
0
0
0
0
0
0
0
0
0
0
0
0
0
0
0
0
0
0
0
0
0
0
0
0
0
0
0
0
0
0
0
0
0
0
0
0
0
0
0
0
0
0
0
0
0
0
0
0
0
0
0
0
0
0
0
0
0
0
0
0
0
0
0
0
0
0
0
0
0
0
0
0
0
0
0
0
0
0
0
0
0
0
0
0
0
0
0
0
0
0
0
0
0
0
0
0
0
0
0
0
0
0
0
0
0
0
0
0
0
0
0
0
0
0
0
0
0
0
0
0
0
0
0
0
0
0
0
0
0
0
0
0
0
0
0
0
0
0
0
0
0
0
0
0
0
0
0
0
0
0
0
0
0
0
0
0
0
0
0
0
0
0
0
0
0
0
0
0
0
0
0
0
0
0
0
0
0
0
0
0
0
0
0
0
0
0
0
0
0
0
0
0
0
0
0
0
0
0
0
0
0
0
0
0
0
0
0
0
0
0
0
0
0
0
0
0
0
0
0
0
0
0
0
0
0
0
0
0
0
0
0
0
0
0
0
0
0
0
0
0
0
0
0
0
0
0
0
0
0
0
0
0
0
0
0
0
0
0
0
0
0
0
0
0
0
0
0
0
0
0
0
0
0
0
0
0
0
0
0
0
0
0
0
0
0
0
0
0
0
0
0
0
0
0
0
0
0
0
0
0
0
0
0
0
0
0
0
0
0
0
0
0
0
0
0
0
0
0
0
0
0
0
0
0
0
0
0
0
0
0
0
0
0
0
0
0
0
0
0
0
0
0
0
0
0
0
0
0
0
0
0
0
0
0
0
0
0
0
0
0
0
0
0
0
0
0
0
0
0
0
0
0
0
0
0
0
0
0
0
0
0
0
0
0
0
0
0
0
0
0
0
0
0
0
0
0
0
0
0
0
0
0
0
0
0
0
0
0
0
0
0
0
0
0
0
0
0
0
0
0
0
0
0
0
0
0
0
0
0
0
0
0
0
0
0
0
0
0
0
0
0
0
0
0
0
0
0
0
0
0
0
0
0
0
0
0
0
0
0
0
0
0
0
0
0
0
0
0
0
0
0
0
0
0
0
0
0
0
0
0
0
0
0
0
0
0
0
0
0
0
0
0
0
0
0
0
0
0
0
0
0
0
0
0
0
0
0
0
0
0
0
0
0
0
0
0
0
0
0
0
0
0
0
0
0
0
0
0
0
0
0
0
0
0
0
0
0
0
0
0
0
0
0
0
0
0
0
0
0
0
0
0
0
0
0
0
0
0
0
0
0
0
0
0
0
0
0
0
0
0
0
0
0
0
0
0
0
0
0
0
0
0
0
0
0
0
0
0
0
0
0
0
0
0
0
0
0
0
0
0
0
0
0
0
0
0
0
0
0
0
0
0
0
0
0
0
0
0
0
0
0
0
0
0
0
0
0
0
0
0
0
0
0
0
0
0
0
0
0
0
0
0
0
0
0
0
0
0
0
0
0
0
0
0
0
0
0
0
0
0
0
0
0
0
0
0
0
0
0
0
0
0
0
0
0
0
0
0
0
0
0
0
0
0
0
0
0
0
0
0
0
0
0
0
0
0
0
0
0
0
0
0
0
0
0
0
0
0
0
0
0
0
0
0
0
0
0
0
0
0
0
0
0
0
0
0
0
0
0
0
0
0
0
0
0
0
0
0
0
0
0
0
0
0
0
0
0
0
0
0
0
0
0
0
0
0
0
0
0
0
0
0
0
0
0
0
0
0
0
0
0
0
0
0
0
0
0
0
0
0
0
0
0
0
0
0
0
0
0
0
0
0
0
0
0
0
0
0
0
0
0
0
0
0
0
0
0
0
0
0
0
0
0
0
0
0
0
0
0
0
0
0
0
0
0
0
0
0
0
0
0
0
0
0
0
0
0
0
0
0
0
0
0
0
0
0
0
0
0
0
0
0
0
0
0
0
0
0
0
0
0
0
0
0
0
0
0
0
0
0
0
0
0
0
0
0
0
0
0
0
0
0
0
0
0
0
0
0
0
0
0
0
0
0
0
0
0
0
0
0
0
0
0
0
0
0
0
0
0
0
0
0
0
0
0
0
0
0
0
0
0
0
0
0
0
0
0
0
0
0
0
0
0
0
0
0
0
0
0
0
0
0
0
0
0
0
0
0
0
0
0
0
0
0
0
0
0
0
0
0
0
0
0
0
0
0
0
0
0
0
0
0
0
0
0
0
0
0
0
0
0
0
0
0
0
0
0
0
0
0
0
0
0
0
0
0
0
0
0
0
0
0
0
0
0
0
0
0
0
0
0
0
0
0
0
0
0
0
0
0
0
0
0
0
0
0
0
0
0
0
0
0
0
0
0
0
0
0
0
0
0
0
0
0
0
0
0
0
0
0
0
0
0
0
0
0
0
0
0
0
0
0
0
0
0
0
0
0
0
0
0
0
0
0
0
0
0
0
0
0
0
0
0
0
0
0
0
0
0
0
0
0
0
0
0
0
0
0
0
0
0
0
0
0
0
0
0
0
0
0
0
0
0
0
0
0
0
0
0
0
0
0
0
0
0
0
0
0
0
0
0
0
0
0
0
0
0
0
0
0
0
0
0
0
0
0
0
0
0
0
0
0
0
0
0
0
0
0
0
0
0
0
0
0
0
0
0
0
0
0
0
0
0
0
0
0
0
0
0
0
0
0
0
0
0
0
0
0
0
0
0
0
0
0
0
0
0
0
0
0
0
0
0
0
0
0
0
0
0
0
0
0
0
0
0
0
0
0
0
0
0
0
0
0
0
0
0
0
0
0
0
0
0
0
0
0
0
0
0
0
0
0
0
0
0
0
0
0
0
0
0
0
0
0
0
0
0
0
0
0
0
0
0
0
0
0
0
0
0
0
0
0
0
0
0
0
0
0
0
0
0
0
0
0
0
0
0
0
0
0
0
0
0
0
0
0
0
0
0
0
0
0
0
0
0
0
0
0
0
0
0
0
0
0
0
0
0
0
0
0
0
0
0
0
0
0
0
0
0
0
0
0
0
0
0
0
0
0
0
0
0
0
0
0
0
0
0
0
0
0
0
0
0
0
0
0
0
0
0
0
0
0
0
0
0
0
0
0
0
0
0
0
0
0
0
0
0
0
0
0
0
0
0
0
0
0
0
0
0
0
0
0
0
0
0
0
0
0
0
0
0
0
0
0
0
0
0
0
0
0
0
0
0
0
0
0
0
0
0
0
0
0
0
0
0
0
0
0
0
0
0
0
0
0
0
0
0
0
0
0
0
0
0
0
0
0
0
0
0
0
0
0
0
0
0
0
0
0
0
0
0
0
0
0
0
0
0
0
0
0
0
0
0
0
0
0
0
0
0
0
0
0
0
0
0
0
0
0
0
0
0
0
0
0
0
0
0
0
0
0
0
0
0
0
0
0
0
0
0
0
0
0
0
0
0
0
0
0
0
0
0
0
0
0
0
0
0
0
0
0
0
0
0
0
0
0
0
0
0
0
0
0
0
0
0
0
0
0
0
0
0
0
0
0
0
0
0
0
0
0
0
0
0
0
0
0
0
0
0
0
0
0
0
0
0
0
0
0
0
0
0
0
0
0
0
0
0
0
0
0
0
0
0
0
0
0
0
0
0
0
0
0
0
0
0
0
0
0
0
0
0
0
0
0
0
0
0
0
0
0
0
0
0
0
0
0
0
0
0
0
0
0
0
0
0
0
0
0
0
0
0
0
0
0
0
0
0
0
0
0
0
0
0
0
0
0
0
0
0
0
0
0
0
0
0
0
0
0
0
0
0
0
0
0
0
0
0
0
0
0
0
0
0
0
0
0
0
0
0
0
0
0
0
0
0
0
0
0
0
0
0
0
0
0
0
0
0
0
0
0
0
0
0
0
0
0
0
0
0
0
0
0
0
0
0
0
0
0
0
0
0
0
0
0
0
0
0
0
0
0
0
0
0
0
0
0
0
0
0
0
0
0
0
0
0
0
0
0
0
0
0
0
0
0
0
0
0
0
0
0
0
0
0
0
0
0
0
0
0
0
0
0
0
0
0
0
0
0
0
0
0
0
0
0
0
0
0
0
0
0
0
0
0
0
0
0
0
0
0
0
0
0
0
0
0
0
0
0
0
0
0
0
0
0
0
0
0
0
0
0
0
0
0
0
0
0
0
0
0
0
0
0
0
0
0
0
0
0
0
0
0
0
0
0
0
0
0
0
0
0
0
0
0
0
0
0
0
0
0
0
0
0
0
0
0
0
0
0
0
0
0
0
0
0
0
0
0
0
0
0
0
0
0
0
0
0
0
0
0
0
0
0
0
0
0
0
0
0
0
0
0
0
0
0
0
0
0
0
0
0
0
0
0
0
0
0
0
0
0
0
0
0
0
0
0
0
0
0
0
0
0
0
0
0
0
0
0
0
0
0
0
0
0
0
0
0
0
0
0
0
0
0
0
0
0
0
0
0
0
0
0
0
0
0
0
0
0
0
0
0
0
0
0
0
0
0
0
0
0
0
0
0
0
0
0
0
0
0
0
0
0
0
0
0
0
0
0
0
0
0
0
0
0
0
0
0
0
0
0
0
0
0
0
0
0
0
0
0
0
0
0
0
0
0
0
0
0
0
0
0
0
0
0
0
0
0
0
0
0
0
0
0
0
0
0
0
0
0
0
0
0
0
0
0
0
0
0
0
0
0
0
0
0
0
0
0
0
0
0
0
0
0
0
0
0
0
0
0
0
0
0
0
0
0
0
0
0
0
0
0
0
0
0
0
0
0
0
0
0
0
0
0
0
0
0
0
0
0
0
0
0
0
0
0
0
0
0
0
0
0
0
0
0
0
0
0
0
0
0
0
0
0
0
0
0
0
0
0
0
0
0
0
0
0
0
0
0
0
0
0
0
0
0
0
0
0
0
0
0
0
0
0
0
0
0
0
0
0
0
0
0
0
0
0
0
0
0
0
0
0
0
0
0
0
0
0
0
0
0
0
0
0
0
0
0
0
0
0
0
0
0
0
0
0
0
0
0
0
0
0
0
0
0
0
0
0
0
0
0
0
0
0
0
0
0
0
0
0
0
0
0
0
0
0
0
0
0
0
0
0
0
0
0
0
0
0
0
0
0
0
0
0
0
0
0
0
0
0
0
0
0
0
0
0
0
0
0
0
0
0
0
0
0
0
0
0
0
0
0
0
0
0
0
0
0
0
0
0
0
0
0
0
0
0
0
0
0
0
0
0
0
0
0
0
0
0
0
0
0
0
0
0
0
0
0
0
0
0
0
0
0
0
0
0
0
0
0
0
0
0
0
0
0
0
0
0
0
0
0
0
0
0
0
0
0
0
0
0
0
0
0
0
0
0
0
0
0
0
0
0
0
0
0
0
0
0
0
0
0
0
0
0
0
0
0
0
0
0
0
0
0
0
0
0
0
0
0
0
0
0
0
0
0
0
0
0
0
0
0
0
0
0
0
0
0
0
0
0
0
0
0
0
0
0
0
0
0
0
0
0
0
0
0
0
0
0
0
0
0
0
0
0
0
0
0
0
0
0
0
0
0
0
0
0
0
0
0
0
0
0
0
0
0
0
0
0
0
0
0
0
0
0
0
0
0
0
0
0
0
0
0
0
0
0
0
0
0
0
0
0
0
0
0
0
0
0
0
0
0
0
0
0
0
0
0
0
0
0
0
0
0
0
0
0
0
0
0
0
0
0
0
0
0
0
0
0
0
0
0
0
0
0
0
0
0
0
0
0
0
0
0
0
0
0
0
0
0
0
0
0
0
0
0
0
0
0
0
0
0
0
0
0
0
0
0
0
0
0
0
0
0
0
0
0
0
0
0
0
0
0
0
0
0
0
0
0
0
0
0
0
0
0
0
0
0
0
0
0
0
0
0
0
0
0
0
0
0
0
0
0
0
0
0
0
0
0
0
0
0
0
0
0
0
0
0
0
0
0
0
0
0
0
0
0
0
0
0
0
0
0
0
0
0
0
0
0
0
0
0
0
0
0
0
0
0
0
0
0
0
0
0
0
0
0
0
0
0
0
0
0
0
0
0
0
0
0
0
0
0
0
0
0
0
0
0
0
0
0
0
0
0
0
0
0
0
0
0
0
0
0
0
0
0
0
0
0
0
0
0
0
0
0
0
0
0
0
0
0
0
0
0
0
0
0
0
0
0
0
0
0
0
0
0
0
0
0
0
0
0
0
0
0
0
0
0
0
0
0
0
0
0
0
0
0
0
0
0
0
0
0
0
0
0
0
0
0
0
0
0
0
0
0
0
0
0
0
0
0
0
0
0
0
0
0
0
0
0
0
0
0
0
0
0
0
0
0
0
0
0
0
0
0
0
0
0
0
0
0
0
0
0
0
0
0
0
0
0
0
0
0
0
0
0
0
0
0
0
0
0
0
0
0
0
0
0
0
0
0
0
0
0
0
0
0
0
0
0
0
0
0
0
0
0
0
0
0
0
0
0
0
0
0
0
0
0
0
0
0
0
0
0
0
0
0
0
0
0
0
0
0
0
0
0
0
0
0
0
0
0
0
0
0
0
0
0
0
0
0
0
0
0
0
0
0
0
0
0
0
0
0
0
0
0
0
0
0
0
0
0
0
0
0
0
0
0
0
0
0
0
0
0
0
0
0
0
0
0
0
0
0
0
0
0
0
0
0
0
0
0
0
0
0
0
0
0
0
0
0
0
0
0
0
0
0
0
0
0
0
0
0
0
0
0
0
0
0
0
0
0
0
0
0
0
0
0
0
0
0
0
0
0
0
0
0
0
0
0
0
0
0
0
0
0
0
0
0
0
0
0
0
0
0
0
0
0
0
0
0
0
0
0
0
0
0
0
0
0
0
0
0
0
0
0
0
0
0
0
0
0
0
0
0
0
0
0
0
0
0
0
0
0
0
0
0
0
0
0
0
0
0
0
0
0
0
0
0
0
0
0
0
0
0
0
0
0
0
0
0
0
0
0
0
0
0
0
0
0
0
0
0
0
0
0
0
0
0
0
0
0
0
0
0
0
0
0
0
0
0
0
0
0
0
0
0
0
0
0
0
0
0
0
0
0
0
0
0
0
0
0
0
0
0
0
0
0
0
0
0
0
0
0
0
0
0
0
0
0
0
0
0
0
0
0
0
0
0
0
0
0
0
0
0
0
0
0
0
0
0
0
0
0
0
0
0
0
0
0
0
0
0
0
0
0
0
0
0
0
0
0
0
0
0
0
0
0
0
0
0
0
0
0
0
0
0
0
0
0
0
0
0
0
0
0
0
0
0
0
0
0
0
0
0
0
0
0
0
0
0
0
0
0
0
0
0
0
0
0
0
0
0
0
0
0
0
0
0
0
0
0
0
0
0
0
0
0
0
0
0
0
0
0
0
0
0
0
0
0
0
0
0
0
0
0
0
0
0
0
0
0
0
0
0
0
0
0
0
0
0
0
0
0
0
0
0
0
0
0
0
0
0
0
0
0
0
0
0
0
0
0
0
0
0
0
0
0
0
0
0
0
0
0
0
0
0
0
0
0
0
0
0
0
0
0
0
0
0
0
0
0
0
0
0
0
0
0
0
0
0
0
0
0
0
0
0
0
0
0
0
0
0
0
0
0
0
0
0
0
0
0
0
0
0
0
0
0
0
0
0
0
0
0
0
0
0
0
0
0
0
0
0
0
0
0
0
0
0
0
0
0
0
0
0
0
0
0
0
0
0
0
0
0
0
0
0
0
0
0
0
0
0
0
0
0
0
0
0
0
0
0
0
0
0
0
0
0
0
0
0
0
0
0
0
0
0
0
0
0
0
0
0
0
0
0
0
0
0
0
0
0
0
0
0
0
0
0
0
0
0
0
0
0
0
0
0
0
0
0
0
0
0
0
0
0
0
0
0
0
0
0
0
0
0
0
0
0
0
0
0
0
0
0
0
0
0
0
0
0
0
0
0
0
0
0
0
0
0
0
0
0
0
0
0
0
0
0
0
0
0
0
0
0
0
0
0
0
0
0
0
0
0
0
0
0
0
0
0
0
0
0
0
0
0
0
0
0
0
0
0
0
0
0
0
0
0
0
0
0
0
0
0
0
0
0
0
0
0
0
0
0
0
0
0
0
0
0
0
0
0
0
0
0
0
0
0
0
0
0
0
0
0
0
0
0
0
0
0
0
0
0
0
0
0
0
0
0
0
0
0
0
0
0
0
0
0
0
0
0
0
0
0
0
0
0
0
0
0
0
0
0
0
0
0
0
0
0
0
0
0
0
0
0
0
0
0
0
0
0
0
0
0
0
0
0
0
0
0
0
0
0
0
0
0
0
0
0
0
0
0
0
0
0
0
0
0
0
0
0
0
0
0
0
0
0
0
0
0
0
0
0
0
0
0
0
0
0
0
0
0
0
0
0
0
0
0
0
0
0
0
0
0
0
0
0
0
0
0
0
0
0
0
0
0
0
0
0
0
0
0
0
0
0
0
0
0
0
0
0
0
0
0
0
0
0
0
0
0
0
0
0
0
0
0
0
0
0
0
0
0
0
0
0
0
0
0
0
0
0
0
0
0
0
0
0
0
0
0
0
0
0
0
0
0
0
0
0
0
0
0
0
0
0
0
0
0
0
0
0
0
0
0
0
0
0
0
0
0
0
0
0
0
0
0
0
0
0
0
0
0
0
0
0
0
0
0
0
0
0
0
0
0
0
0
0
0
0
0
0
0
0
0
0
0
0
0
0
0
0
0
0
0
0
0
0
0
0
0
0
0
0
0
0
0
0
0
0
0
0
0
0
0
0
0
0
0
0
0
0
0
0
0
0
0
0
0
0
0
0
0
0
0
0
0
0
0
0
0
0
0
0
0
0
0
0
0
0
0
0
0
0
0
0
0
0
0
0
0
0
0
0
0
0
0
0
0
0
0
0
0
0
0
0
0
0
0
0
0
0
0
0
0
0
0
0
0
0
0
0
0
0
0
0
0
0
0
0
0
0
0
0
0
0
0
0
0
0
0
0
0
0
0
0
0
0
0
0
0
0
0
0
0
0
0
0
0
0
0
0
0
0
0
0
0
0
0
0
0
0
0
0
0
0
0
0
0
0
0
0
0
0
0
0
0
0
0
0
0
0
0
0
0
0
0
0
0
0
0
0
0
0
0
0
0
0
0
0
0
0
0
0
0
0
0
0
0
0
0
0
0
0
0
0
0
0
0
0
0
0
0
0
0
0
0
0
0
0
0
0
0
0
0
0
0
0
0
0
0
0
0
0
0
0
0
0
0
0
0
0
0
0
0
0
0
0
0
0
0
0
0
0
0
0
0
0
0
0
0
0
0
0
0
0
0
0
0
0
0
0
0
0
0
0
0
0
0
0
0
0
0
0
0
0
0
0
0
0
0
0
0
0
0
0
0
0
0
0
0
0
0
0
0
0
0
0
0
0
0
0
0
0
0
0
0
0
0
0
0
0
0
0
0
0
0
0
0
0
0
0
0
0
0
0
0
0
0
0
0
0
0
0
0
0
0
0
0
0
0
0
0
0
0
0
0
0
0
0
0
0
0
0
0
0
0
0
0
0
0
0
0
0
0
0
0
0
0
0
0
0
0
0
0
0
0
0
0
0
0
0
0
0
0
0
0
0
0
0
0
0
0
0
0
0
0
0
0
0
0
0
0
0
0
0
0
0
0
0
0
0
0
0
0
0
0
0
0
0
0
0
0
0
0
0
0
0
0
0
0
0
0
0
0
0
0
0
0
0
0
0
0
0
0
0
0
0
0
0
0
0
0
0
0
0
0
0
0
0
0
0
0
0
0
0
0
0
0
0
0
0
0
0
0
0
0
0
0
0
0
0
0
0
0
0
0
0
0
0
0
0
0
0
0
0
0
0
0
0
0
0
0
0
0
0
0
0
0
0
0
0
0
0
0
0
0
0
0
0
0
0
0
0
0
0
0
0
0
0
0
0
0
0
0
0
0
0
0
0
0
0
0
0
0
0
0
0
0
0
0
0
0
0
0
0
0
0
0
0
0
0
0
0
0
0
0
0
0
0
0
0
0
0
0
0
0
0
0
0
0
0
0
0
0
0
0
0
0
0
0
0
0
0
0
0
0
0
0
0
0
0
0
0
0
0
0
0
0
0
0
0
0
0
0
0
0
0
0
0
0
0
0
0
0
0
0
0
0
0
0
0
0
0
0
0
0
0
0
0
0
0
0
0
0
0
0
0
0
0
0
0
0
0
0
0
0
0
0
0
0
0
0
0
0
0
0
0
0
0
0
0
0
0
0
0
0
0
0
0
0
0
0
0
0
0
0
0
0
0
0
0
0
0
0
0
0
0
0
0
0
0
0
0
0
0
0
0
0
0
0
0
0
0
0
0
0
0
0
0
0
0
0
0
0
0
0
0
0
0
0
0
0
0
0
0
0
0
0
0
0
0
0
0
0
0
0
0
0
0
0
0
0
0
0
0
0
0
0
0
0
0
0
0
0
0
0
0
0
0
0
0
0
0
0
0
0
0
0
0
0
0
0
0
0
0
0
0
0
0
0
0
0
0
0
0
0
0
0
0
0
0
0
0
0
0
0
0
0
0
0
0
0
0
0
0
0
0
0
0
0
0
0
0
0
0
0
0
0
0
0
0
0
0
0
0
0
0
0
0
0
0
0
0
0
0
0
0
0
0
0
0
0
0
0
0
0
0
0
0
0
0
0
0
0
0
0
0
0
0
0
0
0
0
0
0
0
0
0
0
0
0
0
0
0
0
0
0
0
0
0
0
0
0
0
0
0
0
0
0
0
0
0
0
0
0
0
0
0
0
0
0
0
0
0
0
0
0
0
0
0
0
0
0
0
0
0
0
0
0
0
0
0
0
0
0
0
0
0
0
0
0
0
0
0
0
0
0
0
0
0
0
0
0
0
0
0
0
0
0
0
0
0
0
0
0
0
0
0
0
0
0
0
0
0
0
0
0
0
0
0
0
0
0
0
0
0
0
0
0
0
0
0
0
0
0
0
0
0
0
0
0
0
0
0
0
0
0
0
0
0
0
0
0
0
0
0
0
0
0
0
0
0
0
0
0
0
0
0
0
0
0
0
0
0
0
0
0
0
0
0
0
0
0
0
0
0
0
0
0
0
0
0
0
0
0
0
0
0
0
0
0
0
0
0
0
0
0
0
0
0
0
0
0
0
0
0
0
0
0
0
0
0
0
0
0
0
0
0
0
0
0
0
0
0
0
0
0
0
0
0
0
0
0
0
0
0
0
0
0
0
0
0
0
0
0
0
0
0
0
0
0
0
0
0
0
0
0
0
0
0
0
0
0
0
0
0
0
0
0
0
0
0
0
0
0
0
0
0
0
0
0
0
0
0
0
0
0
0
0
0
0
0
0
0
0
0
0
0
0
0
0
0
0
0
0
0
0
0
0
0
0
0
0
0
0
0
0
0
0
0
0
0
0
0
0
0
0
0
0
0
0
0
0
0
0
0
0
0
0
0
0
0
0
0
0
0
0
0
0
0
0
0
0
0
0
0
0
0
0
0
0
0
0
0
0
0
0
0
0
0
0
0
0
0
0
0
0
0
0
0
0
0
0
0
0
0
0
0
0
0
0
0
0
0
0
0
0
0
0
0
0
0
0
0
0
0
0
0
0
0
0
0
0
0
0
0
0
0
0
0
0
0
0
0
0
0
0
0
0
0
0
0
0
0
0
0
0
0
0
0
0
0
0
0
0
0
0
0
0
0
0
0
0
0
0
0
0
0
0
0
0
0
0
0
0
0
0
0
0
0
0
0
0
0
0
0
0
0
0
0
0
0
0
0
0
0
0
0
0
0
0
0
0
0
0
0
0
0
0
0
0
0
0
0
0
0
0
0
0
0
0
0
0
0
0
0
0
0
0
0
0
0
0
0
0
0
0
0
0
0
0
0
0
0
0
0
0
0
0
0
0
0
0
0
0
0
0
0
0
0
0
0
0
0
0
0
0
0
0
0
0
0
0
0
0
0
0
0
0
0
0
0
0
0
0
0
0
0
0
0
0
0
0
0
0
0
0
0
0
0
0
0
0
0
0
0
0
0
0
0
0
0
0
0
0
0
0
0
0
0
0
0
0
0
0
0
0
0
0
0
0
0
0
0
0
0
0
0
0
0
0
0
0
0
0
0
0
0
0
0
0
0
0
0
0
0
0
0
0
0
0
0
0
0
0
0
0
0
0
0
0
0
0
0
0
0
0
0
0
0
0
0
0
0
0
0
0
0
0
0
0
0
0
0
0
0
0
0
0
0
0
0
0
0
0
0
0
0
0
0
0
0
0
0
0
0
0
0
0
0
0
0
0
0
0
0
0
0
0
0
0
0
0
0
0
0
0
0
0
0
0
0
0
0
0
0
0
0
0
0
0
0
0
0
0
0
0
0
0
0
0
0
0
0
0
0
0
0
0
0
0
0
0
0
0
0
0
0
0
0
0
0
0
0
0
0
0
0
0
0
0
0
0
0
0
0
0
0
0
0
0
0
0
0
0
0
0
0
0
0
0
0
0
0
0
0
0
0
0
0
0
0
0
0
0
0
0
0
0
0
0
0
0
0
0
0
0
0
0
0
0
0
0
0
0
0
0
0
0
0
0
0
0
0
0
0
0
0
0
0
0
0
0
0
0
0
0
0
0
0
0
0
0
0
0
0
0
0
0
0
0
0
0
0
0
0
0
0
0
0
0
0
0
0
0
0
0
0
0
0
0
0
0
0
0
0
0
0
0
0
0
0
0
0
0
0
0
0
0
0
0
0
0
0
0
0
0
0
0
0
0
0
0
0
0
0
0
0
0
0
0
0
0
0
0
0
0
0
0
0
0
0
0
0
0
0
0
0
0
0
0
0
0
0
0
0
0
0
0
0
0
0
0
0
0
0
0
0
0
0
0
0
0
0
0
0
0
0
0
0
0
0
0
0
0
0
0
0
0
0
0
0
0
0
0
0
0
0
0
0
0
0
0
0
0
0
0
0
0
0
0
0
0
0
0
0
0
0
0
0
0
0
0
0
0
0
0
0
0
0
0
0
0
0
0
0
0
0
0
0
0
0
0
0
0
0
0
0
0
0
0
0
0
0
0
0
0
0
0
0
0
0
0
0
0
0
0
0
0
0
0
0
0
0
0
0
0
0
0
0
0
0
0
0
0
0
0
0
0
0
0
0
0
0
0
0
0
0
0
0
0
0
0
0
0
0
0
0
0
0
0
0
0
0
0
0
0
0
0
0
0
0
0
0
0
0
0
0
0
0
0
0
0
0
0
0
0
0
0
0
0
0
0
0
0
0
0
0
0
0
0
0
0
0
0
0
0
0
0
0
0
0
0
0
0
0
0
0
0
0
0
0
0
0
0
0
0
0
0
0
0
0
0
0
0
0
0
0
0
0
0
0
0
0
0
0
0
0
0
0
0
0
0
0
0
0
0
0
0
0
0
0
0
0
0
0
0
0
0
0
0
0
0
0
0
0
0
0
0
0
0
0
0
0
0
0
0
0
0
0
0
0
0
0
0
0
0
0
0
0
0
0
0
0
0
0
0
0
0
0
0
0
0
0
0
0
0
0
0
0
0
0
0
0
0
0
0
0
0
0
0
0
0
0
0
0
0
0
0
0
0
0
0
0
0
0
0
0
0
0
0
0
0
0
0
0
0
0
0
0
0
0
0
0
0
0
0
0
0
0
0
0
0
0
0
0
0
0
0
0
0
0
0
0
0
0
0
0
0
0
0
0
0
0
0
0
0
0
0
0
0
0
0
0
0
0
0
0
0
0
0
0
0
0
0
0
0
0
0
0
0
0
0
0
0
0
0
0
0
0
0
0
0
0
0
0
0
0
0
0
0
0
0
0
0
0
0
0
0
0
0
0
0
0
0
0
0
0
0
0
0
0
0
0
0
0
0
0
0
0
0
0
0
0
0
0
0
0
0
0
0
0
0
0
0
0
0
0
0
0
0
0
0
0
0
0
0
0
0
0
0
0
0
0
0
0
0
0
0
0
0
0
0
0
0
0
0
0
0
0
0
0
0
0
0
0
0
0
0
0
0
0
0
0
0
0
0
0
0
0
0
0
0
0
0
0
0
0
0
0
0
0
0
0
0
0
0
0
0
0
0
0
0
0
0
0
0
0
0
0
0
0
0
0
0
0
0
0
0
0
0
0
0
0
0
0
0
0
0
0
0
0
0
0
0
0
0
0
0
0
0
0
0
0
0
0
0
0
0
0
0
0
0
0
0
0
0
0
0
0
0
0
0
0
0
0
0
0
0
0
0
0
0
0
0
0
0
0
0
0
0
0
0
0
0
0
0
0
0
0
0
0
0
0
0
0
0
0
0
0
0
0
0
0
0
0
0
0
0
0
0
0
0
0
0
0
0
0
0
0
0
0
0
0
0
0
0
0
0
0
0
0
0
0
0
0
0
0
0
0
0
0
0
0
0
0
0
0
0
0
0
0
0
0
0
0
0
0
0
0
0
0
0
0
0
0
0
0
0
0
0
0
0
0
0
0
0
0
0
0
0
0
0
0
0
0
0
0
0
0
0
0
0
0
0
0
0
0
0
0
0
0
0
0
0
0
0
0
0
0
0
0
0
0
0
0
0
0
0
0
0
0
0
0
0
0
0
0
0
0
0
0
0
0
0
0
0
0
0
0
0
0
0
0
0
0
0
0
0
0
0
0
0
0
0
0
0
0
0
0
0
0
0
0
0
0
0
0
0
0
0
0
0
0
0
0
0
0
0
0
0
0
0
0
0
0
0
0
0
0
0
0
0
0
0
0
0
0
0
0
0
0
0
0
0
0
0
0
0
0
0
0
0
0
0
0
0
0
0
0
0
0
0
0
0
0
0
0
0
0
0
0
0
0
0
0
0
0
0
0
0
0
0
0
0
0
0
0
0
0
0
0
0
0
0
0
0
0
0
0
0
0
0
0
0
0
0
0
0
0
0
0
0
0
0
0
0
0
0
0
0
0
0
0
0
0
0
0
0
0
0
0
0
0
0
0
0
0
0
0
0
0
0
0
0
0
0
0
0
0
0
0
0
0
0
0
0
0
0
0
0
0
0
0
0
0
0
0
0
0
0
0
0
0
0
0
0
0
0
0
0
0
0
0
0
0
0
0
0
0
0
0
0
0
0
0
0
0
0
0
0
0
0
0
0
0
0
0
0
0
0
0
0
0
0
0
0
0
0
0
0
0
0
0
0
0
0
0
0
0
0
0
0
0
0
0
0
0
0
0
0
0
0
0
0
0
0
0
0
0
0
0
0
0
0
0
0
0
0
0
0
0
0
0
0
0
0
0
0
0
0
0
0
0
0
0
0
0
0
0
0
0
0
0
0
0
0
0
0
0
0
0
0
0
0
0
0
0
0
0
0
0
0
0
0
0
0
0
0
0
0
0
0
0
0
0
0
0
0
0
0
0
0
0
0
0
0
0
0
0
0
0
0
0
0
0
0
0
0
0
0
0
0
0
0
0
0
0
0
0
0
0
0
0
0
0
0
0
0
0
0
0
0
0
0
0
0
0
0
0
0
0
0
0
0
0
0
0
0
0
0
0
0
0
0
0
0
0
0
0
0
0
0
0
0
0
0
0
0
0
0
0
0
0
0
0
0
0
0
0
0
0
0
0
0
0
0
0
0
0
0
0
0
0
0
0
0
0
0
0
0
0
0
0
0
0
0
0
0
0
0
0
0
0
0
0
0
0
0
0
0
0
0
0
0
0
0
0
0
0
0
0
0
0
0
0
0
0
0
0
0
0
0
0
0
0
0
0
0
0
0
0
0
0
0
0
0
0
0
0
0
0
0
0
0
0
0
0
0
0
0
0
0
0
0
0
0
0
0
0
0
0
0
0
0
0
0
0
0
0
0
0
0
0
0
0
0
0
0
0
0
0
0
0
0
0
0
0
0
0
0
0
0
0
0
0
0
0
0
0
0
0
0
0
0
0
0
0
0
0
0
0
0
0
0
0
0
0
0
0
0
0
0
0
0
0
0
0
0
0
0
0
0
0
0
0
0
0
0
0
0
0
0
0
0
0
0
0
0
0
0
0
0
0
0
0
0
0
0
0
0
0
0
0
0
0
0
0
0
0
0
0
0
0
0
0
0
0
0
0
0
0
0
0
0
0
0
0
0
0
0
0
0
0
0
0
0
0
0
0
0
0
0
0
0
0
0
0
0
0
0
0
0
0
0
0
0
0
0
0
0
0
0
0
0
0
0
0
0
0
0
0
0
0
0
0
0
0
0
0
0
0
0
0
0
0
0
0
0
0
0
0
0
0
0
0
0
0
0
0
0
0
0
0
0
0
0
0
0
0
0
0
0
0
0
0
0
0
0
0
0
0
0
0
0
0
0
0
0
0
0
0
0
0
0
0
0
0
0
0
0
0
0
0
0
0
0
0
0
0
0
0
0
0
0
0
0
0
0
0
0
0
0
0
0
0
0
0
0
0
0
0
0
0
0
0
0
0
0
0
0
0
0
0
0
0
0
0
0
0
0
0
0
0
0
0
0
0
0
0
0
0
0
0
0
0
0
0
0
0
0
0
0
0
0
0
0
0
0
0
0
0
0
0
0
0
0
0
0
0
0
0
0
0
0
0
0
0
0
0
0
0
0
0
0
0
0
0
0
0
0
0
0
0
0
0
0
0
0
0
0
0
0
0
0
0
0
0
0
0
0
0
0
0
0
0
0
0
0
0
0
0
0
0
0
0
0
0
0
0
0
0
0
0
0
0
0
0
0
0
0
0
0
0
0
0
0
0
0
0
0
0
0
0
0
0
0
0
0
0
0
0
0
0
0
0
0
0
0
0
0
0
0
0
0
0
0
0
0
0
0
0
0
0
0
0
0
0
0
0
0
0
0
0
0
0
0
0
0
0
0
0
0
0
0
0
0
0
0
0
0
0
0
0
0
0
0
0
0
0
0
0
0
0
0
0
0
0
0
0
0
0
0
0
0
0
0
0
0
0
0
0
0
0
0
0
0
0
0
0
0
0
0
0
0
0
0
0
0
0
0
0
0
0
0
0
0
0
0
0
0
0
0
0
0
0
0
0
0
0
0
0
0
0
0
0
0
0
0
0
0
0
0
0
0
0
0
0
0
0
0
0
0
0
0
0
0
0
0
0
0
0
0
0
0
0
0
0
0
0
0
0
0
0
0
0
0
0
0
0
0
0
0
0
0
0
0
0
0
0
0
0
0
0
0
0
0
0
0
0
0
0
0
0
0
0
0
0
0
0
0
0
0
0
0
0
0
0
0
0
0
0
0
0
0
0
0
0
0
0
0
0
0
0
0
0
0
0
0
0
0
0
0
0
0
0
0
0
0
0
0
0
0
0
0
0
0
0
0
0
0
0
0
0
0
0
0
0
0
0
0
0
0
0
0
0
0
0
0
0
0
0
0
0
0
0
0
0
0
0
0
0
0
0
0
0
0
0
0
0
0
0
0
0
0
0
0
0
0
0
0
0
0
0
0
0
0
0
0
0
0
0
0
0
0
0
0
0
0
0
0
0
0
0
0
0
0
0
0
0
0
0
0
0
0
0
0
0
0
0
0
0
0
0
0
0
0
0
0
0
0
0
0
0
0
0
0
0
0
0
0
0
0
0
0
0
0
0
0
0
0
0
0
0
0
0
0
0
0
0
0
0
0
0
0
0
0
0
0
0
0
0
0
0
0
0
0
0
0
0
0
0
0
0
0
0
0
0
0
0
0
0
0
0
0
0
0
0
0
0
0
0
0
0
0
0
0
0
0
0
0
0
0
0
0
0
0
0
0
0
0
0
0
0
0
0
0
0
0
0
0
0
0
0
0
0
0
0
0
0
0
0
0
0
0
0
0
0
0
0
0
0
0
0
0
0
0
0
0
0
0
0
0
0
0
0
0
0
0
0
0
0
0
0
0
0
0
0
0
0
0
0
0
0
0
0
0
0
0
0
0
0
0
0
0
0
0
0
0
0
0
0
0
0
0
0
0
0
0
0
0
0
0
0
0
0
0
0
0
0
0
0
0
0
0
0
0
0
0
0
0
0
0
0
0
0
0
0
0
0
0
0
0
0
0
0
0
0
0
0
0
0
0
0
0
0
0
0
0
0
0
0
0
0
0
0
0
0
0
0
0
0
0
0
0
0
0
0
0
0
0
0
0
0
0
0
0
0
0
0
0
0
0
0
0
0
0
0
0
0
0
0
0
0
0
0
0
0
0
0
0
0
0
0
0
0
0
0
0
0
0
0
0
0
0
0
0
0
0
0
0
0
0
0
0
0
0
0
0
0
0
0
0
0
0
0
0
0
0
0
0
0
0
0
0
0
0
0
0
0
0
0
0
0
0
0
0
0
0
0
0
0
0
0
0
0
0
0
0
0
0
0
0
0
0
0
0
0
0
0
0
0
0
0
0
0
0
0
0
0
0
0
0
0
0
0
0
0
0
0
0
0
0
0
0
0
0
0
0
0
0
0
0
0
0
0
0
0
0
0
0
0
0
0
0
0
0
0
0
0
0
0
0
0
0
0
0
0
0
0
0
0
0
0
0
0
0
0
0
0
0
0
0
0
0
0
0
0
0
0
0
0
0
0
0
0
0
0
0
0
0
0
0
0
0
0
0
0
0
0
0
0
0
0
0
0
0
0
0
0
0
0
0
0
0
0
0
0
0
0
0
0
0
0
0
0
0
0
0
0
0
0
0
0
0
0
0
0
0
0
0
0
0
0
0
0
0
0
0
0
0
0
0
0
0
0
0
0
0
0
0
0
0
0
0
0
0
0
0
0
0
0
0
0
0
0
0
0
0
0
0
0
0
0
0
0
0
0
0
0
0
0
0
0
0
0
0
0
0
0
0
0
0
0
0
0
0
0
0
0
0
0
0
0
0
0
0
0
0
0
0
0
0
0
0
0
0
0
0
0
0
0
0
0
0
0
0
0
0
0
0
0
0
0
0
0
0
0
0
0
0
0
0
0
0
0
0
0
0
0
0
0
0
0
0
0
0
0
0
0
0
0
0
0
0
0
0
0
0
0
0
0
0
0
0
0
0
0
0
0
0
0
0
0
0
0
0
0
0
0
0
0
0
0
0
0
0
0
0
0
0
0
0
0
0
0
0
0
0
0
0
0
0
0
0
0
0
0
0
0
0
0
0
0
0
0
0
0
0
0
0
0
0
0
0
0
0
0
0
0
0
0
0
0
0
0
0
0
0
0
0
0
0
0
0
0
0
0
0
0
0
0
0
0
0
0
0
0
0
0
0
0
0
0
0
0
0
0
0
0
0
0
0
0
0
0
0
0
0
0
0
0
0
0
0
0
0
0
0
0
0
0
0
0
0
0
0
0
0
0
0
0
0
0
0
0
0
0
0
0
0
0
0
0
0
0
0
0
0
0
0
0
0
0
0
0
0
0
0
0
0
0
0
0
0
0
0
0
0
0
0
0
0
0
0
0
0
0
0
0
0
0
0
0
0
0
0
0
0
0
0
0
0
0
0
0
0
0
0
0
0
0
0
0
0
0
0
0
0
0
0
0
0
0
0
0
0
0
0
0
0
0
0
0
0
0
0
0
0
0
0
0
0
0
0
0
0
0
0
0
0
0
0
0
0
0
0
0
0
0
0
0
0
0
0
0
0
0
0
0
0
0
0
0
0
0
0
0
0
0
0
0
0
0
0
0
0
0
0
0
0
0
0
0
0
0
0
0
0
0
0
0
0
0
0
0
0
0
0
0
0
0
0
0
0
0
0
0
0
0
0
0
0
0
0
0
0
0
0
0
0
0
0
0
0
0
0
0
0
0
0
0
0
0
0
0
0
0
0
0
0
0
0
0
0
0
0
0
0
0
0
0
0
0
0
0
0
0
0
0
0
0
0
0
0
0
0
0
0
0
0
0
0
0
0
0
0
0
0
0
0
0
0
0
0
0
0
0
0
0
0
0
0
0
0
0
0
0
0
0
0
0
0
0
0
0
0
0
0
0
0
0
0
0
0
0
0
0
0
0
0
0
0
0
0
0
0
0
0
0
0
0
0
0
0
0
0
0
0
0
0
0
0
0
0
0
0
0
0
0
0
0
0
0
0
0
0
0
0
0
0
0
0
0
0
0
0
0
0
0
0
0
0
0
0
0
0
0
0
0
0
0
0
0
0
0
0
0
0
0
0
0
0
0
0
0
0
0
0
0
0
0
0
0
0
0
0
0
0
0
0
0
0
0
0
0
0
0
0
0
0
0
0
0
0
0
0
0
0
0
0
0
0
0
0
0
0
0
0
0
0
0
0
0
0
0
0
0
0
0
0
0
0
0
0
0
0
0
0
0
0
0
0
0
0
0
0
0
0
0
0
0
0
0
0
0
0
0
0
0
0
0
0
0
0
0
0
0
0
0
0
0
0
0
0
0
0
0
0
0
0
0
0
0
0
0
0
0
0
0
0
0
0
0
0
0
0
0
0
0
0
0
0
0
0
0
0
0
0
0
0
0
0
0
0
0
0
0
0
0
0
0
0
0
0
0
0
0
0
0
0
0
0
0
0
0
0
0
0
0
0
0
0
0
0
0
0
0
0
0
0
0
0
0
0
0
0
0
0
0
0
0
0
0
0
0
0
0
0
0
0
0
0
0
0
0
0
0
0
0
0
0
0
0
0
0
0
0
0
0
0
0
0
0
0
0
0
0
0
0
0
0
0
0
0
0
0
0
0
0
0
0
0
0
0
0
0
0
0
0
0
0
0
0
0
0
0
0
0
0
0
0
0
0
0
0
0
0
0
0
0
0
0
0
0
0
0
0
0
0
0
0
0
0
0
0
0
0
0
0
0
0
0
0
0
0
0
0
0
0
0
0
0
0
0
0
0
0
0
0
0
0
0
0
0
0
0
0
0
0
0
0
0
0
0
0
0
0
0
0
0
0
0
0
0
0
0
0
0
0
0
0
0
0
0
0
0
0
0
0
0
0
0
0
0
0
0
0
0
0
0
0
0
0
0
0
0
0
0
0
0
0
0
0
0
0
0
0
0
0
0
0
0
0
0
0
0
0
0
0
0
0
0
0
0
0
0
0
0
0
0
0
0
0
0
0
0
0
0
0
0
0
0
0
0
0
0
0
0
0
0
0
0
0
0
0
0
0
0
0
0
0
0
0
0
0
0
0
0
0
0
0
0
0
0
0
0
0
0
0
0
0
0
0
0
0
0
0
0
0
0
0
0
0
0
0
0
0
0
0
0
0
0
0
0
0
0
0
0
0
0
0
0
0
0
0
0
0
0
0
0
0
0
0
0
0
0
0
0
0
0
0
0
0
0
0
0
0
0
0
0
0
0
0
0
0
0
0
0
0
0
0
0
0
0
0
0
0
0
0
0
0
0
0
0
0
0
0
0
0
0
0
0
0
0
0
0
0
0
0
0
0
0
0
0
0
0
0
0
0
0
0
0
0
0
0
0
0
0
0
0
0
0
0
0
0
0
0
0
0
0
0
0
0
0
0
0
0
0
0
0
0
0
0
0
0
0
0
0
0
0
0
0
0
0
0
0
0
0
0
0
0
0
0
0
0
0
0
0
0
0
0
0
0
0
0
0
0
0
0
0
0
0
0
0
0
0
0
0
0
0
0
0
0
0
0
0
0
0
0
0
0
0
0
0
0
0
0
0
0
0
0
0
0
0
0
0
0
0
0
0
0
0
0
0
0
0
0
0
0
0
0
0
0
0
0
0
0
0
0
0
0
0
0
0
0
0
0
0
0
0
0
0
0
0
0
0
0
0
0
0
0
0
0
0
0
0
0
0
0
0
0
0
0
0
0
0
0
0
0
0
0
0
0
0
0
0
0
0
0
0
0
0
0
0
0
0
0
0
0
0
0
0
0
0
0
0
0
0
0
0
0
0
0
0
0
0
0
0
0
0
0
0
0
0
0
0
0
0
0
0
0
0
0
0
0
0
0
0
0
0
0
0
0
0
0
0
0
0
0
0
0
0
0
0
0
0
0
0
0
0
0
0
0
0
0
0
0
0
0
0
0
0
0
0
0
0
0
0
0
0
0
0
0
0
0
0
0
0
0
0
0
0
0
0
0
0
0
0
0
0
0
0
0
0
0
0
0
0
0
0
0
0
0
0
0
0
0
0
0
0
0
0
0
0
0
0
0
0
0
0
0
0
0
0
0
0
0
0
0
0
0
0
0
0
0
0
0
0
0
0
0
0
0
0
0
0
0
0
0
0
0
0
0
0
0
0
0
0
0
0
0
0
0
0
0
0
0
0
0
0
0
0
0
0
0
0
0
0
0
0
0
0
0
0
0
0
0
0
0
0
0
0
0
0
0
0
0
0
0
0
0
0
0
0
0
0
0
0
0
0
0
0
0
0
0
0
0
0
0
0
0
0
0
0
0
0
0
0
0
0
0
0
0
0
0
0
0
0
0
0
0
0
0
0
0
0
0
0
0
0
0
0
0
0
0
0
0
0
0
0
0
0
0
0
0
0
0
0
0
0
0
0
0
0
0
0
0
0
0
0
0
0
0
0
0
0
0
0
0
0
0
0
0
0
0
0
0
0
0
0
0
0
0
0
0
0
0
0
0
0
0
0
0
0
0
0
0
0
0
0
0
0
0
0
0
0
0
0
0
0
0
0
0
0
0
0
0
0
0
0
0
0
0
0
0
0
0
0
0
0
0
0
0
0
0
0
0
0
0
0
0
0
0
0
0
0
0
0
0
0
0
0
0
0
0
0
0
0
0
0
0
0
0
0
0
0
0
0
0
0
0
0
0
0
0
0
0
0
0
0
0
0
0
0
0
0
0
0
0
0
0
0
0
0
0
0
0
0
0
0
0
0
0
0
0
0
0
0
0
0
0
0
0
0
0
0
0
0
0
0
0
0
0
0
0
0
0
0
0
0
0
0
0
0
0
0
0
0
0
0
0
0
0
0
0
0
0
0
0
0
0
0
0
0
0
0
0
0
0
0
0
0
0
0
0
0
0
0
0
0
0
0
0
0
0
0
0
0
0
0
0
0
0
0
0
0
0
0
0
0
0
0
0
0
0
0
0
0
0
0
0
0
0
0
0
0
0
0
0
0
0
0
0
0
0
0
0
0
0
0
0
0
0
0
0
0
0
0
0
0
0
0
0
0
0
0
0
0
0
0
0
0
0
0
0
0
0
0
0
0
0
0
0
0
0
0
0
0
0
0
0
0
0
0
0
0
0
0
0
0
0
0
0
0
0
0
0
0
0
0
0
0
0
0
0
0
0
0
0
0
0
0
0
0
0
0
0
0
0
0
0
0
0
0
0
0
0
0
0
0
0
0
0
0
0
0
0
0
0
0
0
0
0
0
0
0
0
0
0
0
0
0
0
0
0
0
0
0
0
0
0
0
0
0
0
0
0
0
0
0
0
0
0
0
0
0
0
0
0
0
0
0
0
0
0
0
0
0
0
0
0
0
0
0
0
0
0
0
0
0
0
0
0
0
0
0
0
0
0
0
0
0
0
0
0
0
0
0
0
0
0
0
0
0
0
0
0
0
0
0
0
0
0
0
0
0
0
0
0
0
0
0
0
0
0
0
0
0
0
0
0
0
0
0
0
0
0
0
0
0
0
0
0
0
0
0
0
0
0
0
0
0
0
0
0
0
0
0
0
0
0
0
0
0
0
0
0
0
0
0
0
0
0
0
0
0
0
0
0
0
0
0
0
0
0
0
0
0
0
0
0
0
0
0
0
0
0
0
0
0
0
0
0
0
0
0
0
0
0
0
0
0
0
0
0
0
0
0
0
0
0
0
0
0
0
0
0
0
0
0
0
0
0
0
0
0
0
0
0
0
0
0
0
0
0
0
0
0
0
0
0
0
0
0
0
0
0
0
0
0
0
0
0
0
0
0
0
0
0
0
0
0
0
0
0
0
0
0
0
0
0
0
0
0
0
0
0
0
0
0
0
0
0
0
0
0
0
0
0
0
0
0
0
0
0
0
0
0
0
0
0
0
0
0
0
0
0
0
0
0
0
0
0
0
0
0
0
0
0
0
0
0
0
0
0
0
0
0
0
0
0
0
0
0
0
0
0
0
0
0
0
0
0
0
0
0
0
0
0
0
0
0
0
0
0
0
0
0
0
0
0
0
0
0
0
0
0
0
0
0
0
0
0
0
0
0
0
0
0
0
0
0
0
0
0
0
0
0
0
0
0
0
0
0
0
0
0
0
0
0
0
0
0
0
0
0
0
0
0
0
0
0
0
0
0
0
0
0
0
0
0
0
0
0
0
0
0
0
0
0
0
0
0
0
0
0
0
0
0
0
0
0
0
0
0
0
0
0
0
0
0
0
0
0
0
0
0
0
0
0
0
0
0
0
0
0
0
0
0
0
0
0
0
0
0
0
0
0
0
0
0
0
0
0
0
0
0
0
0
0
0
0
0
0
0
0
0
0
0
0
0
0
0
0
0
0
0
0
0
0
0
0
0
0
0
0
0
0
0
0
0
0
0
0
0
0
0
0
0
0
0
0
0
0
0
0
0
0
0
0
0
0
0
0
0
0
0
0
0
0
0
0
0
0
0
0
0
0
0
0
0
0
0
0
0
0
0
0
0
0
0
0
0
0
0
0
0
0
0
0
0
0
0
0
0
0
0
0
0
0
0
0
0
0
0
0
0
0
0
0
0
0
0
0
0
0
0
0
0
0
0
0
0
0
0
0
0
0
0
0
0
0
0
0
0
0
0
0
0
0
0
0
0
0
0
0
0
0
0
0
0
0
0
0
0
0
0
0
0
0
0
0
0
0
0
0
0
0
0
0
0
0
0
0
0
0
0
0
0
0
0
0
0
0
0
0
0
0
0
0
0
0
0
0
0
0
0
0
0
0
0
0
0
0
0
0
0
0
0
0
0
0
0
0
0
0
0
0
0
0
0
0
0
0
0
0
0
0
0
0
0
0
0
0
0
0
0
0
0
0
0
0
0
0
0
0
0
0
0
0
0
0
0
0
0
0
0
0
0
0
0
0
0
0
0
0
0
0
0
0
0
0
0
0
0
0
0
0
0
0
0
0
0
0
0
0
0
0
0
0
0
0
0
0
0
0
0
0
0
0
0
0
0
0
0
0
0
0
0
0
0
0
0
0
0
0
0
0
0
0
0
0
0
0
0
0
0
0
0
0
0
0
0
0
0
0
0
0
0
0
0
0
0
0
0
0
0
0
0
0
0
0
0
0
0
0
0
0
0
0
0
0
0
0
0
0
0
0
0
0
0
0
0
0
0
0
0
0
0
0
0
0
0
0
0
0
0
0
0
0
0
0
0
0
0
0
0
0
0
0
0
0
0
0
0
0
0
0
0
0
0
0
0
0
0
0
0
0
0
0
0
0
0
0
0
0
0
0
0
0
0
0
0
0
0
0
0
0
0
0
0
0
0
0
0
0
0
0
0
0
0
0
0
0
0
0
0
0
0
0
0
0
0
0
0
0
0
0
0
0
0
0
0
0
0
0
0
0
0
0
0
0
0
0
0
0
0
0
0
0
0
0
0
0
0
0
0
0
0
0
0
0
0
0
0
0
0
0
0
0
0
0
0
0
0
0
0
0
0
0
0
0
0
0
0
0
0
0
0
0
0
0
0
0
0
0
0
0
0
0
0
0
0
0
0
0
0
0
0
0
0
0
0
0
0
0
0
0
0
0
0
0
0
0
0
0
0
0
0
0
0
0
0
0
0
0
0
0
0
0
0
0
0
0
0
0
0
0
0
0
0
0
0
0
0
0
0
0
0
0
0
0
0
0
0
0
0
0
0
0
0
0
0
0
0
0
0
0
0
0
0
0
0
0
0
0
0
0
0
0
0
0
0
0
0
0
0
0
0
0
0
0
0
0
0
0
0
0
0
0
0
0
0
0
0
0
0
0
0
0
0
0
0
0
0
0
0
0
0
0
0
0
0
0
0
0
0
0
0
0
0
0
0
0
0
0
0
0
0
0
0
0
0
0
0
0
0
0
0
0
0
0
0
0
0
0
0
0
0
0
0
0
0
0
0
0
0
0
0
0
0
0
0
0
0
0
0
0
0
0
0
0
0
0
0
0
0
0
0
0
0
0
0
0
0
0
0
0
0
0
0
0
0
0
0
0
0
0
0
0
0
0
0
0
0
0
0
0
0
0
0
0
0
0
0
0
0
0
0
0
0
0
0
0
0
0
0
0
0
0
0
0
0
0
0
0
0
0
0
0
0
0
0
0
0
0
0
0
0
0
0
0
0
0
0
0
0
0
0
0
0
0
0
0
0
0
0
0
0
0
0
0
0
0
0
0
0
0
0
0
0
0
0
0
0
0
0
0
0
0
0
0
0
0
0
0
0
0
0
0
0
0
0
0
0
0
0
0
0
0
0
0
0
0
0
0
0
0
0
0
0
0
0
0
0
0
0
0
0
0
0
0
0
0
0
0
0
0
0
0
0
0
0
0
0
0
0
0
0
0
0
0
0
0
0
0
0
0
0
0
0
0
0
0
0
0
0
0
0
0
0
0
0
0
0
0
0
0
0
0
0
0
0
0
0
0
0
0
0
0
0
0
0
0
0
0
0
0
0
0
0
0
0
0
0
0
0
0
0
0
0
0
0
0
0
0
0
0
0
0
0
0
0
0
0
0
0
0
0
0
0
0
0
0
0
0
0
0
0
0
0
0
0
0
0
0
0
0
0
0
0
0
0
0
0
0
0
0
0
0
0
0
0
0
0
0
0
0
0
0
0
0
0
0
0
0
0
0
0
0
0
0
0
0
0
0
0
0
0
0
0
0
0
0
0
0
0
0
0
0
0
0
0
0
0
0
0
0
0
0
0
0
0
0
0
0
0
0
0
0
0
0
0
0
0
0
0
0
0
0
0
0
0
0
0
0
0
0
0
0
0
0
0
0
0
0
0
0
0
0
0
0
0
0
0
0
0
0
0
0
0
0
0
0
0
0
0
0
0
0
0
0
0
0
0
0
0
0
0
0
0
0
0
0
0
0
0
0
0
0
0
0
0
0
0
0
0
0
0
0
0
0
0
0
0
0
0
0
0
0
0
0
0
0
0
0
0
0
0
0
0
0
0
0
0
0
0
0
0
0
0
0
0
0
0
0
0
0
0
0
0
0
0
0
0
0
0
0
0
0
0
0
0
0
0
0
0
0
0
0
0
0
0
0
0
0
0
0
0
0
0
0
0
0
0
0
0
0
0
0
0
0
0
0
0
0
0
0
0
0
0
0
0
0
0
0
0
0
0
0
0
0
0
0
0
0
0
0
0
0
0
0
0
0
0
0
0
0
0
0
0
0
0
0
0
0
0
0
0
0
0
0
0
0
0
0
0
0
0
0
0
0
0
0
0
0
0
0
0
0
0
0
0
0
0
0
0
0
0
0
0
0
0
0
0
0
0
0
0
0
0
0
0
0
0
0
0
0
0
0
0
0
0
0
0
0
0
0
0
0
0
0
0
0
0
0
0
0
0
0
0
0
0
0
0
0
0
0
0
0
0
0
0
0
0
0
0
0
0
0
0
0
0
0
0
0
0
0
0
0
0
0
0
0
0
0
0
0
0
0
0
0
0
0
0
0
0
0
0
0
0
0
0
0
0
0
0
0
0
0
0
0
0
0
0
0
0
0
0
0
0
0
0
0
0
0
0
0
0
0
0
0
0
0
0
0
0
0
0
0
0
0
0
0
0
0
0
0
0
0
0
0
0
0
0
0
0
0
0
0
0
0
0
0
0
0
0
0
0
0
0
0
0
0
0
0
0
0
0
0
0
0
0
0
0
0
0
0
0
0
0
0
0
0
0
0
0
0
0
0
0
0
0
0
0
0
0
0
0
0
0
0
0
0
0
0
0
0
0
0
0
0
0
0
0
0
0
0
0
0
0
0
0
0
0
0
0
0
0
0
0
0
0
0
0
0
0
0
0
0
0
0
0
0
0
0
0
0
0
0
0
0
0
0
0
0
0
0
0
0
0
0
0
0
0
0
0
0
0
0
0
0
0
0
0
0
0
0
0
0
0
0
0
0
0
0
0
0
0
0
0
0
0
0
0
0
0
0
0
0
0
0
0
0
0
0
0
0
0
0
0
0
0
0
0
0
0
0
0
0
0
0
0
0
0
0
0
0
0
0
0
0
0
0
0
0
0
0
0
0
0
0
0
0
0
0
0
0
0
0
0
0
0
0
0
0
0
0
0
0
0
0
0
0
0
0
0
0
0
0
0
0
0
0
0
0
0
0
0
0
0
0
0
0
0
0
0
0
0
0
0
0
0
0
0
0
0
0
0
0
0
0
0
0
0
0
0
0
0
0
0
0
0
0
0
0
0
0
0
0
0
0
0
0
0
0
0
0
0
0
0
0
0
0
0
0
0
0
0
0
0
0
0
0
0
0
0
0
0
0
0
0
0
0
0
0
0
0
0
0
0
0
0
0
0
0
0
0
0
0
0
0
0
0
0
0
0
0
0
0
0
0
0
0
0
0
0
0
0
0
0
0
0
0
0
0
0
0
0
0
0
0
0
0
0
0
0
0
0
0
0
0
0
0
0
0
0
0
0
0
0
0
0
0
0
0
0
0
0
0
0
0
0
0
0
0
0
0
0
0
0
0
0
0
0
0
0
0
0
0
0
0
0
0
0
0
0
0
0
0
0
0
0
0
0
0
0
0
0
0
0
0
0
0
0
0
0
0
0
0
0
0
0
0
0
0
0
0
0
0
0
0
0
0
0
0
0
0
0
0
0
0
0
0
0
0
0
0
0
0
0
0
0
0
0
0
0
0
0
0
0
0
0
0
0
0
0
0
0
0
0
0
0
0
0
0
0
0
0
0
0
0
0
0
0
0
0
0
0
0
0
0
0
0
0
0
0
0
0
0
0
0
0
0
0
0
0
0
0
0
0
0
0
0
0
0
0
0
0
0
0
0
0
0
0
0
0
0
0
0
0
0
0
0
0
0
0
0
0
0
0
0
0
0
0
0
0
0
0
0
0
0
0
0
0
0
0
0
0
0
0
0
0
0
0
0
0
0
0
0
0
0
0
0
0
0
0
0
0
0
0
0
0
0
0
0
0
0
0
0
0
0
0
0
0
0
0
0
0
0
0
0
0
0
0
0
0
0
0
0
0
0
0
0
0
0
0
0
0
0
0
0
0
0
0
0
0
0
0
0
0
0
0
0
0
0
0
0
0
0
0
0
0
0
0
0
0
0
0
0
0
0
0
0
0
0
0
0
0
0
0
0
0
0
0
0
0
0
0
0
0
0
0
0
0
0
0
0
0
0
0
0
0
0
0
0
0
0
0
0
0
0
0
0
0
0
0
0
0
0
0
0
0
0
0
0
0
0
0
0
0
0
0
0
0
0
0
0
0
0
0
0
0
0
0
0
0
0
0
0
0
0
0
0
0
0
0
0
0
0
0
0
0
0
0
0
0
0
0
0
0
0
0
0
0
0
0
0
0
0
0
0
0
0
0
0
0
0
0
0
0
0
0
0
0
0
0
0
0
0
0
0
0
0
0
0
0
0
0
0
0
0
0
0
0
0
0
0
0
0
0
0
0
0
0
0
0
0
0
0
0
0
0
0
0
0
0
0
0
0
0
0
0
0
0
0
0
0
0
0
0
0
0
0
0
0
0
0
0
0
0
0
0
0
0
0
0
0
0
0
0
0
0
0
0
0
0
0
0
0
0
0
0
0
0
0
0
0
0
0
0
0
0
0
0
0
0
0
0
0
0
0
0
0
0
0
0
0
0
0
0
0
0
0
0
0
0
0
0
0
0
0
0
0
0
0
0
0
0
0
0
0
0
0
0
0
0
0
0
0
0
0
0
0
0
0
0
0
0
0
0
0
0
0
0
0
0
0
0
0
0
0
0
0
0
0
0
0
0
0
0
0
0
0
0
0
0
0
0
0
0
0
0
0
0
0
0
0
0
0
0
0
0
0
0
0
0
0
0
0
0
0
0
0
0
0
0
0
0
0
0
0
0
0
0
0
0
0
0
0
0
0
0
0
0
0
0
0
0
0
0
0
0
0
0
0
0
0
0
0
0
0
0
0
0
0
0
0
0
0
0
0
0
0
0
0
0
0
0
0
0
0
0
0
0
0
0
0
0
0
0
0
0
0
0
0
0
0
0
0
0
0
0
0
0
0
0
0
0
0
0
0
0
0
0
0
0
0
0
0
0
0
0
0
0
0
0
0
0
0
0
0
0
0
0
0
0
0
0
0
0
0
0
0
0
0
0
0
0
0
0
0
0
0
0
0
0
0
0
0
0
0
0
0
0
0
0
0
0
0
0
0
0
0
0
0
0
0
0
0
0
0
0
0
0
0
0
0
0
0
0
0
0
0
0
0
0
0
0
0
0
0
0
0
0
0
0
0
0
0
0
0
0
0
0
0
0
0
0
0
0
0
0
0
0
0
0
0
0
0
0
0
0
0
0
0
0
0
0
0
0
0
0
0
0
0
0
0
0
0
0
0
0
0
0
0
0
0
0
0
0
0
0
0
0
0
0
0
0
0
0
0
0
0
0
0
0
0
0
0
0
0
0
0
0
0
0
0
0
0
0
0
0
0
0
0
0
0
0
0
0
0
0
0
0
0
0
0
0
0
0
0
0
0
0
0
0
0
0
0
0
0
0
0
0
0
0
0
0
0
0
0
0
0
0
0
0
0
0
0
0
0
0
0
0
0
0
0
0
0
0
0
0
0
0
0
0
0
0
0
0
0
0
0
0
0
0
0
0
0
0
0
0
0
0
0
0
0
0
0
0
0
0
0
0
0
0
0
0
0
0
0
0
0
0
0
0
0
0
0
0
0
0
0
0
0
0
0
0
0
0
0
0
0
0
0
0
0
0
0
0
0
0
0
0
0
0
0
0
0
0
0
0
0
0
0
0
0
0
0
0
0
0
0
0
0
0
0
0
0
0
0
0
0
0
0
0
0
0
0
0
0
0
0
0
0
0
0
0
0
0
0
0
0
0
0
0
0
0
0
0
0
0
0
0
0
0
0
0
0
0
0
0
0
0
0
0
0
0
0
0
0
0
0
0
0
0
0
0
0
0
0
0
0
0
0
0
0
0
0
0
0
0
0
0
0
0
0
0
0
0
0
0
0
0
0
0
0
0
0
0
0
0
0
0
0
0
0
0
0
0
0
0
0
0
0
0
0
0
0
0
0
0
0
0
0
0
0
0
0
0
0
0
0
0
0
0
0
0
0
0
0
0
0
0
0
0
0
0
0
0
0
0
0
0
0
0
0
0
0
0
0
0
0
0
0
0
0
0
0
0
0
0
0
0
0
0
0
0
0
0
0
0
0
0
0
0
0
0
0
0
0
0
0
0
0
0
0
0
0
0
0
0
0
0
0
0
0
0
0
0
0
0
0
0
0
0
0
0
0
0
0
0
0
0
0
0
0
0
0
0
0
0
0
0
0
0
0
0
0
0
0
0
0
0
0
0
0
0
0
0
0
0
0
0
0
0
0
0
0
0
0
0
0
0
0
0
0
0
0
0
0
0
0
0
0
0
0
0
0
0
0
0
0
0
0
0
0
0
0
0
0
0
0
0
0
0
0
0
0
0
0
0
0
0
0
0
0
0
0
0
0
0
0
0
0
0
0
0
0
0
0
0
0
0
0
0
0
0
0
0
0
0
0
0
0
0
0
0
0
0
0
0
0
0
0
0
0
0
0
0
0
0
0
0
0
0
0
0
0
0
0
0
0
0
0
0
0
0
0
0
0
0
0
0
0
0
0
0
0
0
0
0
0
0
0
0
0
0
0
0
0
0
0
0
0
0
0
0
0
0
0
0
0
0
0
0
0
0
0
0
0
0
0
0
0
0
0
0
0
0
0
0
0
0
0
0
0
0
0
0
0
0
0
0
0
0
0
0
0
0
0
0
0
0
0
0
0
0
0
0
0
0
0
0
0
0
0
0
0
0
0
0
0
0
0
0
0
0
0
0
0
0
0
0
0
0
0
0
0
0
0
0
0
0
0
0
0
0
0
0
0
0
0
0
0
0
0
0
0
0
0
0
0
0
0
0
0
0
0
0
0
0
0
0
0
0
0
0
0
0
0
0
0
0
0
0
0
0
0
0
0
0
0
0
0
0
0
0
0
0
0
0
0
0
0
0
0
0
0
0
0
0
0
0
0
0
0
0
0
0
0
0
0
0
0
0
0
0
0
0
0
0
0
0
0
0
0
0
0
0
0
0
0
0
0
0
0
0
0
0
0
0
0
0
0
0
0
0
0
0
0
0
0
0
0
0
0
0
0
0
0
0
0
0
0
0
0
0
0
0
0
0
0
0
0
0
0
0
0
0
0
0
0
0
0
0
0
0
0
0
0
0
0
0
0
0
0
0
0
0
0
0
0
0
0
0
0
0
0
0
0
0
0
0
0
0
0
0
0
0
0
0
0
0
0
0
0
0
0
0
0
0
0
0
0
0
0
0
0
0
0
0
0
0
0
0
0
0
0
0
0
0
0
0
0
0
0
0
0
0
0
0
0
0
0
0
0
0
0
0
0
0
0
0
0
0
0
0
0
0
0
0
0
0
0
0
0
0
0
0
0
0
0
0
0
0
0
0
0
0
0
0
0
0
0
0
0
0
0
0
0
0
0
0
0
0
0
0
0
0
0
0
0
0
0
0
0
0
0
0
0
0
0
0
0
0
0
0
0
0
0
0
0
0
0
0
0
0
0
0
0
0
0
0
0
0
0
0
0
0
0
0
0
0
0
0
0
0
0
0
0
0
0
0
0
0
0
0
0
0
0
0
0
0
0
0
0
0
0
0
0
0
0
0
0
0
0
0
0
0
0
0
0
0
0
0
0
0
0
0
0
0
0
0
0
0
0
0
0
0
0
0
0
0
0
0
0
0
0
0
0
0
0
0
0
0
0
0
0
0
0
0
0
0
0
0
0
0
0
0
0
0
0
0
0
0
0
0
0
0
0
0
0
0
0
0
0
0
0
0
0
0
0
0
0
0
0
0
0
0
0
0
0
0
0
0
0
0
0
0
0
0
0
0
0
0
0
0
0
0
0
0
0
0
0
0
0
0
0
0
0
0
0
0
0
0
0
0
0
0
0
0
0
0
0
0
0
0
0
0
0
0
0
0
0
0
0
0
0
0
0
0
0
0
0
0
0
0
0
0
0
0
0
0
0
0
0
0
0
0
0
0
0
0
0
0
0
0
0
0
0
0
0
0
0
0
0
0
0
0
0
0
0
0
0
0
0
0
0
0
0
0
0
0
0
0
0
0
0
0
0
0
0
0
0
0
0
0
0
0
0
0
0
0
0
0
0
0
0
0
0
0
0
0
0
0
0
0
0
0
0
0
0
0
0
0
0
0
0
0
0
0
0
0
0
0
0
0
0
0
0
0
0
0
0
0
0
0
0
0
0
0
0
0
0
0
0
0
0
0
0
0
0
0
0
0
0
0
0
0
0
0
0
0
0
0
0
0
0
0
0
0
0
0
0
0
0
0
0
0
0
0
0
0
0
0
0
0
0
0
0
0
0
0
0
0
0
0
0
0
0
0
0
0
0
0
0
0
0
0
0
0
0
0
0
0
0
0
0
0
0
0
0
0
0
0
0
0
0
0
0
0
0
0
0
0
0
0
0
0
0
0
0
0
0
0
0
0
0
0
0
0
0
0
0
0
0
0
0
0
0
0
0
0
0
0
0
0
0
0
0
0
0
0
0
0
0
0
0
0
0
0
0
0
0
0
0
0
0
0
0
0
0
0
0
0
0
0
0
0
0
0
0
0
0
0
0
0
0
0
0
0
0
0
0
0
0
0
0
0
0
0
0
0
0
0
0
0
0
0
0
0
0
0
0
0
0
0
0
0
0
0
0
0
0
0
0
0
0
0
0
0
0
0
0
0
0
0
0
0
0
0
0
0
0
0
0
0
0
0
0
0
0
0
0
0
0
0
0
0
0
0
0
0
0
0
0
0
0
0
0
0
0
0
0
0
0
0
0
0
0
0
0
0
0
0
0
0
0
0
0
0
0
0
0
0
0
0
0
0
0
0
0
0
0
0
0
0
0
0
0
0
0
0
0
0
0
0
0
0
0
0
0
0
0
0
0
0
0
0
0
0
0
0
0
0
0
0
0
0
0
0
0
0
0
0
0
0
0
0
0
0
0
0
0
0
0
0
0
0
0
0
0
0
0
0
0
0
0
0
0
0
0
0
0
0
0
0
0
0
0
0
0
0
0
0
0
0
0
0
0
0
0
0
0
0
0
0
0
0
0
0
0
0
0
0
0
0
0
0
0
0
0
0
0
0
0
0
0
0
0
0
0
0
0
0
0
0
0
0
0
0
0
0
0
0
0
0
0
0
0
0
0
0
0
0
0
0
0
0
0
0
0
0
0
0
0
0
0
0
0
0
0
0
0
0
0
0
0
0
0
0
0
0
0
0
0
0
0
0
0
0
0
0
0
0
0
0
0
0
0
0
0
0
0
0
0
0
0
0
0
0
0
0
0
0
0
0
0
0
0
0
0
0
0
0
0
0
0
0
0
0
0
0
0
0
0
0
0
0
0
0
0
0
0
0
0
0
0
0
0
0
0
0
0
0
0
0
0
0
0
0
0
0
0
0
0
0
0
0
0
0
0
0
0
0
0
0
0
0
0
0
0
0
0
0
0
0
0
0
0
0
0
0
0
0
0
0
0
0
0
0
0
0
0
0
0
0
0
0
0
0
0
0
0
0
0
0
0
0
0
0
0
0
0
0
0
0
0
0
0
0
0
0
0
0
0
0
0
0
0
0
0
0
0
0
0
0
0
0
0
0
0
0
0
0
0
0
0
0
0
0
0
0
0
0
0
0
0
0
0
0
0
0
0
0
0
0
0
0
0
0
0
0
0
0
0
0
0
0
0
0
0
0
0
0
0
0
0
0
0
0
0
0
0
0
0
0
0
0
0
0
0
0
0
0
0
0
0
0
0
0
0
0
0
0
0
0
0
0
0
0
0
0
0
0
0
0
0
0
0
0
0
0
0
0
0
0
0
0
0
0
0
0
0
0
0
0
0
0
0
0
0
0
0
0
0
0
0
0
0
0
0
0
0
0
0
0
0
0
0
0
0
0
0
0
0
0
0
0
0
0
0
0
0
0
0
0
0
0
0
0
0
0
0
0
0
0
0
0
0
0
0
0
0
0
0
0
0
0
0
0
0
0
0
0
0
0
0
0
0
0
0
0
0
0
0
0
0
0
0
0
0
0
0
0
0
0
0
0
0
0
0
0
0
0
0
0
0
0
0
0
0
0
0
0
0
0
0
0
0
0
0
0
0
0
0
0
0
0
0
0
0
0
0
0
0
0
0
0
0
0
0
0
0
0
0
0
0
0
0
0
0
0
0
0
0
0
0
0
0
0
0
0
0
0
0
0
0
0
0
0
0
0
0
0
0
0
0
0
0
0
0
0
0
0
0
0
0
0
0
0
0
0
0
0
0
0
0
0
0
0
0
0
0
0
0
0
0
0
0
0
0
0
0
0
0
0
0
0
0
0
0
0
0
0
0
0
0
0
0
0
0
0
0
0
0
0
0
0
0
0
0
0
0
0
0
0
0
0
0
0
0
0
0
0
0
0
0
0
0
0
0
0
0
0
0
0
0
0
0
0
0
0
0
0
0
0
0
0
0
0
0
0
0
0
0
0
0
0
0
0
0
0
0
0
0
0
0
0
0
0
0
0
0
0
0
0
0
0
0
0
0
0
0
0
0
0
0
0
0
0
0
0
0
0
0
0
0
0
0
0
0
0
0
0
0
0
0
0
0
0
0
0
0
0
0
0
0
0
0
0
0
0
0
0
0
0
0
0
0
0
0
0
0
0
0
0
0
0
0
0
0
0
0
0
0
0
0
0
0
0
0
0
0
0
0
0
0
0
0
0
0
0
0
0
0
0
0
0
0
0
0
0
0
0
0
0
0
0
0
0
0
0
0
0
0
0
0
0
0
0
0
0
0
0
0
0
0
0
0
0
0
0
0
0
0
0
0
0
0
0
0
0
0
0
0
0
0
0
0
0
0
0
0
0
0
0
0
0
0
0
0
0
0
0
0
0
0
0
0
0
0
0
0
0
0
0
0
0
0
0
0
0
0
0
0
0
0
0
0
0
0
0
0
0
0
0
0
0
0
0
0
0
0
0
0
0
0
0
0
0
0
0
0
0
0
0
0
0
0
0
0
0
0
0
0
0
0
0
0
0
0
0
0
0
0
0
0
0
0
0
0
0
0
0
0
0
0
0
0
0
0
0
0
0
0
0
0
0
0
0
0
0
0
0
0
0
0
0
0
0
0
0
0
0
0
0
0
0
0
0
0
0
0
0
0
0
0
0
0
0
0
0
0
0
0
0
0
0
0
0
0
0
0
0
0
0
0
0
0
0
0
0
0
0
0
0
0
0
0
0
0
0
0
0
0
0
0
0
0
0
0
0
0
0
0
0
0
0
0
0
0
0
0
0
0
0
0
0
0
0
0
0
0
0
0
0
0
0
0
0
0
0
0
0
0
0
0
0
0
0
0
0
0
0
0
0
0
0
0
0
0
0
0
0
0
0
0
0
0
0
0
0
0
0
0
0
0
0
0
0
0
0
0
0
0
0
0
0
0
0
0
0
0
0
0
0
0
0
0
0
0
0
0
0
0
0
0
0
0
0
0
0
0
0
0
0
0
0
0
0
0
0
0
0
0
0
0
0
0
0
0
0
0
0
0
0
0
0
0
0
0
0
0
0
0
0
0
0
0
0
0
0
0
0
0
0
0
0
0
0
0
0
0
0
0
0
0
0
0
0
0
0
0
0
0
0
0
0
0
0
0
0
0
0
0
0
0
0
0
0
0
0
0
0
0
0
0
0
0
0
0
0
0
0
0
0
0
0
0
0
0
0
0
0
0
0
0
0
0
0
0
0
0
0
0
0
0
0
0
0
0
0
0
0
0
0
0
0
0
0
0
0
0
0
0
0
0
0
0
0
0
0
0
0
0
0
0
0
0
0
0
0
0
0
0
0
0
0
0
0
0
0
0
0
0
0
0
0
0
0
0
0
0
0
0
0
0
0
0
0
0
0
0
0
0
0
0
0
0
0
0
0
0
0
0
0
0
0
0
0
0
0
0
0
0
0
0
0
0
0
0
0
0
0
0
0
0
0
0
0
0
0
0
0
0
0
0
0
0
0
0
0
0
0
0
0
0
0
0
0
0
0
0
0
0
0
0
0
0
0
0
0
0
0
0
0
0
0
0
0
0
0
0
0
0
0
0
0
0
0
0
0
0
0
0
0
0
0
0
0
0
0
0
0
0
0
0
0
0
0
0
0
0
0
0
0
0
0
0
0
0
0
0
0
0
0
0
0
0
0
0
0
0
0
0
0
0
0
0
0
0
0
0
0
0
0
0
0
0
0
0
0
0
0
0
0
0
0
0
0
0
0
0
0
0
0
0
0
0
0
0
0
0
0
0
0
0
0
0
0
0
0
0
0
0
0
0
0
0
0
0
0
0
0
0
0
0
0
0
0
0
0
0
0
0
0
0
0
0
0
0
0
0
0
0
0
0
0
0
0
0
0
0
0
0
0
0
0
0
0
0
0
0
0
0
0
0
0
0
0
0
0
0
0
0
0
0
0
0
0
0
0
0
0
0
0
0
0
0
0
0
0
0
0
0
0
0
0
0
0
0
0
0
0
0
0
0
0
0
0
0
0
0
0
0
0
0
0
0
0
0
0
0
0
0
0
0
0
0
0
0
0
0
0
0
0
0
0
0
0
0
0
0
0
0
0
0
0
0
0
0
0
0
0
0
0
0
0
0
0
0
0
0
0
0
0
0
0
0
0
0
0
0
0
0
0
0
0
0
0
0
0
0
0
0
0
0
0
0
0
0
0
0
0
0
0
0
0
0
0
0
0
0
0
0
0
0
0
0
0
0
0
0
0
0
0
0
0
0
0
0
0
0
0
0
0
0
0
0
0
0
0
0
0
0
0
0
0
0
0
0
0
0
0
0
0
0
0
0
0
0
0
0
0
0
0
0
0
0
0
0
0
0
0
0
0
0
0
0
0
0
0
0
0
0
0
0
0
0
0
0
0
0
0
0
0
0
0
0
0
0
0
0
0
0
0
0
0
0
0
0
0
0
0
0
0
0
0
0
0
0
0
0
0
0
0
0
0
0
0
0
0
0
0
0
0
0
0
0
0
0
0
0
0
0
0
0
0
0
0
0
0
0
0
0
0
0
0
0
0
0
0
0
0
0
0
0
0
0
0
0
0
0
0
0
0
0
0
0
0
0
0
0
0
0
0
0
0
0
0
0
0
0
0
0
0
0
0
0
0
0
0
0
0
0
0
0
0
0
0
0
0
0
0
0
0
0
0
0
0
0
0
0
0
0
0
0
0
0
0
0
0
0
0
0
0
0
0
0
0
0
0
0
0
0
0
0
0
0
0
0
0
0
0
0
0
0
0
0
0
0
0
0
0
0
0
0
0
0
0
0
0
0
0
0
0
0
0
0
0
0
0
0
0
0
0
0
0
0
0
0
0
0
0
0
0
0
0
0
0
0
0
0
0
0
0
0
0
0
0
0
0
0
0
0
0
0
0
0
0
0
0
0
0
0
0
0
0
0
0
0
0
0
0
0
0
0
0
0
0
0
0
0
0
0
0
0
0
0
0
0
0
0
0
0
0
0
0
0
0
0
0
0
0
0
0
0
0
0
0
0
0
0
0
0
0
0
0
0
0
0
0
0
0
0
0
0
0
0
0
0
0
0
0
0
0
0
0
0
0
0
0
0
0
0
0
0
0
0
0
0
0
0
0
0
0
0
0
0
0
0
0
0
0
0
0
0
0
0
0
0
0
0
0
0
0
0
0
0
0
0
0
0
0
0
0
0
0
0
0
0
0
0
0
0
0
0
0
0
0
0
0
0
0
0
0
0
0
0
0
0
0
0
0
0
0
0
0
0
0
0
0
0
0
0
0
0
0
0
0
0
0
0
0
0
0
0
0
0
0
0
0
0
0
0
0
0
0
0
0
0
0
0
0
0
0
0
0
0
0
0
0
0
0
0
0
0
0
0
0
0
0
0
0
0
0
0
0
0
0
0
0
0
0
0
0
0
0
0
0
0
0
0
0
0
0
0
0
0
0
0
0
0
0
0
0
0
0
0
0
0
0
0
0
0
0
0
0
0
0
0
0
0
0
0
0
0
0
0
0
0
0
0
0
0
0
0
0
0
0
0
0
0
0
0
0
0
0
0
0
0
0
0
0
0
0
0
0
0
0
0
0
0
0
0
0
0
0
0
0
0
0
0
0
0
0
0
0
0
0
0
0
0
0
0
0
0
0
0
0
0
0
0
0
0
0
0
0
0
0
0
0
0
0
0
0
0
0
0
0
0
0
0
0
0
0
0
0
0
0
0
0
0
0
0
0
0
0
0
0
0
0
0
0
0
0
0
0
0
0
0
0
0
0
0
0
0
0
0
0
0
0
0
0
0
0
0
0
0
0
0
0
0
0
0
0
0
0
0
0
0
0
0
0
0
0
0
0
0
0
0
0
0
0
0
0
0
0
0
0
0
0
0
0
0
0
0
0
0
0
0
0
0
0
0
0
0
0
0
0
0
0
0
0
0
0
0
0
0
0
0
0
0
0
0
0
0
0
0
0
0
0
0
0
0
0
0
0
0
0
0
0
0
0
0
0
0
0
0
0
0
0
0
0
0
0
0
0
0
0
0
0
0
0
0
0
0
0
0
0
0
0
0
0
0
0
0
0
0
0
0
0
0
0
0
0
0
0
0
0
0
0
0
0
0
0
0
0
0
0
0
0
0
0
0
0
0
0
0
0
0
0
0
0
0
0
0
0
0
0
0
0
0
0
0
0
0
0
0
0
0
0
0
0
0
0
0
0
0
0
0
0
0
0
0
0
0
0
0
0
0
0
0
0
0
0
0
0
0
0
0
0
0
0
0
0
0
0
0
0
0
0
0
0
0
0
0
0
0
0
0
0
0
0
0
0
0
0
0
0
0
0
0
0
0
0
0
0
0
0
0
0
0
0
0
0
0
0
0
0
0
0
0
0
0
0
0
0
0
0
0
0
0
0
0
0
0
0
0
0
0
0
0
0
0
0
0
0
0
0
0
0
0
0
0
0
0
0
0
0
0
0
0
0
0
0
0
0
0
0
0
0
0
0
0
0
0
0
0
0
0
0
0
0
0
0
0
0
0
0
0
0
0
0
0
0
0
0
0
0
0
0
0
0
0
0
0
0
0
0
0
0
0
0
0
0
0
0
0
0
0
0
0
0
0
0
0
0
0
0
0
0
0
0
0
0
0
0
0
0
0
0
0
0
0
0
0
0
0
0
0
0
0
0
0
0
0
0
0
0
0
0
0
0
0
0
0
0
0
0
0
0
0
0
0
0
0
0
0
0
0
0
0
0
0
0
0
0
0
0
0
0
0
0
0
0
0
0
0
0
0
0
0
0
0
0
0
0
0
0
0
0
0
0
0
0
0
0
0
0
0
0
0
0
0
0
0
0
0
0
0
0
0
0
0
0
0
0
0
0
0
0
0
0
0
0
0
0
0
0
0
0
0
0
0
0
0
0
0
0
0
0
0
0
0
0
0
0
0
0
0
0
0
0
0
0
0
0
0
0
0
0
0
0
0
0
0
0
0
0
0
0
0
0
0
0
0
0
0
0
0
0
0
0
0
0
0
0
0
0
0
0
0
0
0
0
0
0
0
0
0
0
0
0
0
0
0
0
0
0
0
0
0
0
0
0
0
0
0
0
0
0
0
0
0
0
0
0
0
0
0
0
0
0
0
0
0
0
0
0
0
0
0
0
0
0
0
0
0
0
0
0
0
0
0
0
0
0
0
0
0
0
0
0
0
0
0
0
0
0
0
0
0
0
0
0
0
0
0
0
0
0
0
0
0
0
0
0
0
0
0
0
0
0
0
0
0
0
0
0
0
0
0
0
0
0
0
0
0
0
0
0
0
0
0
0
0
0
0
0
0
0
0
0
0
0
0
0
0
0
0
0
0
0
0
0
0
0
0
0
0
0
0
0
0
0
0
0
0
0
0
0
0
0
0
0
0
0
0
0
0
0
0
0
0
0
0
0
0
0
0
0
0
0
0
0
0
0
0
0
0
0
0
0
0
0
0
0
0
0
0
0
0
0
0
0
0
0
0
0
0
0
0
0
0
0
0
0
0
0
0
0
0
0
0
0
0
0
0
0
0
0
0
0
0
0
0
0
0
0
0
0
0
0
0
0
0
0
0
0
0
0
0
0
0
0
0
0
0
0
0
0
0
0
0
0
0
0
0
0
0
0
0
0
0
0
0
0
0
0
0
0
0
0
0
0
0
0
0
0
0
0
0
0
0
0
0
0
0
0
0
0
0
0
0
0
0
0
0
0
0
0
0
0
0
0
0
0
0
0
0
0
0
0
0
0
0
0
0
0
0
0
0
0
0
0
0
0
0
0
0
0
0
0
0
0
0
0
0
0
0
0
0
0
0
0
0
0
0
0
0
0
0
0
0
0
0
0
0
0
0
0
0
0
0
0
0
0
0
0
0
0
0
0
0
0
0
0
0
0
0
0
0
0
0
0
0
0
0
0
0
0
0
0
0
0
0
0
0
0
0
0
0
0
0
0
0
0
0
0
0
0
0
0
0
0
0
0
0
0
0
0
0
0
0
0
0
0
0
0
0
0
0
0
0
0
0
0
0
0
0
0
0
0
0
0
0
0
0
0
0
0
0
0
0
0
0
0
0
0
0
0
0
0
0
0
0
0
0
0
0
0
0
0
0
0
0
0
0
0
0
0
0
0
0
0
0
0
0
0
0
0
0
0
0
0
0
0
0
0
0
0
0
0
0
0
0
0
0
0
0
0
0
0
0
0
0
0
0
0
0
0
0
0
0
0
0
0
0
0
0
0
0
0
0
0
0
0
0
0
0
0
0
0
0
0
0
0
0
0
0
0
0
0
0
0
0
0
0
0
0
0
0
0
0
0
0
0
0
0
0
0
0
0
0
0
0
0
0
0
0
0
0
0
0
0
0
0
0
0
0
0
0
0
0
0
0
0
0
0
0
0
0
0
0
0
0
0
0
0
0
0
0
0
0
0
0
0
0
0
0
0
0
0
0
0
0
0
0
0
0
0
0
0
0
0
0
0
0
0
0
0
0
0
0
0
0
0
0
0
0
0
0
0
0
0
0
0
0
0
0
0
0
0
0
0
0
0
0
0
0
0
0
0
0
0
0
0
0
0
0
0
0
0
0
0
0
0
0
0
0
0
0
0
0
0
0
0
0
0
0
0
0
0
0
0
0
0
0
0
0
0
0
0
0
0
0
0
0
0
0
0
0
0
0
0
0
0
0
0
0
0
0
0
0
0
0
0
0
0
0
0
0
0
0
0
0
0
0
0
0
0
0
0
0
0
0
0
0
0
0
0
0
0
0
0
0
0
0
0
0
0
0
0
0
0
0
0
0
0
0
0
0
0
0
0
0
0
0
0
0
0
0
0
0
0
0
0
0
0
0
0
0
0
0
0
0
0
0
0
0
0
0
0
0
0
0
0
0
0
0
0
0
0
0
0
0
0
0
0
0
0
0
0
0
0
0
0
0
0
0
0
0
0
0
0
0
0
0
0
0
0
0
0
0
0
0
0
0
0
0
0
0
0
0
0
0
0
0
0
0
0
0
0
0
0
0
0
0
0
0
0
0
0
0
0
0
0
0
0
0
0
0
0
0
0
0
0
0
0
0
0
0
0
0
0
0
0
0
0
0
0
0
0
0
0
0
0
0
0
0
0
0
0
0
0
0
0
0
0
0
0
0
0
0
0
0
0
0
0
0
0
0
0
0
0
0
0
0
0
0
0
0
0
0
0
0
0
0
0
0
0
0
0
0
0
0
0
0
0
0
0
0
0
0
0
0
0
0
0
0
0
0
0
0
0
0
0
0
0
0
0
0
0
0
0
0
0
0
0
0
0
0
0
0
0
0
0
0
0
0
0
0
0
0
0
0
0
0
0
0
0
0
0
0
0
0
0
0
0
0
0
0
0
0
0
0
0
0
0
0
0
0
0
0
0
0
0
0
0
0
0
0
0
0
0
0
0
0
0
0
0
0
0
0
0
0
0
0
0
0
0
0
0
0
0
0
0
0
0
0
0
0
0
0
0
0
0
0
0
0
0
0
0
0
0
0
0
0
0
0
0
0
0
0
0
0
0
0
0
0
0
0
0
0
0
0
0
0
0
0
0
0
0
0
0
0
0
0
0
0
0
0
0
0
0
0
0
0
0
0
0
0
0
0
0
0
0
0
0
0
0
0
0
0
0
0
0
0
0
0
0
0
0
0
0
0
0
0
0
0
0
0
0
0
0
0
0
0
0
0
0
0
0
0
0
0
0
0
0
0
0
0
0
0
0
0
0
0
0
0
0
0
0
0
0
0
0
0
0
0
0
0
0
0
0
0
0
0
0
0
0
0
0
0
0
0
0
0
0
0
0
0
0
0
0
0
0
0
0
0
0
0
0
0
0
0
0
0
0
0
0
0
0
0
0
0
0
0
0
0
0
0
0
0
0
0
0
0
0
0
0
0
0
0
0
0
0
0
0
0
0
0
0
0
0
0
0
0
0
0
0
0
0
0
0
0
0
0
0
0
0
0
0
0
0
0
0
0
0
0
0
0
0
0
0
0
0
0
0
0
0
0
0
0
0
0
0
0
0
0
0
0
0
0
0
0
0
0
0
0
0
0
0
0
0
0
0
0
0
0
0
0
0
0
0
0
0
0
0
0
0
0
0
0
0
0
0
0
0
0
0
0
0
0
0
0
0
0
0
0
0
0
0
0
0
0
0
0
0
0
0
0
0
0
0
0
0
0
0
0
0
0
0
0
0
0
0
0
0
0
0
0
0
0
0
0
0
0
0
0
0
0
0
0
0
0
0
0
0
0
0
0
0
0
0
0
0
0
0
0
0
0
0
0
0
0
0
0
0
0
0
0
0
0
0
0
0
0
0
0
0
0
0
0
0
0
0
0
0
0
0
0
0
0
0
0
0
0
0
0
0
0
0
0
0
0
0
0
0
0
0
0
0
0
0
0
0
0
0
0
0
0
0
0
0
0
0
0
0
0
0
0
0
0
0
0
0
0
0
0
0
0
0
0
0
0
0
0
0
0
0
0
0
0
0
0
0
0
0
0
0
0
0
0
0
0
0
0
0
0
0
0
0
0
0
0
0
0
0
0
0
0
0
0
0
0
0
0
0
0
0
0
0
0
0
0
0
0
0
0
0
0
0
0
0
0
0
0
0
0
0
0
0
0
0
0
0
0
0
0
0
0
0
0
0
0
0
0
0
0
0
0
0
0
0
0
0
0
0
0
0
0
0
0
0
0
0
0
0
0
0
0
0
0
0
0
0
0
0
0
0
0
0
0
0
0
0
0
0
0
0
0
0
0
0
0
0
0
0
0
0
0
0
0
0
0
0
0
0
0
0
0
0
0
0
0
0
0
0
0
0
0
0
0
0
0
0
0
0
0
0
0
0
0
0
0
0
0
0
0
0
0
0
0
0
0
0
0
0
0
0
0
0
0
0
0
0
0
0
0
0
0
0
0
0
0
0
0
0
0
0
0
0
0
0
0
0
0
0
0
0
0
0
0
0
0
0
0
0
0
0
0
0
0
0
0
0
0
0
0
0
0
0
0
0
0
0
0
0
0
0
0
0
0
0
0
0
0
0
0
0
0
0
0
0
0
0
0
0
0
0
0
0
0
0
0
0
0
0
0
0
0
0
0
0
0
0
0
0
0
0
0
0
0
0
0
0
0
0
0
0
0
0
0
0
0
0
0
0
0
0
0
0
0
0
0
0
0
0
0
0
0
0
0
0
0
0
0
0
0
0
0
0
0
0
0
0
0
0
0
0
0
0
0
0
0
0
0
0
0
0
0
0
0
0
0
0
0
0
0
0
0
0
0
0
0
0
0
0
0
0
0
0
0
0
0
0
0
0
0
0
0
0
0
0
0
0
0
0
0
0
0
0
0
0
0
0
0
0
0
0
0
0
0
0
0
0
0
0
0
0
0
0
0
0
0
0
0
0
0
0
0
0
0
0
0
0
0
0
0
0
0
0
0
0
0
0
0
0
0
0
0
0
0
0
0
0
0
0
0
0
0
0
0
0
0
0
0
0
0
0
0
0
0
0
0
0
0
0
0
0
0
0
0
0
0
0
0
0
0
0
0
0
0
0
0
0
0
0
0
0
0
0
0
0
0
0
0
0
0
0
0
0
0
0
0
0
0
0
0
0
0
0
0
0
0
0
0
0
0
0
0
0
0
0
0
0
0
0
0
0
0
0
0
0
0
0
0
0
0
0
0
0
0
0
0
0
0
0
0
0
0
0
0
0
0
0
0
0
0
0
0
0
0
0
0
0
0
0
0
0
0
0
0
0
0
0
0
0
0
0
0
0
0
0
0
0
0
0
0
0
0
0
0
0
0
0
0
0
0
0
0
0
0
0
0
0
0
0
0
0
0
0
0
0
0
0
0
0
0
0
0
0
0
0
0
0
0
0
0
0
0
0
0
0
0
0
0
0
0
0
0
0
0
0
0
0
0
0
0
0
0
0
0
0
0
0
0
0
0
0
0
0
0
0
0
0
0
0
0
0
0
0
0
0
0
0
0
0
0
0
0
0
0
0
0
0
0
0
0
0
0
0
0
0
0
0
0
0
0
0
0
0
0
0
0
0
0
0
0
0
0
0
0
0
0
0
0
0
0
0
0
0
0
0
0
0
0
0
0
0
0
0
0
0
0
0
0
0
0
0
0
0
0
0
0
0
0
0
0
0
0
0
0
0
0
0
0
0
0
0
0
0
0
0
0
0
0
0
0
0
0
0
0
0
0
0
0
0
0
0
0
0
0
0
0
0
0
0
0
0
0
0
0
0
0
0
0
0
0
0
0
0
0
0
0
0
0
0
0
0
0
0
0
0
0
0
0
0
0
0
0
0
0
0
0
0
0
0
0
0
0
0
0
0
0
0
0
0
0
0
0
0
0
0
0
0
0
0
0
0
0
0
0
0
0
0
0
0
0
0
0
0
0
0
0
0
0
0
0
0
0
0
0
0
0
0
0
0
0
0
0
0
0
0
0
0
0
0
0
0
0
0
0
0
0
0
0
0
0
0
0
0
0
0
0
0
0
0
0
0
0
0
0
0
0
0
0
0
0
0
0
0
0
0
0
0
0
0
0
0
0
0
0
0
0
0
0
0
0
0
0
0
0
0
0
0
0
0
0
0
0
0
0
0
0
0
0
0
0
0
0
0
0
0
0
0
0
0
0
0
0
0
0
0
0
0
0
0
0
0
0
0
0
0
0
0
0
0
0
0
0
0
0
0
0
0
0
0
0
0
0
0
0
0
0
0
0
0
0
0
0
0
0
0
0
0
0
0
0
0
0
0
0
0
0
0
0
0
0
0
0
0
0
0
0
0
0
0
0
0
0
0
0
0
0
0
0
0
0
0
0
0
0
0
0
0
0
0
0
0
0
0
0
0
0
0
0
0
0
0
0
0
0
0
0
0
0
0
0
0
0
0
0
0
0
0
0
0
0
0
0
0
0
0
0
0
0
0
0
0
0
0
0
0
0
0
0
0
0
0
0
0
0
0
0
0
0
0
0
0
0
0
0
0
0
0
0
0
0
0
0
0
0
0
0
0
0
0
0
0
0
0
0
0
0
0
0
0
0
0
0
0
0
0
0
0
0
0
0
0
0
0
0
0
0
0
0
0
0
0
0
0
0
0
0
0
0
0
0
0
0
0
0
0
0
0
0
0
0
0
0
0
0
0
0
0
0
0
0
0
0
0
0
0
0
0
0
0
0
0
0
0
0
0
0
0
0
0
0
0
0
0
0
0
0
0
0
0
0
0
0
0
0
0
0
0
0
0
0
0
0
0
0
0
0
0
0
0
0
0
0
0
0
0
0
0
0
0
0
0
0
0
0
0
0
0
0
0
0
0
0
0
0
0
0
0
0
0
0
0
0
0
0
0
0
0
0
0
0
0
0
0
0
0
0
0
0
0
0
0
0
0
0
0
0
0
0
0
0
0
0
0
0
0
0
0
0
0
0
0
0
0
0
0
0
0
0
0
0
0
0
0
0
0
0
0
0
0
0
0
0
0
0
0
0
0
0
0
0
0
0
0
0
0
0
0
0
0
0
0
0
0
0
0
0
0
0
0
0
0
0
0
0
0
0
0
0
0
0
0
0
0
0
0
0
0
0
0
0
0
0
0
0
0
0
0
0
0
0
0
0
0
0
0
0
0
0
0
0
0
0
0
0
0
0
0
0
0
0
0
0
0
0
0
0
0
0
0
0
0
0
0
0
0
0
0
0
0
0
0
0
0
0
0
0
0
0
0
0
0
0
0
0
0
0
0
0
0
0
0
0
0
0
0
0
0
0
0
0
0
0
0
0
0
0
0
0
0
0
0
0
0
0
0
0
0
0
0
0
0
0
0
0
0
0
0
0
0
0
0
0
0
0
0
0
0
0
0
0
0
0
0
0
0
0
0
0
0
0
0
0
0
0
0
0
0
0
0
0
0
0
0
0
0
0
0
0
0
0
0
0
0
0
0
0
0
0
0
0
0
0
0
0
0
0
0
0
0
0
0
0
0
0
0
0
0
0
0
0
0
0
0
0
0
0
0
0
0
0
0
0
0
0
0
0
0
0
0
0
0
0
0
0
0
0
0
0
0
0
0
0
0
0
0
0
0
0
0
0
0
0
0
0
0
0
0
0
0
0
0
0
0
0
0
0
0
0
0
0
0
0
0
0
0
0
0
0
0
0
0
0
0
0
0
0
0
0
0
0
0
0
0
0
0
0
0
0
0
0
0
0
0
0
0
0
0
0
0
0
0
0
0
0
0
0
0
0
0
0
0
0
0
0
0
0
0
0
0
0
0
0
0
0
0
0
0
0
0
0
0
0
0
0
0
0
0
0
0
0
0
0
0
0
0
0
0
0
0
0
0
0
0
0
0
0
0
0
0
0
0
0
0
0
0
0
0
0
0
0
0
0
0
0
0
0
0
0
0
0
0
0
0
0
0
0
0
0
0
0
0
0
0
0
0
0
0
0
0
0
0
0
0
0
0
0
0
0
0
0
0
0
0
0
0
0
0
0
0
0
0
0
0
0
0
0
0
0
0
0
0
0
0
0
0
0
0
0
0
0
0
0
0
0
0
0
0
0
0
0
0
0
0
0
0
0
0
0
0
0
0
0
0
0
0
0
0
0
0
0
0
0
0
0
0
0
0
0
0
0
0
0
0
0
0
0
0
0
0
0
0
0
0
0
0
0
0
0
0
0
0
0
0
0
0
0
0
0
0
0
0
0
0
0
0
0
0
0
0
0
0
0
0
0
0
0
0
0
0
0
0
0
0
0
0
0
0
0
0
0
0
0
0
0
0
0
0
0
0
0
0
0
0
0
0
0
0
0
0
0
0
0
0
0
0
0
0
0
0
0
0
0
0
0
0
0
0
0
0
0
0
0
0
0
0
0
0
0
0
0
0
0
0
0
0
0
0
0
0
0
0
0
0
0
0
0
0
0
0
0
0
0
0
0
0
0
0
0
0
0
0
0
0
0
0
0
0
0
0
0
0
0
0
0
0
0
0
0
0
0
0
0
0
0
0
0
0
0
0
0
0
0
0
0
0
0
0
0
0
0
0
0
0
0
0
0
0
0
0
0
0
0
0
0
0
0
0
0
0
0
0
0
0
0
0
0
0
0
0
0
0
0
0
0
0
0
0
0
0
0
0
0
0
0
0
0
0
0
0
0
0
0
0
0
0
0
0
0
0
0
0
0
0
0
0
0
0
0
0
0
0
0
0
0
0
0
0
0
0
0
0
0
0
0
0
0
0
0
0
0
0
0
0
0
0
0
0
0
0
0
0
0
0
0
0
0
0
0
0
0
0
0
0
0
0
0
0
0
0
0
0
0
0
0
0
0
0
0
0
0
0
0
0
0
0
0
0
0
0
0
0
0
0
0
0
0
0
0
0
0
0
0
0
0
0
0
0
0
0
0
0
0
0
0
0
0
0
0
0
0
0
0
0
0
0
0
0
0
0
0
0
0
0
0
0
0
0
0
0
0
0
0
0
0
0
0
0
0
0
0
0
0
0
0
0
0
0
0
0
0
0
0
0
0
0
0
0
0
0
0
0
0
0
0
0
0
0
0
0
0
0
0
0
0
0
0
0
0
0
0
0
0
0
0
0
0
0
0
0
0
0
0
0
0
0
0
0
0
0
0
0
0
0
0
0
0
0
0
0
0
0
0
0
0
0
0
0
0
0
0
0
0
0
0
0
0
0
0
0
0
0
0
0
0
0
0
0
0
0
0
0
0
0
0
0
0
0
0
0
0
0
0
0
0
0
0
0
0
0
0
0
0
0
0
0
0
0
0
0
0
0
0
0
0
0
0
0
0
0
0
0
0
0
0
0
0
0
0
0
0
0
0
0
0
0
0
0
0
0
0
0
0
0
0
0
0
0
0
0
0
0
0
0
0
0
0
0
0
0
0
0
0
0
0
0
0
0
0
0
0
0
0
0
0
0
0
0
0
0
0
0
0
0
0
0
0
0
0
0
0
0
0
0
0
0
0
0
0
0
0
0
0
0
0
0
0
0
0
0
0
0
0
0
0
0
0
0
0
0
0
0
0
0
0
0
0
0
0
0
0
0
0
0
0
0
0
0
0
0
0
0
0
0
0
0
0
0
0
0
0
0
0
0
0
0
0
0
0
0
0
0
0
0
0
0
0
0
0
0
0
0
0
0
0
0
0
0
0
0
0
0
0
0
0
0
0
0
0
0
0
0
0
0
0
0
0
0
0
0
0
0
0
0
0
0
0
0
0
0
0
0
0
0
0
0
0
0
0
0
0
0
0
0
0
0
0
0
0
0
0
0
0
0
0
0
0
0
0
0
0
0
0
0
0
0
0
0
0
0
0
0
0
0
0
0
0
0
0
0
0
0
0
0
0
0
0
0
0
0
0
0
0
0
0
0
0
0
0
0
0
0
0
0
0
0
0
0
0
0
0
0
0
0
0
0
0
0
0
0
0
0
0
0
0
0
0
0
0
0
0
0
0
0
0
0
0
0
0
0
0
0
0
0
0
0
0
0
0
0
0
0
0
0
0
0
0
0
0
0
0
0
0
0
0
0
0
0
0
0
0
0
0
0
0
0
0
0
0
0
0
0
0
0
0
0
0
0
0
0
0
0
0
0
0
0
0
0
0
0
0
0
0
0
0
0
0
0
0
0
0
0
0
0
0
0
0
0
0
0
0
0
0
0
0
0
0
0
0
0
0
0
0
0
0
0
0
0
0
0
0
0
0
0
0
0
0
0
0
0
0
0
0
0
0
0
0
0
0
0
0
0
0
0
0
0
0
0
0
0
0
0
0
0
0
0
0
0
0
0
0
0
0
0
0
0
0
0
0
0
0
0
0
0
0
0
0
0
0
0
0
0
0
0
0
0
0
0
0
0
0
0
0
0
0
0
0
0
0
0
0
0
0
0
0
0
0
0
0
0
0
0
0
0
0
0
0
0
0
0
0
0
0
0
0
0
0
0
0
0
0
0
0
0
0
0
0
0
0
0
0
0
0
0
0
0
0
0
0
0
0
0
0
0
0
0
0
0
0
0
0
0
0
0
0
0
0
0
0
0
0
0
0
0
0
0
0
0
0
0
0
0
0
0
0
0
0
0
0
0
0
0
0
0
0
0
0
0
0
0
0
0
0
0
0
0
0
0
0
0
0
0
0
0
0
0
0
0
0
0
0
0
0
0
0
0
0
0
0
0
0
0
0
0
0
0
0
0
0
0
0
0
0
0
0
0
0
0
0
0
0
0
0
0
0
0
0
0
0
0
0
0
0
0
0
0
0
0
0
0
0
0
0
0
0
0
0
0
0
0
0
0
0
0
0
0
0
0
0
0
0
0
0
0
0
0
0
0
0
0
0
0
0
0
0
0
0
0
0
0
0
0
0
0
0
0
0
0
0
0
0
0
0
0
0
0
0
0
0
0
0
0
0
0
0
0
0
0
0
0
0
0
0
0
0
0
0
0
0
0
0
0
0
0
0
0
0
0
0
0
0
0
0
0
0
0
0
0
0
0
0
0
0
0
0
0
0
0
0
0
0
0
0
0
0
0
0
0
0
0
0
0
0
0
0
0
0
0
0
0
0
0
0
0
0
0
0
0
0
0
0
0
0
0
0
0
0
0
0
0
0
0
0
0
0
0
0
0
0
0
0
0
0
0
0
0
0
0
0
0
0
0
0
0
0
0
0
0
0
0
0
0
0
0
0
0
0
0
0
0
0
0
0
0
0
0
0
0
0
0
0
0
0
0
0
0
0
0
0
0
0
0
0
0
0
0
0
0
0
0
0
0
0
0
0
0
0
0
0
0
0
0
0
0
0
0
0
0
0
0
0
0
0
0
0
0
0
0
0
0
0
0
0
0
0
0
0
0
0
0
0
0
0
0
0
0
0
0
0
0
0
0
0
0
0
0
0
0
0
0
0
0
0
0
0
0
0
0
0
0
0
0
0
0
0
0
0
0
0
0
0
0
0
0
0
0
0
0
0
0
0
0
0
0
0
0
0
0
0
0
0
0
0
0
0
0
0
0
0
0
0
0
0
0
0
0
0
0
0
0
0
0
0
0
0
0
0
0
0
0
0
0
0
0
0
0
0
0
0
0
0
0
0
0
0
0
0
0
0
0
0
0
0
0
0
0
0
0
0
0
0
0
0
0
0
0
0
0
0
0
0
0
0
0
0
0
0
0
0
0
0
0
0
0
0
0
0
0
0
0
0
0
0
0
0
0
0
0
0
0
0
0
0
0
0
0
0
0
0
0
0
0
0
0
0
0
0
0
0
0
0
0
0
0
0
0
0
0
0
0
0
0
0
0
0
0
0
0
0
0
0
0
0
0
0
0
0
0
0
0
0
0
0
0
0
0
0
0
0
0
0
0
0
0
0
0
0
0
0
0
0
0
0
0
0
0
0
0
0
0
0
0
0
0
0
0
0
0
0
0
0
0
0
0
0
0
0
0
0
0
0
0
0
0
0
0
0
0
0
0
0
0
0
0
0
0
0
0
0
0
0
0
0
0
0
0
0
0
0
0
0
0
0
0
0
0
0
0
0
0
0
0
0
0
0
0
0
0
0
0
0
0
0
0
0
0
0
0
0
0
0
0
0
0
0
0
0
0
0
0
0
0
0
0
0
0
0
0
0
0
0
0
0
0
0
0
0
0
0
0
0
0
0
0
0
0
0
0
0
0
0
0
0
0
0
0
0
0
0
0
0
0
0
0
0
0
0
0
0
0
0
0
0
0
0
0
0
0
0
0
0
0
0
0
0
0
0
0
0
0
0
0
0
0
0
0
0
0
0
0
0
0
0
0
0
0
0
0
0
0
0
0
0
0
0
0
0
0
0
0
0
0
0
0
0
0
0
0
0
0
0
0
0
0
0
0
0
0
0
0
0
0
0
0
0
0
0
0
0
0
0
0
0
0
0
0
0
0
0
0
0
0
0
0
0
0
0
0
0
0
0
0
0
0
0
0
0
0
0
0
0
0
0
0
0
0
0
0
0
0
0
0
0
0
0
0
0
0
0
0
0
0
0
0
0
0
0
0
0
0
0
0
0
0
0
0
0
0
0
0
0
0
0
0
0
0
0
0
0
0
0
0
0
0
0
0
0
0
0
0
0
0
0
0
0
0
0
0
0
0
0
0
0
0
0
0
0
0
0
0
0
0
0
0
0
0
0
0
0
0
0
0
0
0
0
0
0
0
0
0
0
0
0
0
0
0
0
0
0
0
0
0
0
0
0
0
0
0
0
0
0
0
0
0
0
0
0
0
0
0
0
0
0
0
0
0
0
0
0
0
0
0
0
0
0
0
0
0
0
0
0
0
0
0
0
0
0
0
0
0
0
0
0
0
0
0
0
0
0
0
0
0
0
0
0
0
0
0
0
0
0
0
0
0
0
0
0
0
0
0
0
0
0
0
0
0
0
0
0
0
0
0
0
0
0
0
0
0
0
0
0
0
0
0
0
0
0
0
0
0
0
0
0
0
0
0
0
0
0
0
0
0
0
0
0
0
0
0
0
0
0
0
0
0
0
0
0
0
0
0
0
0
0
0
0
0
0
0
0
0
0
0
0
0
0
0
0
0
0
0
0
0
0
0
0
0
0
0
0
0
0
0
0
0
0
0
0
0
0
0
0
0
0
0
0
0
0
0
0
0
0
0
0
0
0
0
0
0
0
0
0
0
0
0
0
0
0
0
0
0
0
0
0
0
0
0
0
0
0
0
0
0
0
0
0
0
0
0
0
0
0
0
0
0
0
0
0
0
0
0
0
0
0
0
0
0
0
0
0
0
0
0
0
0
0
0
0
0
0
0
0
0
0
0
0
0
0
0
0
0
0
0
0
0
0
0
0
0
0
0
0
0
0
0
0
0
0
0
0
0
0
0
0
0
0
0
0
0
0
0
0
0
0
0
0
0
0
0
0
0
0
0
0
0
0
0
0
0
0
0
0
0
0
0
0
0
0
0
0
0
0
0
0
0
0
0
0
0
0
0
0
0
0
0
0
0
0
0
0
0
0
0
0
0
0
0
0
0
0
0
0
0
0
0
0
0
0
0
0
0
0
0
0
0
0
0
0
0
0
0
0
0
0
0
0
0
0
0
0
0
0
0
0
0
0
0
0
0
0
0
0
0
0
0
0
0
0
0
0
0
0
0
0
0
0
0
0
0
0
0
0
0
0
0
0
0
0
0
0
0
0
0
0
0
0
0
0
0
0
0
0
0
0
0
0
0
0
0
0
0
0
0
0
0
0
0
0
0
0
0
0
0
0
0
0
0
0
0
0
0
0
0
0
0
0
0
0
0
0
0
0
0
0
0
0
0
0
0
0
0
0
0
0
0
0
0
0
0
0
0
0
0
0
0
0
0
0
0
0
0
0
0
0
0
0
0
0
0
0
0
0
0
0
0
0
0
0
0
0
0
0
0
0
0
0
0
0
0
0
0
0
0
0
0
0
0
0
0
0
0
0
0
0
0
0
0
0
0
0
0
0
0
0
0
0
0
0
0
0
0
0
0
0
0
0
0
0
0
0
0
0
0
0
0
0
0
0
0
0
0
0
0
0
0
0
0
0
0
0
0
0
0
0
0
0
0
0
0
0
0
0
0
0
0
0
0
0
0
0
0
0
0
0
0
0
0
0
0
0
0
0
0
0
0
0
0
0
0
0
0
0
0
0
0
0
0
0
0
0
0
0
0
0
0
0
0
0
0
0
0
0
0
0
0
0
0
0
0
0
0
0
0
0
0
0
0
0
0
0
0
0
0
0
0
0
0
0
0
0
0
0
0
0
0
0
0
0
0
0
0
0
0
0
0
0
0
0
0
0
0
0
0
0
0
0
0
0
0
0
0
0
0
0
0
0
0
0
0
0
0
0
0
0
0
0
0
0
0
0
0
0
0
0
0
0
0
0
0
0
0
0
0
0
0
0
0
0
0
0
0
0
0
0
0
0
0
0
0
0
0
0
0
0
0
0
0
0
0
0
0
0
0
0
0
0
0
0
0
0
0
0
0
0
0
0
0
0
0
0
0
0
0
0
0
0
0
0
0
0
0
0
0
0
0
0
0
0
0
0
0
0
0
0
0
0
0
0
0
0
0
0
0
0
0
0
0
0
0
0
0
0
0
0
0
0
0
0
0
0
0
0
0
0
0
0
0
0
0
0
0
0
0
0
0
0
0
0
0
0
0
0
0
0
0
0
0
0
0
0
0
0
0
0
0
0
0
0
0
0
0
0
0
0
0
0
0
0
0
0
0
0
0
0
0
0
0
0
0
0
0
0
0
0
0
0
0
0
0
0
0
0
0
0
0
0
0
0
0
0
0
0
0
0
0
0
0
0
0
0
0
0
0
0
0
0
0
0
0
0
0
0
0
0
0
0
0
0
0
0
0
0
0
0
0
0
0
0
0
0
0
0
0
0
0
0
0
0
0
0
0
0
0
0
0
0
0
0
0
0
0
0
0
0
0
0
0
0
0
0
0
0
0
0
0
0
0
0
0
0
0
0
0
0
0
0
0
0
0
0
0
0
0
0
0
0
0
0
0
0
0
0
0
0
0
0
0
0
0
0
0
0
0
0
0
0
0
0
0
0
0
0
0
0
0
0
0
0
0
0
0
0
0
0
0
0
0
0
0
0
0
0
0
0
0
0
0
0
0
0
0
0
0
0
0
0
0
0
0
0
0
0
0
0
0
0
0
0
0
0
0
0
0
0
0
0
0
0
0
0
0
0
0
0
0
0
0
0
0
0
0
0
0
0
0
0
0
0
0
0
0
0
0
0
0
0
0
0
0
0
0
0
0
0
0
0
0
0
0
0
0
0
0
0
0
0
0
0
0
0
0
0
0
0
0
0
0
0
0
0
0
0
0
0
0
0
0
0
0
0
0
0
0
0
0
0
0
0
0
0
0
0
0
0
0
0
0
0
0
0
0
0
0
0
0
0
0
0
0
0
0
0
0
0
0
0
0
0
0
0
0
0
0
0
0
0
0
0
0
0
0
0
0
0
0
0
0
0
0
0
0
0
0
0
0
0
0
0
0
0
0
0
0
0
0
0
0
0
0
0
0
0
0
0
0
0
0
0
0
0
0
0
0
0
0
0
0
0
0
0
0
0
0
0
0
0
0
0
0
0
0
0
0
0
0
0
0
0
0
0
0
0
0
0
0
0
0
0
0
0
0
0
0
0
0
0
0
0
0
0
0
0
0
0
0
0
0
0
0
0
0
0
0
0
0
0
0
0
0
0
0
0
0
0
0
0
0
0
0
0
0
0
0
0
0
0
0
0
0
0
0
0
0
0
0
0
0
0
0
0
0
0
0
0
0
0
0
0
0
0
0
0
0
0
0
0
0
0
0
0
0
0
0
0
0
0
0
0
0
0
0
0
0
0
0
0
0
0
0
0
0
0
0
0
0
0
0
0
0
0
0
0
0
0
0
0
0
0
0
0
0
0
0
0
0
0
0
0
0
0
0
0
0
0
0
0
0
0
0
0
0
0
0
0
0
0
0
0
0
0
0
0
0
0
0
0
0
0
0
0
0
0
0
0
0
0
0
0
0
0
0
0
0
0
0
0
0
0
0
0
0
0
0
0
0
0
0
0
0
0
0
0
0
0
0
0
0
0
0
0
0
0
0
0
0
0
0
0
0
0
0
0
0
0
0
0
0
0
0
0
0
0
0
0
0
0
0
0
0
0
0
0
0
0
0
0
0
0
0
0
0
0
0
0
0
0
0
0
0
0
0
0
0
0
0
0
0
0
0
0
0
0
0
0
0
0
0
0
0
0
0
0
0
0
0
0
0
0
0
0
0
0
0
0
0
0
0
0
0
0
0
0
0
0
0
0
0
0
0
0
0
0
0
0
0
0
0
0
0
0
0
0
0
0
0
0
0
0
0
0
0
0
0
0
0
0
0
0
0
0
0
0
0
0
0
0
0
0
0
0
0
0
0
0
0
0
0
0
0
0
0
0
0
0
0
0
0
0
0
0
0
0
0
0
0
0
0
0
0
0
0
0
0
0
0
0
0
0
0
0
0
0
0
0
0
0
0
0
0
0
0
0
0
0
0
0
0
0
0
0
0
0
0
0
0
0
0
0
0
0
0
0
0
0
0
0
0
0
0
0
0
0
0
0
0
0
0
0
0
0
0
0
0
0
0
0
0
0
0
0
0
0
0
0
0
0
0
0
0
0
0
0
0
0
0
0
0
0
0
0
0
0
0
0
0
0
0
0
0
0
0
0
0
0
0
0
0
0
0
0
0
0
0
0
0
0
0
0
0
0
0
0
0
0
0
0
0
0
0
0
0
0
0
0
0
0
0
0
0
0
0
0
0
0
0
0
0
0
0
0
0
0
0
0
0
0
0
0
0
0
0
0
0
0
0
0
0
0
0
0
0
0
0
0
0
0
0
0
0
0
0
0
0
0
0
0
0
0
0
0
0
0
0
0
0
0
0
0
0
0
0
0
0
0
0
0
0
0
0
0
0
0
0
0
0
0
0
0
0
0
0
0
0
0
0
0
0
0
0
0
0
0
0
0
0
0
0
0
0
0
0
0
0
0
0
0
0
0
0
0
0
0
0
0
0
0
0
0
0
0
0
0
0
0
0
0
0
0
0
0
0
0
0
0
0
0
0
0
0
0
0
0
0
0
0
0
0
0
0
0
0
0
0
0
0
0
0
0
0
0
0
0
0
0
0
0
0
0
0
0
0
0
0
0
0
0
0
0
0
0
0
0
0
0
0
0
0
0
0
0
0
0
0
0
0
0
0
0
0
0
0
0
0
0
0
0
0
0
0
0
0
0
0
0
0
0
0
0
0
0
0
0
0
0
0
0
0
0
0
0
0
0
0
0
0
0
0
0
0
0
0
0
0
0
0
0
0
0
0
0
0
0
0
0
0
0
0
0
0
0
0
0
0
0
0
0
0
0
0
0
0
0
0
0
0
0
0
0
0
0
0
0
0
0
0
0
0
0
0
0
0
0
0
0
0
0
0
0
0
0
0
0
0
0
0
0
0
0
0
0
0
0
0
0
0
0
0
0
0
0
0
0
0
0
0
0
0
0
0
0
0
0
0
0
0
0
0
0
0
0
0
0
0
0
0
0
0
0
0
0
0
0
0
0
0
0
0
0
0
0
0
0
0
0
0
0
0
0
0
0
0
0
0
0
0
0
0
0
0
0
0
0
0
0
0
0
0
0
0
0
0
0
0
0
0
0
0
0
0
0
0
0
0
0
0
0
0
0
0
0
0
0
0
0
0
0
0
0
0
0
0
0
0
0
0
0
0
0
0
0
0
0
0
0
0
0
0
0
0
0
0
0
0
0
0
0
0
0
0
0
0
0
0
0
0
0
0
0
0
0
0
0
0
0
0
0
0
0
0
0
0
0
0
0
0
0
0
0
0
0
0
0
0
0
0
0
0
0
0
0
0
0
0
0
0
0
0
0
0
0
0
0
0
0
0
0
0
0
0
0
0
0
0
0
0
0
0
0
0
0
0
0
0
0
0
0
0
0
0
0
0
0
0
0
0
0
0
0
0
0
0
0
0
0
0
0
0
0
0
0
0
0
0
0
0
0
0
0
0
0
0
0
0
0
0
0
0
0
0
0
0
0
0
0
0
0
0
0
0
0
0
0
0
0
0
0
0
0
0
0
0
0
0
0
0
0
0
0
0
0
0
0
0
0
0
0
0
0
0
0
0
0
0
0
0
0
0
0
0
0
0
0
0
0
0
0
0
0
0
0
0
0
0
0
0
0
0
0
0
0
0
0
0
0
0
0
0
0
0
0
0
0
0
0
0
0
0
0
0
0
0
0
0
0
0
0
0
0
0
0
0
0
0
0
0
0
0
0
0
0
0
0
0
0
0
0
0
0
0
0
0
0
0
0
0
0
0
0
0
0
0
0
0
0
0
0
0
0
0
0
0
0
0
0
0
0
0
0
0
0
0
0
0
0
0
0
0
0
0
0
0
0
0
0
0
0
0
0
0
0
0
0
0
0
0
0
0
0
0
0
0
0
0
0
0
0
0
0
0
0
0
0
0
0
0
0
0
0
0
0
0
0
0
0
0
0
0
0
0
0
0
0
0
0
0
0
0
0
0
0
0
0
0
0
0
0
0
0
0
0
0
0
0
0
0
0
0
0
0
0
0
0
0
0
0
0
0
0
0
0
0
0
0
0
0
0
0
0
0
0
0
0
0
0
0
0
0
0
0
0
0
0
0
0
0
0
0
0
0
0
0
0
0
0
0
0
0
0
0
0
0
0
0
0
0
0
0
0
0
0
0
0
0
0
0
0
0
0
0
0
0
0
0
0
0
0
0
0
0
0
0
0
0
0
0
0
0
0
0
0
0
0
0
0
0
0
0
0
0
0
0
0
0
0
0
0
0
0
0
0
0
0
0
0
0
0
0
0
0
0
0
0
0
0
0
0
0
0
0
0
0
0
0
0
0
0
0
0
0
0
0
0
0
0
0
0
0
0
0
0
0
0
0
0
0
0
0
0
0
0
0
0
0
0
0
0
0
0
0
0
0
0
0
0
0
0
0
0
0
0
0
0
0
0
0
0
0
0
0
0
0
0
0
0
0
0
0
0
0
0
0
0
0
0
0
0
0
0
0
0
0
0
0
0
0
0
0
0
0
0
0
0
0
0
0
0
0
0
0
0
0
0
0
0
0
0
0
0
0
0
0
0
0
0
0
0
0
0
0
0
0
0
0
0
0
0
0
0
0
0
0
0
0
0
0
0
0
0
0
0
0
0
0
0
0
0
0
0
0
0
0
0
0
0
0
0
0
0
0
0
0
0
0
0
0
0
0
0
0
0
0
0
0
0
0
0
0
0
0
0
0
0
0
0
0
0
0
0
0
0
0
0
0
0
0
0
0
0
0
0
0
0
0
0
0
0
0
0
0
0
0
0
0
0
0
0
0
0
0
0
0
0
0
0
0
0
0
0
0
0
0
0
0
0
0
0
0
0
0
0
0
0
0
0
0
0
0
0
0
0
0
0
0
0
0
0
0
0
0
0
0
0
0
0
0
0
0
0
0
0
0
0
0
0
0
0
0
0
0
0
0
0
0
0
0
0
0
0
0
0
0
0
0
0
0
0
0
0
0
0
0
0
0
0
0
0
0
0
0
0
0
0
0
0
0
0
0
0
0
0
0
0
0
0
0
0
0
0
0
0
0
0
0
0
0
0
0
0
0
0
0
0
0
0
0
0
0
0
0
0
0
0
0
0
0
0
0
0
0
0
0
0
0
0
0
0
0
0
0
0
0
0
0
0
0
0
0
0
0
0
0
0
0
0
0
0
0
0
0
0
0
0
0
0
0
0
0
0
0
0
0
0
0
0
0
0
0
0
0
0
0
0
0
0
0
0
0
0
0
0
0
0
0
0
0
0
0
0
0
0
0
0
0
0
0
0
0
0
0
0
0
0
0
0
0
0
0
0
0
0
0
0
0
0
0
0
0
0
0
0
0
0
0
0
0
0
0
0
0
0
0
0
0
0
0
0
0
0
0
0
0
0
0
0
0
0
0
0
0
0
0
0
0
0
0
0
0
0
0
0
0
0
0
0
0
0
0
0
0
0
0
0
0
0
0
0
0
0
0
0
0
0
0
0
0
0
0
0
0
0
0
0
0
0
0
0
0
0
0
0
0
0
0
0
0
0
0
0
0
0
0
0
0
0
0
0
0
0
0
0
0
0
0
0
0
0
0
0
0
0
0
0
0
0
0
0
0
0
0
0
0
0
0
0
0
0
0
0
0
0
0
0
0
0
0
0
0
0
0
0
0
0
0
0
0
0
0
0
0
0
0
0
0
0
0
0
0
0
0
0
0
0
0
0
0
0
0
0
0
0
0
0
0
0
0
0
0
0
0
0
0
0
0
0
0
0
0
0
0
0
0
0
0
0
0
0
0
0
0
0
0
0
0
0
0
0
0
0
0
0
0
0
0
0
0
0
0
0
0
0
0
0
0
0
0
0
0
0
0
0
0
0
0
0
0
0
0
0
0
0
0
0
0
0
0
0
0
0
0
0
0
0
0
0
0
0
0
0
0
0
0
0
0
0
0
0
0
0
0
0
0
0
0
0
0
0
0
0
0
0
0
0
0
0
0
0
0
0
0
0
0
0
0
0
0
0
0
0
0
0
0
0
0
0
0
0
0
0
0
0
0
0
0
0
0
0
0
0
0
0
0
0
0
0
0
0
0
0
0
0
0
0
0
0
0
0
0
0
0
0
0
0
0
0
0
0
0
0
0
0
0
0
0
0
0
0
0
0
0
0
0
0
0
0
0
0
0
0
0
0
0
0
0
0
0
0
0
0
0
0
0
0
0
0
0
0
0
0
0
0
0
0
0
0
0
0
0
0
0
0
0
0
0
0
0
0
0
0
0
0
0
0
0
0
0
0
0
0
0
0
0
0
0
0
0
0
0
0
0
0
0
0
0
0
0
0
0
0
0
0
0
0
0
0
0
0
0
0
0
0
0
0
0
0
0
0
0
0
0
0
0
0
0
0
0
0
0
0
0
0
0
0
0
0
0
0
0
0
0
0
0
0
0
0
0
0
0
0
0
0
0
0
0
0
0
0
0
0
0
0
0
0
0
0
0
0
0
0
0
0
0
0
0
0
0
0
0
0
0
0
0
0
0
0
0
0
0
0
0
0
0
0
0
0
0
0
0
0
0
0
0
0
0
0
0
0
0
0
0
0
0
0
0
0
0
0
0
0
0
0
0
0
0
0
0
0
0
0
0
0
0
0
0
0
0
0
0
0
0
0
0
0
0
0
0
0
0
0
0
0
0
0
0
0
0
0
0
0
0
0
0
0
0
0
0
0
0
0
0
0
0
0
0
0
0
0
0
0
0
0
0
0
0
0
0
0
0
0
0
0
0
0
0
0
0
0
0
0
0
0
0
0
0
0
0
0
0
0
0
0
0
0
0
0
0
0
0
0
0
0
0
0
0
0
0
0
0
0
0
0
0
0
0
0
0
0
0
0
0
0
0
0
0
0
0
0
0
0
0
0
0
0
0
0
0
0
0
0
0
0
0
0
0
0
0
0
0
0
0
0
0
0
0
0
0
0
0
0
0
0
0
0
0
0
0
0
0
0
0
0
0
0
0
0
0
0
0
0
0
0
0
0
0
0
0
0
0
0
0
0
0
0
0
0
0
0
0
0
0
0
0
0
0
0
0
0
0
0
0
0
0
0
0
0
0
0
0
0
0
0
0
0
0
0
0
0
0
0
0
0
0
0
0
0
0
0
0
0
0
0
0
0
0
0
0
0
0
0
0
0
0
0
0
0
0
0
0
0
0
0
0
0
0
0
0
0
0
0
0
0
0
0
0
0
0
0
0
0
0
0
0
0
0
0
0
0
0
0
0
0
0
0
0
0
0
0
0
0
0
0
0
0
0
0
0
0
0
0
0
0
0
0
0
0
0
0
0
0
0
0
0
0
0
0
0
0
0
0
0
0
0
0
0
0
0
0
0
0
0
0
0
0
0
0
0
0
0
0
0
0
0
0
0
0
0
0
0
0
0
0
0
0
0
0
0
0
0
0
0
0
0
0
0
0
0
0
0
0
0
0
0
0
0
0
0
0
0
0
0
0
0
0
0
0
0
0
0
0
0
0
0
0
0
0
0
0
0
0
0
0
0
0
0
0
0
0
0
0
0
0
0
0
0
0
0
0
0
0
0
0
0
0
0
0
0
0
0
0
0
0
0
0
0
0
0
0
0
0
0
0
0
0
0
0
0
0
0
0
0
0
0
0
0
0
0
0
0
0
0
0
0
0
0
0
0
0
0
0
0
0
0
0
0
0
0
0
0
0
0
0
0
0
0
0
0
0
0
0
0
0
0
0
0
0
0
0
0
0
0
0
0
0
0
0
0
0
0
0
0
0
0
0
0
0
0
0
0
0
0
0
0
0
0
0
0
0
0
0
0
0
0
0
0
0
0
0
0
0
0
0
0
0
0
0
0
0
0
0
0
0
0
0
0
0
0
0
0
0
0
0
0
0
0
0
0
0
0
0
0
0
0
0
0
0
0
0
0
0
0
0
0
0
0
0
0
0
0
0
0
0
0
0
0
0
0
0
0
0
0
0
0
0
0
0
0
0
0
0
0
0
0
0
0
0
0
0
0
0
0
0
0
0
0
0
0
0
0
0
0
0
0
0
0
0
0
0
0
0
0
0
0
0
0
0
0
0
0
0
0
0
0
0
0
0
0
0
0
0
0
0
0
0
0
0
0
0
0
0
0
0
0
0
0
0
0
0
0
0
0
0
0
0
0
0
0
0
0
0
0
0
0
0
0
0
0
0
0
0
0
0
0
0
0
0
0
0
0
0
0
0
0
0
0
0
0
0
0
0
0
0
0
0
0
0
0
0
0
0
0
0
0
0
0
0
0
0
0
0
0
0
0
0
0
0
0
0
0
0
0
0
0
0
0
0
0
0
0
0
0
0
0
0
0
0
0
0
0
0
0
0
0
0
0
0
0
0
0
0
0
0
0
0
0
0
0
0
0
0
0
0
0
0
0
0
0
0
0
0
0
0
0
0
0
0
0
0
0
0
0
0
0
0
0
0
0
0
0
0
0
0
0
0
0
0
0
0
0
0
0
0
0
0
0
0
0
0
0
0
0
0
0
0
0
0
0
0
0
0
0
0
0
0
0
0
0
0
0
0
0
0
0
0
0
0
0
0
0
0
0
0
0
0
0
0
0
0
0
0
0
0
0
0
0
0
0
0
0
0
0
0
0
0
0
0
0
0
0
0
0
0
0
0
0
0
0
0
0
0
0
0
0
0
0
0
0
0
0
0
0
0
0
0
0
0
0
0
0
0
0
0
0
0
0
0
0
0
0
0
0
0
0
0
0
0
0
0
0
0
0
0
0
0
0
0
0
0
0
0
0
0
0
0
0
0
0
0
0
0
0
0
0
0
0
0
0
0
0
0
0
0
0
0
0
0
0
0
0
0
0
0
0
0
0
0
0
0
0
0
0
0
0
0
0
0
0
0
0
0
0
0
0
0
0
0
0
0
0
0
0
0
0
0
0
0
0
0
0
0
0
0
0
0
0
0
0
0
0
0
0
0
0
0
0
0
0
0
0
0
0
0
0
0
0
0
0
0
0
0
0
0
0
0
0
0
0
0
0
0
0
0
0
0
0
0
0
0
0
0
0
0
0
0
0
0
0
0
0
0
0
0
0
0
0
0
0
0
0
0
0
0
0
0
0
0
0
0
0
0
0
0
0
0
0
0
0
0
0
0
0
0
0
0
0
0
0
0
0
0
0
0
0
0
0
0
0
0
0
0
0
0
0
0
0
0
0
0
0
0
0
0
0
0
0
0
0
0
0
0
0
0
0
0
0
0
0
0
0
0
0
0
0
0
0
0
0
0
0
0
0
0
0
0
0
0
0
0
0
0
0
0
0
0
0
0
0
0
0
0
0
0
0
0
0
0
0
0
0
0
0
0
0
0
0
0
0
0
0
0
0
0
0
0
0
0
0
0
0
0
0
0
0
0
0
0
0
0
0
0
0
0
0
0
0
0
0
0
0
0
0
0
0
0
0
0
0
0
0
0
0
0
0
0
0
0
0
0
0
0
0
0
0
0
0
0
0
0
0
0
0
0
0
0
0
0
0
0
0
0
0
0
0
0
0
0
0
0
0
0
0
0
0
0
0
0
0
0
0
0
0
0
0
0
0
0
0
0
0
0
0
0
0
0
0
0
0
0
0
0
0
0
0
0
0
0
0
0
0
0
0
0
0
0
0
0
0
0
0
0
0
0
0
0
0
0
0
0
0
0
0
0
0
0
0
0
0
0
0
0
0
0
0
0
0
0
0
0
0
0
0
0
0
0
0
0
0
0
0
0
0
0
0
0
0
0
0
0
0
0
0
0
0
0
0
0
0
0
0
0
0
0
0
0
0
0
0
0
0
0
0
0
0
0
0
0
0
0
0
0
0
0
0
0
0
0
0
0
0
0
0
0
0
0
0
0
0
0
0
0
0
0
0
0
0
0
0
0
0
0
0
0
0
0
0
0
0
0
0
0
0
0
0
0
0
0
0
0
0
0
0
0
0
0
0
0
0
0
0
0
0
0
0
0
0
0
0
0
0
0
0
0
0
0
0
0
0
0
0
0
0
0
0
0
0
0
0
0
0
0
0
0
0
0
0
0
0
0
0
0
0
0
0
0
0
0
0
0
0
0
0
0
0
0
0
0
0
0
0
0
0
0
0
0
0
0
0
0
0
0
0
0
0
0
0
0
0
0
0
0
0
0
0
0
0
0
0
0
0
0
0
0
0
0
0
0
0
0
0
0
0
0
0
0
0
0
0
0
0
0
0
0
0
0
0
0
0
0
0
0
0
0
0
0
0
0
0
0
0
0
0
0
0
0
0
0
0
0
0
0
0
0
0
0
0
0
0
0
0
0
0
0
0
0
0
0
0
0
0
0
0
0
0
0
0
0
0
0
0
0
0
0
0
0
0
0
0
0
0
0
0
0
0
0
0
0
0
0
0
0
0
0
0
0
0
0
0
0
0
0
0
0
0
0
0
0
0
0
0
0
0
0
0
0
0
0
0
0
0
0
0
0
0
0
0
0
0
0
0
0
0
0
0
0
0
0
0
0
0
0
0
0
0
0
0
0
0
0
0
0
0
0
0
0
0
0
0
0
0
0
0
0
0
0
0
0
0
0
0
0
0
0
0
0
0
0
0
0
0
0
0
0
0
0
0
0
0
0
0
0
0
0
0
0
0
0
0
0
0
0
0
0
0
0
0
0
0
0
0
0
0
0
0
0
0
0
0
0
0
0
0
0
0
0
0
0
0
0
0
0
0
0
0
0
0
0
0
0
0
0
0
0
0
0
0
0
0
0
0
0
0
0
0
0
0
0
0
0
0
0
0
0
0
0
0
0
0
0
0
0
0
0
0
0
0
0
0
0
0
0
0
0
0
0
0
0
0
0
0
0
0
0
0
0
0
0
0
0
0
0
0
0
0
0
0
0
0
0
0
0
0
0
0
0
0
0
0
0
0
0
0
0
0
0
0
0
0
0
0
0
0
0
0
0
0
0
0
0
0
0
0
0
0
0
0
0
0
0
0
0
0
0
0
0
0
0
0
0
0
0
0
0
0
0
0
0
0
0
0
0
0
0
0
0
0
0
0
0
0
0
0
0
0
0
0
0
0
0
0
0
0
0
0
0
0
0
0
0
0
0
0
0
0
0
0
0
0
0
0
0
0
0
0
0
0
0
0
0
0
0
0
0
0
0
0
0
0
0
0
0
0
0
0
0
0
0
0
0
0
0
0
0
0
0
0
0
0
0
0
0
0
0
0
0
0
0
0
0
0
0
0
0
0
0
0
0
0
0
0
0
0
0
0
0
0
0
0
0
0
0
0
0
0
0
0
0
0
0
0
0
0
0
0
0
0
0
0
0
0
0
0
0
0
0
0
0
0
0
0
0
0
0
0
0
0
0
0
0
0
0
0
0
0
0
0
0
0
0
0
0
0
0
0
0
0
0
0
0
0
0
0
0
0
0
0
0
0
0
0
0
0
0
0
0
0
0
0
0
0
0
0
0
0
0
0
0
0
0
0
0
0
0
0
0
0
0
0
0
0
0
0
0
0
0
0
0
0
0
0
0
0
0
0
0
0
0
0
0
0
0
0
0
0
0
0
0
0
0
0
0
0
0
0
0
0
0
0
0
0
0
0
0
0
0
0
0
0
0
0
0
0
0
0
0
0
0
0
0
0
0
0
0
0
0
0
0
0
0
0
0
0
0
0
0
0
0
0
0
0
0
0
0
0
0
0
0
0
0
0
0
0
0
0
0
0
0
0
0
0
0
0
0
0
0
0
0
0
0
0
0
0
0
0
0
0
0
0
0
0
0
0
0
0
0
0
0
0
0
0
0
0
0
0
0
0
0
0
0
0
0
0
0
0
0
0
0
0
0
0
0
0
0
0
0
0
0
0
0
0
0
0
0
0
0
0
0
0
0
0
0
0
0
0
0
0
0
0
0
0
0
0
0
0
0
0
0
0
0
0
0
0
0
0
0
0
0
0
0
0
0
0
0
0
0
0
0
0
0
0
0
0
0
0
0
0
0
0
0
0
0
0
0
0
0
0
0
0
0
0
0
0
0
0
0
0
0
0
0
0
0
0
0
0
0
0
0
0
0
0
0
0
0
0
0
0
0
0
0
0
0
0
0
0
0
0
0
0
0
0
0
0
0
0
0
0
0
0
0
0
0
0
0
0
0
0
0
0
0
0
0
0
0
0
0
0
0
0
0
0
0
0
0
0
0
0
0
0
0
0
0
0
0
0
0
0
0
0
0
0
0
0
0
0
0
0
0
0
0
0
0
0
0
0
0
0
0
0
0
0
0
0
0
0
0
0
0
0
0
0
0
0
0
0
0
0
0
0
0
0
0
0
0
0
0
0
0
0
0
0
0
0
0
0
0
0
0
0
0
0
0
0
0
0
0
0
0
0
0
0
0
0
0
0
0
0
0
0
0
0
0
0
0
0
0
0
0
0
0
0
0
0
0
0
0
0
0
0
0
0
0
0
0
0
0
0
0
0
0
0
0
0
0
0
0
0
0
0
0
0
0
0
0
0
0
0
0
0
0
0
0
0
0
0
0
0
0
0
0
0
0
0
0
0
0
0
0
0
0
0
0
0
0
0
0
0
0
0
0
0
0
0
0
0
0
0
0
0
0
0
0
0
0
0
0
0
0
0
0
0
0
0
0
0
0
0
0
0
0
0
0
0
0
0
0
0
0
0
0
0
0
0
0
0
0
0
0
0
0
0
0
0
0
0
0
0
0
0
0
0
0
0
0
0
0
0
0
0
0
0
0
0
0
0
0
0
0
0
0
0
0
0
0
0
0
0
0
0
0
0
0
0
0
0
0
0
0
0
0
0
0
0
0
0
0
0
0
0
0
0
0
0
0
0
0
0
0
0
0
0
0
0
0
0
0
0
0
0
0
0
0
0
0
0
0
0
0
0
0
0
0
0
0
0
0
0
0
0
0
0
0
0
0
0
0
0
0
0
0
0
0
0
0
0
0
0
0
0
0
0
0
0
0
0
0
0
0
0
0
0
0
0
0
0
0
0
0
0
0
0
0
0
0
0
0
0
0
0
0
0
0
0
0
0
0
0
0
0
0
0
0
0
0
0
0
0
0
0
0
0
0
0
0
0
0
0
0
0
0
0
0
0
0
0
0
0
0
0
0
0
0
0
0
0
0
0
0
0
0
0
0
0
0
0
0
0
0
0
0
0
0
0
0
0
0
0
0
0
0
0
0
0
0
0
0
0
0
0
0
0
0
0
0
0
0
0
0
0
0
0
0
0
0
0
0
0
0
0
0
0
0
0
0
0
0
0
0
0
0
0
0
0
0
0
0
0
0
0
0
0
0
0
0
0
0
0
0
0
0
0
0
0
0
0
0
0
0
0
0
0
0
0
0
0
0
0
0
0
0
0
0
0
0
0
0
0
0
0
0
0
0
0
0
0
0
0
0
0
0
0
0
0
0
0
0
0
0
0
0
0
0
0
0
0
0
0
0
0
0
0
0
0
0
0
0
0
0
0
0
0
0
0
0
0
0
0
0
0
0
0
0
0
0
0
0
0
0
0
0
0
0
0
0
0
0
0
0
0
0
0
0
0
0
0
0
0
0
0
0
0
0
0
0
0
0
0
0
0
0
0
0
0
0
0
0
0
0
0
0
0
0
0
0
0
0
0
0
0
0
0
0
0
0
0
0
0
0
0
0
0
0
0
0
0
0
0
0
0
0
0
0
0
0
0
0
0
0
0
0
0
0
0
0
0
0
0
0
0
0
0
0
0
0
0
0
0
0
0
0
0
0
0
0
0
0
0
0
0
0
0
0
0
0
0
0
0
0
0
0
0
0
0
0
0
0
0
0
0
0
0
0
0
0
0
0
0
0
0
0
0
0
0
0
0
0
0
0
0
0
0
0
0
0
0
0
0
0
0
0
0
0
0
0
0
0
0
0
0
0
0
0
0
0
0
0
0
0
0
0
0
0
0
0
0
0
0
0
0
0
0
0
0
0
0
0
0
0
0
0
0
0
0
0
0
0
0
0
0
0
0
0
0
0
0
0
0
0
0
0
0
0
0
0
0
0
0
0
0
0
0
0
0
0
0
0
0
0
0
0
0
0
0
0
0
0
0
0
0
0
0
0
0
0
0
0
0
0
0
0
0
0
0
0
0
0
0
0
0
0
0
0
0
0
0
0
0
0
0
0
0
0
0
0
0
0
0
0
0
0
0
0
0
0
0
0
0
0
0
0
0
0
0
0
0
0
0
0
0
0
0
0
0
0
0
0
0
0
0
0
0
0
0
0
0
0
0
0
0
0
0
0
0
0
0
0
0
0
0
0
0
0
0
0
0
0
0
0
0
0
0
0
0
0
0
0
0
0
0
0
0
0
0
0
0
0
0
0
0
0
0
0
0
0
0
0
0
0
0
0
0
0
0
0
0
0
0
0
0
0
0
0
0
0
0
0
0
0
0
0
0
0
0
0
0
0
0
0
0
0
0
0
0
0
0
0
0
0
0
0
0
0
0
0
0
0
0
0
0
0
0
0
0
0
0
0
0
0
0
0
0
0
0
0
0
0
0
0
0
0
0
0
0
0
0
0
0
0
0
0
0
0
0
0
0
0
0
0
0
0
0
0
0
0
0
0
0
0
0
0
0
0
0
0
0
0
0
0
0
0
0
0
0
0
0
0
0
0
0
0
0
0
0
0
0
0
0
0
0
0
0
0
0
0
0
0
0
0
0
0
0
0
0
0
0
0
0
0
0
0
0
0
0
0
0
0
0
0
0
0
0
0
0
0
0
0
0
0
0
0
0
0
0
0
0
0
0
0
0
0
0
0
0
0
0
0
0
0
0
0
0
0
0
0
0
0
0
0
0
0
0
0
0
0
0
0
0
0
0
0
0
0
0
0
0
0
0
0
0
0
0
0
0
0
0
0
0
0
0
0
0
0
0
0
0
0
0
0
0
0
0
0
0
0
0
0
0
0
0
0
0
0
0
0
0
0
0
0
0
0
0
0
0
0
0
0
0
0
0
0
0
0
0
0
0
0
0
0
0
0
0
0
0
0
0
0
0
0
0
0
0
0
0
0
0
0
0
0
0
0
0
0
0
0
0
0
0
0
0
0
0
0
0
0
0
0
0
0
0
0
0
0
0
0
0
0
0
0
0
0
0
0
0
0
0
0
0
0
0
0
0
0
0
0
0
0
0
0
0
0
0
0
0
0
0
0
0
0
0
0
0
0
0
0
0
0
0
0
0
0
0
0
0
0
0
0
0
0
0
0
0
0
0
0
0
0
0
0
0
0
0
0
0
0
0
0
0
0
0
0
0
0
0
0
0
0
0
0
0
0
0
0
0
0
0
0
0
0
0
0
0
0
0
0
0
0
0
0
0
0
0
0
0
0
0
0
0
0
0
0
0
0
0
0
0
0
0
0
0
0
0
0
0
0
0
0
0
0
0
0
0
0
0
0
0
0
0
0
0
0
0
0
0
0
0
0
0
0
0
0
0
0
0
0
0
0
0
0
0
0
0
0
0
0
0
0
0
0
0
0
0
0
0
0
0
0
0
0
0
0
0
0
0
0
0
0
0
0
0
0
0
0
0
0
0
0
0
0
0
0
0
0
0
0
0
0
0
0
0
0
0
0
0
0
0
0
0
0
0
0
0
0
0
0
0
0
0
0
0
0
0
0
0
0
0
0
0
0
0
0
0
0
0
0
0
0
0
0
0
0
0
0
0
0
0
0
0
0
0
0
0
0
0
0
0
0
0
0
0
0
0
0
0
0
0
0
0
0
0
0
0
0
0
0
0
0
0
0
0
0
0
0
0
0
0
0
0
0
0
0
0
0
0
0
0
0
0
0
0
0
0
0
0
0
0
0
0
0
0
0
0
0
0
0
0
0
0
0
0
0
0
0
0
0
0
0
0
0
0
0
0
0
0
0
0
0
0
0
0
0
0
0
0
0
0
0
0
0
0
0
0
0
0
0
0
0
0
0
0
0
0
0
0
0
0
0
0
0
0
0
0
0
0
0
0
0
0
0
0
0
0
0
0
0
0
0
0
0
0
0
0
0
0
0
0
0
0
0
0
0
0
0
0
0
0
0
0
0
0
0
0
0
0
0
0
0
0
0
0
0
0
0
0
0
0
0
0
0
0
0
0
0
0
0
0
0
0
0
0
0
0
0
0
0
0
0
0
0
0
0
0
0
0
0
0
0
0
0
0
0
0
0
0
0
0
0
0
0
0
0
0
0
0
0
0
0
0
0
0
0
0
0
0
0
0
0
0
0
0
0
0
0
0
0
0
0
0
0
0
0
0
0
0
0
0
0
0
0
0
0
0
0
0
0
0
0
0
0
0
0
0
0
0
0
0
0
0
0
0
0
0
0
0
0
0
0
0
0
0
0
0
0
0
0
0
0
0
0
0
0
0
0
0
0
0
0
0
0
0
0
0
0
0
0
0
0
0
0
0
0
0
0
0
0
0
0
0
0
0
0
0
0
0
0
0
0
0
0
0
0
0
0
0
0
0
0
0
0
0
0
0
0
0
0
0
0
0
0
0
0
0
0
0
0
0
0
0
0
0
0
0
0
0
0
0
0
0
0
0
0
0
0
0
0
0
0
0
0
0
0
0
0
0
0
0
0
0
0
0
0
0
0
0
0
0
0
0
0
0
0
0
0
0
0
0
0
0
0
0
0
0
0
0
0
0
0
0
0
0
0
0
0
0
0
0
0
0
0
0
0
0
0
0
0
0
0
0
0
0
0
0
0
0
0
0
0
0
0
0
0
0
0
0
0
0
0
0
0
0
0
0
0
0
0
0
0
0
0
0
0
0
0
0
0
0
0
0
0
0
0
0
0
0
0
0
0
0
0
0
0
0
0
0
0
0
0
0
0
0
0
0
0
0
0
0
0
0
0
0
0
0
0
0
0
0
0
0
0
0
0
0
0
0
0
0
0
0
0
0
0
0
0
0
0
0
0
0
0
0
0
0
0
0
0
0
0
0
0
0
0
0
0
0
0
0
0
0
0
0
0
0
0
0
0
0
0
0
0
0
0
0
0
0
0
0
0
0
0
0
0
0
0
0
0
0
0
0
0
0
0
0
0
0
0
0
0
0
0
0
0
0
0
0
0
0
0
0
0
0
0
0
0
0
0
0
0
0
0
0
0
0
0
0
0
0
0
0
0
0
0
0
0
0
0
0
0
0
0
0
0
0
0
0
0
0
0
0
0
0
0
0
0
0
0
0
0
0
0
0
0
0
0
0
0
0
0
0
0
0
0
0
0
0
0
0
0
0
0
0
0
0
0
0
0
0
0
0
0
0
0
0
0
0
0
0
0
0
0
0
0
0
0
0
0
0
0
0
0
0
0
0
0
0
0
0
0
0
0
0
0
0
0
0
0
0
0
0
0
0
0
0
0
0
0
0
0
0
0
0
0
0
0
0
0
0
0
0
0
0
0
0
0
0
0
0
0
0
0
0
0
0
0
0
0
0
0
0
0
0
0
0
0
0
0
0
0
0
0
0
0
0
0
0
0
0
0
0
0
0
0
0
0
0
0
0
0
0
0
0
0
0
0
0
0
0
0
0
0
0
0
0
0
0
0
0
0
0
0
0
0
0
0
0
0
0
0
0
0
0
0
0
0
0
0
0
0
0
0
0
0
0
0
0
0
0
0
0
0
0
0
0
0
0
0
0
0
0
0
0
0
0
0
0
0
0
0
0
0
0
0
0
0
0
0
0
0
0
0
0
0
0
0
0
0
0
0
0
0
0
0
0
0
0
0
0
0
0
0
0
0
0
0
0
0
0
0
0
0
0
0
0
0
0
0
0
0
0
0
0
0
0
0
0
0
0
0
0
0
0
0
0
0
0
0
0
0
0
0
0
0
0
0
0
0
0
0
0
0
0
0
0
0
0
0
0
0
0
0
0
0
0
0
0
0
0
0
0
0
0
0
0
0
0
0
0
0
0
0
0
0
0
0
0
0
0
0
0
0
0
0
0
0
0
0
0
0
0
0
0
0
0
0
0
0
0
0
0
0
0
0
0
0
0
0
0
0
0
0
0
0
0
0
0
0
0
0
0
0
0
0
0
0
0
0
0
0
0
0
0
0
0
0
0
0
0
0
0
0
0
0
0
0
0
0
0
0
0
0
0
0
0
0
0
0
0
0
0
0
0
0
0
0
0
0
0
0
0
0
0
0
0
0
0
0
0
0
0
0
0
0
0
0
0
0
0
0
0
0
0
0
0
0
0
0
0
0
0
0
0
0
0
0
0
0
0
0
0
0
0
0
0
0
0
0
0
0
0
0
0
0
0
0
0
0
0
0
0
0
0
0
0
0
0
0
0
0
0
0
0
0
0
0
0
0
0
0
0
0
0
0
0
0
0
0
0
0
0
0
0
0
0
0
0
0
0
0
0
0
0
0
0
0
0
0
0
0
0
0
0
0
0
0
0
0
0
0
0
0
0
0
0
0
0
0
0
0
0
0
0
0
0
0
0
0
0
0
0
0
0
0
0
0
0
0
0
0
0
0
0
0
0
0
0
0
0
0
0
0
0
0
0
0
0
0
0
0
0
0
0
0
0
0
0
0
0
0
0
0
0
0
0
0
0
0
0
0
0
0
0
0
0
0
0
0
0
0
0
0
0
0
0
0
0
0
0
0
0
0
0
0
0
0
0
0
0
0
0
0
0
0
0
0
0
0
0
0
0
0
0
0
0
0
0
0
0
0
0
0
0
0
0
0
0
0
0
0
0
0
0
0
0
0
0
0
0
0
0
0
0
0
0
0
0
0
0
0
0
0
0
0
0
0
0
0
0
0
0
0
0
0
0
0
0
0
0
0
0
0
0
0
0
0
0
0
0
0
0
0
0
0
0
0
0
0
0
0
0
0
0
0
0
0
0
0
0
0
0
0
0
0
0
0
0
0
0
0
0
0
0
0
0
0
0
0
0
0
0
0
0
0
0
0
0
0
0
0
0
0
0
0
0
0
0
0
0
0
0
0
0
0
0
0
0
0
0
0
0
0
0
0
0
0
0
0
0
0
0
0
0
0
0
0
0
0
0
0
0
0
0
0
0
0
0
0
0
0
0
0
0
0
0
0
0
0
0
0
0
0
0
0
0
0
0
0
0
0
0
0
0
0
0
0
0
0
0
0
0
0
0
0
0
0
0
0
0
0
0
0
0
0
0
0
0
0
0
0
0
0
0
0
0
0
0
0
0
0
0
0
0
0
0
0
0
0
0
0
0
0
0
0
0
0
0
0
0
0
0
0
0
0
0
0
0
0
0
0
0
0
0
0
0
0
0
0
0
0
0
0
0
0
0
0
0
0
0
0
0
0
0
0
0
0
0
0
0
0
0
0
0
0
0
0
0
0
0
0
0
0
0
0
0
0
0
0
0
0
0
0
0
0
0
0
0
0
0
0
0
0
0
0
0
0
0
0
0
0
0
0
0
0
0
0
0
0
0
0
0
0
0
0
0
0
0
0
0
0
0
0
0
0
0
0
0
0
0
0
0
0
0
0
0
0
0
0
0
0
0
0
0
0
0
0
0
0
0
0
0
0
0
0
0
0
0
0
0
0
0
0
0
0
0
0
0
0
0
0
0
0
0
0
0
0
0
0
0
0
0
0
0
0
0
0
0
0
0
0
0
0
0
0
0
0
0
0
0
0
0
0
0
0
0
0
0
0
0
0
0
0
0
0
0
0
0
0
0
0
0
0
0
0
0
0
0
0
0
0
0
0
0
0
0
0
0
0
0
0
0
0
0
0
0
0
0
0
0
0
0
0
0
0
0
0
0
0
0
0
0
0
0
0
0
0
0
0
0
0
0
0
0
0
0
0
0
0
0
0
0
0
0
0
0
0
0
0
0
0
0
0
0
0
0
0
0
0
0
0
0
0
0
0
0
0
0
0
0
0
0
0
0
0
0
0
0
0
0
0
0
0
0
0
0
0
0
0
0
0
0
0
0
0
0
0
0
0
0
0
0
0
0
0
0
0
0
0
0
0
0
0
0
0
0
0
0
0
0
0
0
0
0
0
0
0
0
0
0
0
0
0
0
0
0
0
0
0
0
0
0
0
0
0
0
0
0
0
0
0
0
0
0
0
0
0
0
0
0
0
0
0
0
0
0
0
0
0
0
0
0
0
0
0
0
0
0
0
0
0
0
0
0
0
0
0
0
0
0
0
0
0
0
0
0
0
0
0
0
0
0
0
0
0
0
0
0
0
0
0
0
0
0
0
0
0
0
0
0
0
0
0
0
0
0
0
0
0
0
0
0
0
0
0
0
0
0
0
0
0
0
0
0
0
0
0
0
0
0
0
0
0
0
0
0
0
0
0
0
0
0
0
0
0
0
0
0
0
0
0
0
0
0
0
0
0
0
0
0
0
0
0
0
0
0
0
0
0
0
0
0
0
0
0
0
0
0
0
0
0
0
0
0
0
0
0
0
0
0
0
0
0
0
0
0
0
0
0
0
0
0
0
0
0
0
0
0
0
0
0
0
0
0
0
0
0
0
0
0
0
0
0
0
0
0
0
0
0
0
0
0
0
0
0
0
0
0
0
0
0
0
0
0
0
0
0
0
0
0
0
0
0
0
0
0
0
0
0
0
0
0
0
0
0
0
0
0
0
0
0
0
0
0
0
0
0
0
0
0
0
0
0
0
0
0
0
0
0
0
0
0
0
0
0
0
0
0
0
0
0
0
0
0
0
0
0
0
0
0
0
0
0
0
0
0
0
0
0
0
0
0
0
0
0
0
0
0
0
0
0
0
0
0
0
0
0
0
0
0
0
0
0
0
0
0
0
0
0
0
0
0
0
0
0
0
0
0
0
0
0
0
0
0
0
0
0
0
0
0
0
0
0
0
0
0
0
0
0
0
0
0
0
0
0
0
0
0
0
0
0
0
0
0
0
0
0
0
0
0
0
0
0
0
0
0
0
0
0
0
0
0
0
0
0
0
0
0
0
0
0
0
0
0
0
0
0
0
0
0
0
0
0
0
0
0
0
0
0
0
0
0
0
0
0
0
0
0
0
0
0
0
0
0
0
0
0
0
0
0
0
0
0
0
0
0
0
0
0
0
0
0
0
0
0
0
0
0
0
0
0
0
0
0
0
0
0
0
0
0
0
0
0
0
0
0
0
0
0
0
0
0
0
0
0
0
0
0
0
0
0
0
0
0
0
0
0
0
0
0
0
0
0
0
0
0
0
0
0
0
0
0
0
0
0
0
0
0
0
0
0
0
0
0
0
0
0
0
0
0
0
0
0
0
0
0
0
0
0
0
0
0
0
0
0
0
0
0
0
0
0
0
0
0
0
0
0
0
0
0
0
0
0
0
0
0
0
0
0
0
0
0
0
0
0
0
0
0
0
0
0
0
0
0
0
0
0
0
0
0
0
0
0
0
0
0
0
0
0
0
0
0
0
0
0
0
0
0
0
0
0
0
0
0
0
0
0
0
0
0
0
0
0
0
0
0
0
0
0
0
0
0
0
0
0
0
0
0
0
0
0
0
0
0
0
0
0
0
0
0
0
0
0
0
0
0
0
0
0
0
0
0
0
0
0
0
0
0
0
0
0
0
0
0
0
0
0
0
0
0
0
0
0
0
0
0
0
0
0
0
0
0
0
0
0
0
0
0
0
0
0
0
0
0
0
0
0
0
0
0
0
0
0
0
0
0
0
0
0
0
0
0
0
0
0
0
0
0
0
0
0
0
0
0
0
0
0
0
0
0
0
0
0
0
0
0
0
0
0
0
0
0
0
0
0
0
0
0
0
0
0
0
0
0
0
0
0
0
0
0
0
0
0
0
0
0
0
0
0
0
0
0
0
0
0
0
0
0
0
0
0
0
0
0
0
0
0
0
0
0
0
0
0
0
0
0
0
0
0
0
0
0
0
0
0
0
0
0
0
0
0
0
0
0
0
0
0
0
0
0
0
0
0
0
0
0
0
0
0
0
0
0
0
0
0
0
0
0
0
0
0
0
0
0
0
0
0
0
0
0
0
0
0
0
0
0
0
0
0
0
0
0
0
0
0
0
0
0
0
0
0
0
0
0
0
0
0
0
0
0
0
0
0
0
0
0
0
0
0
0
0
0
0
0
0
0
0
0
0
0
0
0
0
0
0
0
0
0
0
0
0
0
0
0
0
0
0
0
0
0
0
0
0
0
0
0
0
0
0
0
0
0
0
0
0
0
0
0
0
0
0
0
0
0
0
0
0
0
0
0
0
0
0
0
0
0
0
0
0
0
0
0
0
0
0
0
0
0
0
0
0
0
0
0
0
0
0
0
0
0
0
0
0
0
0
0
0
0
0
0
0
0
0
0
0
0
0
0
0
0
0
0
0
0
0
0
0
0
0
0
0
0
0
0
0
0
0
0
0
0
0
0
0
0
0
0
0
0
0
0
0
0
0
0
0
0
0
0
0
0
0
0
0
0
0
0
0
0
0
0
0
0
0
0
0
0
0
0
0
0
0
0
0
0
0
0
0
0
0
0
0
0
0
0
0
0
0
0
0
0
0
0
0
0
0
0
0
0
0
0
0
0
0
0
0
0
0
0
0
0
0
0
0
0
0
0
0
0
0
0
0
0
0
0
0
0
0
0
0
0
0
0
0
0
0
0
0
0
0
0
0
0
0
0
0
0
0
0
0
0
0
0
0
0
0
0
0
0
0
0
0
0
0
0
0
0
0
0
0
0
0
0
0
0
0
0
0
0
0
0
0
0
0
0
0
0
0
0
0
0
0
0
0
0
0
0
0
0
0
0
0
0
0
0
0
0
0
0
0
0
0
0
0
0
0
0
0
0
0
0
0
0
0
0
0
0
0
0
0
0
0
0
0
0
0
0
0
0
0
0
0
0
0
0
0
0
0
0
0
0
0
0
0
0
0
0
0
0
0
0
0
0
0
0
0
0
0
0
0
0
0
0
0
0
0
0
0
0
0
0
0
0
0
0
0
0
0
0
0
0
0
0
0
0
0
0
0
0
0
0
0
0
0
0
0
0
0
0
0
0
0
0
0
0
0
0
0
0
0
0
0
0
0
0
0
0
0
0
0
0
0
0
0
0
0
0
0
0
0
0
0
0
0
0
0
0
0
0
0
0
0
0
0
0
0
0
0
0
0
0
0
0
0
0
0
0
0
0
0
0
0
0
0
0
0
0
0
0
0
0
0
0
0
0
0
0
0
0
0
0
0
0
0
0
0
0
0
0
0
0
0
0
0
0
0
0
0
0
0
0
0
0
0
0
0
0
0
0
0
0
0
0
0
0
0
0
0
0
0
0
0
0
0
0
0
0
0
0
0
0
0
0
0
0
0
0
0
0
0
0
0
0
0
0
0
0
0
0
0
0
0
0
0
0
0
0
0
0
0
0
0
0
0
0
0
0
0
0
0
0
0
0
0
0
0
0
0
0
0
0
0
0
0
0
0
0
0
0
0
0
0
0
0
0
0
0
0
0
0
0
0
0
0
0
0
0
0
0
0
0
0
0
0
0
0
0
0
0
0
0
0
0
0
0
0
0
0
0
0
0
0
0
0
0
0
0
0
0
0
0
0
0
0
0
0
0
0
0
0
0
0
0
0
0
0
0
0
0
0
0
0
0
0
0
0
0
0
0
0
0
0
0
0
0
0
0
0
0
0
0
0
0
0
0
0
0
0
0
0
0
0
0
0
0
0
0
0
0
0
0
0
0
0
0
0
0
0
0
0
0
0
0
0
0
0
0
0
0
0
0
0
0
0
0
0
0
0
0
0
0
0
0
0
0
0
0
0
0
0
0
0
0
0
0
0
0
0
0
0
0
0
0
0
0
0
0
0
0
0
0
0
0
0
0
0
0
0
0
0
0
0
0
0
0
0
0
0
0
0
0
0
0
0
0
0
0
0
0
0
0
0
0
0
0
0
0
0
0
0
0
0
0
0
0
0
0
0
0
0
0
0
0
0
0
0
0
0
0
0
0
0
0
0
0
0
0
0
0
0
0
0
0
0
0
0
0
0
0
0
0
0
0
0
0
0
0
0
0
0
0
0
0
0
0
0
0
0
0
0
0
0
0
0
0
0
0
0
0
0
0
0
0
0
0
0
0
0
0
0
0
0
0
0
0
0
0
0
0
0
0
0
0
0
0
0
0
0
0
0
0
0
0
0
0
0
0
0
0
0
0
0
0
0
0
0
0
0
0
0
0
0
0
0
0
0
0
0
0
0
0
0
0
0
0
0
0
0
0
0
0
0
0
0
0
0
0
0
0
0
0
0
0
0
0
0
0
0
0
0
0
0
0
0
0
0
0
0
0
0
0
0
0
0
0
0
0
0
0
0
0
0
0
0
0
0
0
0
0
0
0
0
0
0
0
0
0
0
0
0
0
0
0
0
0
0
0
0
0
0
0
0
0
0
0
0
0
0
0
0
0
0
0
0
0
0
0
0
0
0
0
0
0
0
0
0
0
0
0
0
0
0
0
0
0
0
0
0
0
0
0
0
0
0
0
0
0
0
0
0
0
0
0
0
0
0
0
0
0
0
0
0
0
0
0
0
0
0
0
0
0
0
0
0
0
0
0
0
0
0
0
0
0
0
0
0
0
0
0
0
0
0
0
0
0
0
0
0
0
0
0
0
0
0
0
0
0
0
0
0
0
0
0
0
0
0
0
0
0
0
0
0
0
0
0
0
0
0
0
0
0
0
0
0
0
0
0
0
0
0
0
0
0
0
0
0
0
0
0
0
0
0
0
0
0
0
0
0
0
0
0
0
0
0
0
0
0
0
0
0
0
0
0
0
0
0
0
0
0
0
0
0
0
0
0
0
0
0
0
0
0
0
0
0
0
0
0
0
0
0
0
0
0
0
0
0
0
0
0
0
0
0
0
0
0
0
0
0
0
0
0
0
0
0
0
0
0
0
0
0
0
0
0
0
0
0
0
0
0
0
0
0
0
0
0
0
0
0
0
0
0
0
0
0
0
0
0
0
0
0
0
0
0
0
0
0
0
0
0
0
0
0
0
0
0
0
0
0
0
0
0
0
0
0
0
0
0
0
0
0
0
0
0
0
0
0
0
0
0
0
0
0
0
0
0
0
0
0
0
0
0
0
0
0
0
0
0
0
0
0
0
0
0
0
0
0
0
0
0
0
0
0
0
0
0
0
0
0
0
0
0
0
0
0
0
0
0
0
0
0
0
0
0
0
0
0
0
0
0
0
0
0
0
0
0
0
0
0
0
0
0
0
0
0
0
0
0
0
0
0
0
0
0
0
0
0
0
0
0
0
0
0
0
0
0
0
0
0
0
0
0
0
0
0
0
0
0
0
0
0
0
0
0
0
0
0
0
0
0
0
0
0
0
0
0
0
0
0
0
0
0
0
0
0
0
0
0
0
0
0
0
0
0
0
0
0
0
0
0
0
0
0
0
0
0
0
0
0
0
0
0
0
0
0
0
0
0
0
0
0
0
0
0
0
0
0
0
0
0
0
0
0
0
0
0
0
0
0
0
0
0
0
0
0
0
0
0
0
0
0
0
0
0
0
0
0
0
0
0
0
0
0
0
0
0
0
0
0
0
0
0
0
0
0
0
0
0
0
0
0
0
0
0
0
0
0
0
0
0
0
0
0
0
0
0
0
0
0
0
0
0
0
0
0
0
0
0
0
0
0
0
0
0
0
0
0
0
0
0
0
0
0
0
0
0
0
0
0
0
0
0
0
0
0
0
0
0
0
0
0
0
0
0
0
0
0
0
0
0
0
0
0
0
0
0
0
0
0
0
0
0
0
0
0
0
0
0
0
0
0
0
0
0
0
0
0
0
0
0
0
0
0
0
0
0
0
0
0
0
0
0
0
0
0
0
0
0
0
0
0
0
0
0
0
0
0
0
0
0
0
0
0
0
0
0
0
0
0
0
0
0
0
0
0
0
0
0
0
0
0
0
0
0
0
0
0
0
0
0
0
0
0
0
0
0
0
0
0
0
0
0
0
0
0
0
0
0
0
0
0
0
0
0
0
0
0
0
0
0
0
0
0
0
0
0
0
0
0
0
0
0
0
0
0
0
0
0
0
0
0
0
0
0
0
0
0
0
0
0
0
0
0
0
0
0
0
0
0
0
0
0
0
0
0
0
0
0
0
0
0
0
0
0
0
0
0
0
0
0
0
0
0
0
0
0
0
0
0
0
0
0
0
0
0
0
0
0
0
0
0
0
0
0
0
0
0
0
0
0
0
0
0
0
0
0
0
0
0
0
0
0
0
0
0
0
0
0
0
0
0
0
0
0
0
0
0
0
0
0
0
0
0
0
0
0
0
0
0
0
0
0
0
0
0
0
0
0
0
0
0
0
0
0
0
0
0
0
0
0
0
0
0
0
0
0
0
0
0
0
0
0
0
0
0
0
0
0
0
0
0
0
0
0
0
0
0
0
0
0
0
0
0
0
0
0
0
0
0
0
0
0
0
0
0
0
0
0
0
0
0
0
0
0
0
0
0
0
0
0
0
0
0
0
0
0
0
0
0
0
0
0
0
0
0
0
0
0
0
0
0
0
0
0
0
0
0
0
0
0
0
0
0
0
0
0
0
0
0
0
0
0
0
0
0
0
0
0
0
0
0
0
0
0
0
0
0
0
0
0
0
0
0
0
0
0
0
0
0
0
0
0
0
0
0
0
0
0
0
0
0
0
0
0
0
0
0
0
0
0
0
0
0
0
0
0
0
0
0
0
0
0
0
0
0
0
0
0
0
0
0
0
0
0
0
0
0
0
0
0
0
0
0
0
0
0
0
0
0
0
0
0
0
0
0
0
0
0
0
0
0
0
0
0
0
0
0
0
0
0
0
0
0
0
0
0
0
0
0
0
0
0
0
0
0
0
0
0
0
0
0
0
0
0
0
0
0
0
0
0
0
0
0
0
0
0
0
0
0
0
0
0
0
0
0
0
0
0
0
0
0
0
0
0
0
0
0
0
0
0
0
0
0
0
0
0
0
0
0
0
0
0
0
0
0
0
0
0
0
0
0
0
0
0
0
0
0
0
0
0
0
0
0
0
0
0
0
0
0
0
0
0
0
0
0
0
0
0
0
0
0
0
0
0
0
0
0
0
0
0
0
0
0
0
0
0
0
0
0
0
0
0
0
0
0
0
0
0
0
0
0
0
0
0
0
0
0
0
0
0
0
0
0
0
0
0
0
0
0
0
0
0
0
0
0
0
0
0
0
0
0
0
0
0
0
0
0
0
0
0
0
0
0
0
0
0
0
0
0
0
0
0
0
0
0
0
0
0
0
0
0
0
0
0
0
0
0
0
0
0
0
0
0
0
0
0
0
0
0
0
0
0
0
0
0
0
0
0
0
0
0
0
0
0
0
0
0
0
0
0
0
0
0
0
0
0
0
0
0
0
0
0
0
0
0
0
0
0
0
0
0
0
0
0
0
0
0
0
0
0
0
0
0
0
0
0
0
0
0
0
0
0
0
0
0
0
0
0
0
0
0
0
0
0
0
0
0
0
0
0
0
0
0
0
0
0
0
0
0
0
0
0
0
0
0
0
0
0
0
0
0
0
0
0
0
0
0
0
0
0
0
0
0
0
0
0
0
0
0
0
0
0
0
0
0
0
0
0
0
0
0
0
0
0
0
0
0
0
0
0
0
0
0
0
0
0
0
0
0
0
0
0
0
0
0
0
0
0
0
0
0
0
0
0
0
0
0
0
0
0
0
0
0
0
0
0
0
0
0
0
0
0
0
0
0
0
0
0
0
0
0
0
0
0
0
0
0
0
0
0
0
0
0
0
0
0
0
0
0
0
0
0
0
0
0
0
0
0
0
0
0
0
0
0
0
0
0
0
0
0
0
0
0
0
0
0
0
0
0
0
0
0
0
0
0
0
0
0
0
0
0
0
0
0
0
0
0
0
0
0
0
0
0
0
0
0
0
0
0
0
0
0
0
0
0
0
0
0
0
0
0
0
0
0
0
0
0
0
0
0
0
0
0
0
0
0
0
0
0
0
0
0
0
0
0
0
0
0
0
0
0
0
0
0
0
0
0
0
0
0
0
0
0
0
0
0
0
0
0
0
0
0
0
0
0
0
0
0
0
0
0
0
0
0
0
0
0
0
0
0
0
0
0
0
0
0
0
0
0
0
0
0
0
0
0
0
0
0
0
0
0
0
0
0
0
0
0
0
0
0
0
0
0
0
0
0
0
0
0
0
0
0
0
0
0
0
0
0
0
0
0
0
0
0
0
0
0
0
0
0
0
0
0
0
0
0
0
0
0
0
0
0
0
0
0
0
0
0
0
0
0
0
0
0
0
0
0
0
0
0
0
0
0
0
0
0
0
0
0
0
0
0
0
0
0
0
0
0
0
0
0
0
0
0
0
0
0
0
0
0
0
0
0
0
0
0
0
0
0
0
0
0
0
0
0
0
0
0
0
0
0
0
0
0
0
0
0
0
0
0
0
0
0
0
0
0
0
0
0
0
0
0
0
0
0
0
0
0
0
0
0
0
0
0
0
0
0
0
0
0
0
0
0
0
0
0
0
0
0
0
0
0
0
0
0
0
0
0
0
0
0
0
0
0
0
0
0
0
0
0
0
0
0
0
0
0
0
0
0
0
0
0
0
0
0
0
0
0
0
0
0
0
0
0
0
0
0
0
0
0
0
0
0
0
0
0
0
0
0
0
0
0
0
0
0
0
0
0
0
0
0
0
0
0
0
0
0
0
0
0
0
0
0
0
0
0
0
0
0
0
0
0
0
0
0
0
0
0
0
0
0
0
0
0
0
0
0
0
0
0
0
0
0
0
0
0
0
0
0
0
0
0
0
0
0
0
0
0
0
0
0
0
0
0
0
0
0
0
0
0
0
0
0
0
0
0
0
0
0
0
0
0
0
0
0
0
0
0
0
0
0
0
0
0
0
0
0
0
0
0
0
0
0
0
0
0
0
0
0
0
0
0
0
0
0
0
0
0
0
0
0
0
0
0
0
0
0
0
0
0
0
0
0
0
0
0
0
0
0
0
0
0
0
0
0
0
0
0
0
0
0
0
0
0
0
0
0
0
0
0
0
0
0
0
0
0
0
0
0
0
0
0
0
0
0
0
0
0
0
0
0
0
0
0
0
0
0
0
0
0
0
0
0
0
0
0
0
0
0
0
0
0
0
0
0
0
0
0
0
0
0
0
0
0
0
0
0
0
0
0
0
0
0
0
0
0
0
0
0
0
0
0
0
0
0
0
0
0
0
0
0
0
0
0
0
0
0
0
0
0
0
0
0
0
0
0
0
0
0
0
0
0
0
0
0
0
0
0
0
0
0
0
0
0
0
0
0
0
0
0
0
0
0
0
0
0
0
0
0
0
0
0
0
0
0
0
0
0
0
0
0
0
0
0
0
0
0
0
0
0
0
0
0
0
0
0
0
0
0
0
0
0
0
0
0
0
0
0
0
0
0
0
0
0
0
0
0
0
0
0
0
0
0
0
0
0
0
0
0
0
0
0
0
0
0
0
0
0
0
0
0
0
0
0
0
0
0
0
0
0
0
0
0
0
0
0
0
0
0
0
0
0
0
0
0
0
0
0
0
0
0
0
0
0
0
0
0
0
0
0
0
0
0
0
0
0
0
0
0
0
0
0
0
0
0
0
0
0
0
0
0
0
0
0
0
0
0
0
0
0
0
0
0
0
0
0
0
0
0
0
0
0
0
0
0
0
0
0
0
0
0
0
0
0
0
0
0
0
0
0
0
0
0
0
0
0
0
0
0
0
0
0
0
0
0
0
0
0
0
0
0
0
0
0
0
0
0
0
0
0
0
0
0
0
0
0
0
0
0
0
0
0
0
0
0
0
0
0
0
0
0
0
0
0
0
0
0
0
0
0
0
0
0
0
0
0
0
0
0
0
0
0
0
0
0
0
0
0
0
0
0
0
0
0
0
0
0
0
0
0
0
0
0
0
0
0
0
0
0
0
0
0
0
0
0
0
0
0
0
0
0
0
0
0
0
0
0
0
0
0
0
0
0
0
0
0
0
0
0
0
0
0
0
0
0
0
0
0
0
0
0
0
0
0
0
0
0
0
0
0
0
0
0
0
0
0
0
0
0
0
0
0
0
0
0
0
0
0
0
0
0
0
0
0
0
0
0
0
0
0
0
0
0
0
0
0
0
0
0
0
0
0
0
0
0
0
0
0
0
0
0
0
0
0
0
0
0
0
0
0
0
0
0
0
0
0
0
0
0
0
0
0
0
0
0
0
0
0
0
0
0
0
0
0
0
0
0
0
0
0
0
0
0
0
0
0
0
0
0
0
0
0
0
0
0
0
0
0
0
0
0
0
0
0
0
0
0
0
0
0
0
0
0
0
0
0
0
0
0
0
0
0
0
0
0
0
0
0
0
0
0
0
0
0
0
0
0
0
0
0
0
0
0
0
0
0
0
0
0
0
0
0
0
0
0
0
0
0
0
0
0
0
0
0
0
0
0
0
0
0
0
0
0
0
0
0
0
0
0
0
0
0
0
0
0
0
0
0
0
0
0
0
0
0
0
0
0
0
0
0
0
0
0
0
0
0
0
0
0
0
0
0
0
0
0
0
0
0
0
0
0
0
0
0
0
0
0
0
0
0
0
0
0
0
0
0
0
0
0
0
0
0
0
0
0
0
0
0
0
0
0
0
0
0
0
0
0
0
0
0
0
0
0
0
0
0
0
0
0
0
0
0
0
0
0
0
0
0
0
0
0
0
0
0
0
0
0
0
0
0
0
0
0
0
0
0
0
0
0
0
0
0
0
0
0
0
0
0
0
0
0
0
0
0
0
0
0
0
0
0
0
0
0
0
0
0
0
0
0
0
0
0
0
0
0
0
0
0
0
0
0
0
0
0
0
0
0
0
0
0
0
0
0
0
0
0
0
0
0
0
0
0
0
0
0
0
0
0
0
0
0
0
0
0
0
0
0
0
0
0
0
0
0
0
0
0
0
0
0
0
0
0
0
0
0
0
0
0
0
0
0
0
0
0
0
0
0
0
0
0
0
0
0
0
0
0
0
0
0
0
0
0
0
0
0
0
0
0
0
0
0
0
0
0
0
0
0
0
0
0
0
0
0
0
0
0
0
0
0
0
0
0
0
0
0
0
0
0
0
0
0
0
0
0
0
0
0
0
0
0
0
0
0
0
0
0
0
0
0
0
0
0
0
0
0
0
0
0
0
0
0
0
0
0
0
0
0
0
0
0
0
0
0
0
0
0
0
0
0
0
0
0
0
0
0
0
0
0
0
0
0
0
0
0
0
0
0
0
0
0
0
0
0
0
0
0
0
0
0
0
0
0
0
0
0
0
0
0
0
0
0
0
0
0
0
0
0
0
0
0
0
0
0
0
0
0
0
0
0
0
0
0
0
0
0
0
0
0
0
0
0
0
0
0
0
0
0
0
0
0
0
0
0
0
0
0
0
0
0
0
0
0
0
0
0
0
0
0
0
0
0
0
0
0
0
0
0
0
0
0
0
0
0
0
0
0
0
0
0
0
0
0
0
0
0
0
0
0
0
0
0
0
0
0
0
0
0
0
0
0
0
0
0
0
0
0
0
0
0
0
0
0
0
0
0
0
0
0
0
0
0
0
0
0
0
0
0
0
0
0
0
0
0
0
0
0
0
0
0
0
0
0
0
0
0
0
0
0
0
0
0
0
0
0
0
0
0
0
0
0
0
0
0
0
0
0
0
0
0
0
0
0
0
0
0
0
0
0
0
0
0
0
0
0
0
0
0
0
0
0
0
0
0
0
0
0
0
0
0
0
0
0
0
0
0
0
0
0
0
0
0
0
0
0
0
0
0
0
0
0
0
0
0
0
0
0
0
0
0
0
0
0
0
0
0
0
0
0
0
0
0
0
0
0
0
0
0
0
0
0
0
0
0
0
0
0
0
0
0
0
0
0
0
0
0
0
0
0
0
0
0
0
0
0
0
0
0
0
0
0
0
0
0
0
0
0
0
0
0
0
0
0
0
0
0
0
0
0
0
0
0
0
0
0
0
0
0
0
0
0
0
0
0
0
0
0
0
0
0
0
0
0
0
0
0
0
0
0
0
0
0
0
0
0
0
0
0
0
0
0
0
0
0
0
0
0
0
0
0
0
0
0
0
0
0
0
0
0
0
0
0
0
0
0
0
0
0
0
0
0
0
0
0
0
0
0
0
0
0
0
0
0
0
0
0
0
0
0
0
0
0
0
0
0
0
0
0
0
0
0
0
0
0
0
0
0
0
0
0
0
0
0
0
0
0
0
0
0
0
0
0
0
0
0
0
0
0
0
0
0
0
0
0
0
0
0
0
0
0
0
0
0
0
0
0
0
0
0
0
0
0
0
0
0
0
0
0
0
0
0
0
0
0
0
0
0
0
0
0
0
0
0
0
0
0
0
0
0
0
0
0
0
0
0
0
0
0
0
0
0
0
0
0
0
0
0
0
0
0
0
0
0
0
0
0
0
0
0
0
0
0
0
0
0
0
0
0
0
0
0
0
0
0
0
0
0
0
0
0
0
0
0
0
0
0
0
0
0
0
0
0
0
0
0
0
0
0
0
0
0
0
0
0
0
0
0
0
0
0
0
0
0
0
0
0
0
0
0
0
0
0
0
0
0
0
0
0
0
0
0
0
0
0
0
0
0
0
0
0
0
0
0
0
0
0
0
0
0
0
0
0
0
0
0
0
0
0
0
0
0
0
0
0
0
0
0
0
0
0
0
0
0
0
0
0
0
0
0
0
0
0
0
0
0
0
0
0
0
0
0
0
0
0
0
0
0
0
0
0
0
0
0
0
0
0
0
0
0
0
0
0
0
0
0
0
0
0
0
0
0
0
0
0
0
0
0
0
0
0
0
0
0
0
0
0
0
0
0
0
0
0
0
0
0
0
0
0
0
0
0
0
0
0
0
0
0
0
0
0
0
0
0
0
0
0
0
0
0
0
0
0
0
0
0
0
0
0
0
0
0
0
0
0
0
0
0
0
0
0
0
0
0
0
0
0
0
0
0
0
0
0
0
0
0
0
0
0
0
0
0
0
0
0
0
0
0
0
0
0
0
0
0
0
0
0
0
0
0
0
0
0
0
0
0
0
0
0
0
0
0
0
0
0
0
0
0
0
0
0
0
0
0
0
0
0
0
0
0
0
0
0
0
0
0
0
0
0
0
0
0
0
0
0
0
0
0
0
0
0
0
0
0
0
0
0
0
0
0
0
0
0
0
0
0
0
0
0
0
0
0
0
0
0
0
0
0
0
0
0
0
0
0
0
0
0
0
0
0
0
0
0
0
0
0
0
0
0
0
0
0
0
0
0
0
0
0
0
0
0
0
0
0
0
0
0
0
0
0
0
0
0
0
0
0
0
0
0
0
0
0
0
0
0
0
0
0
0
0
0
0
0
0
0
0
0
0
0
0
0
0
0
0
0
0
0
0
0
0
0
0
0
0
0
0
0
0
0
0
0
0
0
0
0
0
0
0
0
0
0
0
0
0
0
0
0
0
0
0
0
0
0
0
0
0
0
0
0
0
0
0
0
0
0
0
0
0
0
0
0
0
0
0
0
0
0
0
0
0
0
0
0
0
0
0
0
0
0
0
0
0
0
0
0
0
0
0
0
0
0
0
0
0
0
0
0
0
0
0
0
0
0
0
0
0
0
0
0
0
0
0
0
0
0
0
0
0
0
0
0
0
0
0
0
0
0
0
0
0
0
0
0
0
0
0
0
0
0
0
0
0
0
0
0
0
0
0
0
0
0
0
0
0
0
0
0
0
0
0
0
0
0
0
0
0
0
0
0
0
0
0
0
0
0
0
0
0
0
0
0
0
0
0
0
0
0
0
0
0
0
0
0
0
0
0
0
0
0
0
0
0
0
0
0
0
0
0
0
0
0
0
0
0
0
0
0
0
0
0
0
0
0
0
0
0
0
0
0
0
0
0
0
0
0
0
0
0
0
0
0
0
0
0
0
0
0
0
0
0
0
0
0
0
0
0
0
0
0
0
0
0
0
0
0
0
0
0
0
0
0
0
0
0
0
0
0
0
0
0
0
0
0
0
0
0
0
0
0
0
0
0
0
0
0
0
0
0
0
0
0
0
0
0
0
0
0
0
0
0
0
0
0
0
0
0
0
0
0
0
0
0
0
0
0
0
0
0
0
0
0
0
0
0
0
0
0
0
0
0
0
0
0
0
0
0
0
0
0
0
0
0
0
0
0
0
0
0
0
0
0
0
0
0
0
0
0
0
0
0
0
0
0
0
0
0
0
0
0
0
0
0
0
0
0
0
0
0
0
0
0
0
0
0
0
0
0
0
0
0
0
0
0
0
0
0
0
0
0
0
0
0
0
0
0
0
0
0
0
0
0
0
0
0
0
0
0
0
0
0
0
0
0
0
0
0
0
0
0
0
0
0
0
0
0
0
0
0
0
0
0
0
0
0
0
0
0
0
0
0
0
0
0
0
0
0
0
0
0
0
0
0
0
0
0
0
0
0
0
0
0
0
0
0
0
0
0
0
0
0
0
0
0
0
0
0
0
0
0
0
0
0
0
0
0
0
0
0
0
0
0
0
0
0
0
0
0
0
0
0
0
0
0
0
0
0
0
0
0
0
0
0
0
0
0
0
0
0
0
0
0
0
0
0
0
0
0
0
0
0
0
0
0
0
0
0
0
0
0
0
0
0
0
0
0
0
0
0
0
0
0
0
0
0
0
0
0
0
0
0
0
0
0
0
0
0
0
0
0
0
0
0
0
0
0
0
0
0
0
0
0
0
0
0
0
0
0
0
0
0
0
0
0
0
0
0
0
0
0
0
0
0
0
0
0
0
0
0
0
0
0
0
0
0
0
0
0
0
0
0
0
0
0
0
0
0
0
0
0
0
0
0
0
0
0
0
0
0
0
0
0
0
0
0
0
0
0
0
0
0
0
0
0
0
0
0
0
0
0
0
0
0
0
0
0
0
0
0
0
0
0
0
0
0
0
0
0
0
0
0
0
0
0
0
0
0
0
0
0
0
0
0
0
0
0
0
0
0
0
0
0
0
0
0
0
0
0
0
0
0
0
0
0
0
0
0
0
0
0
0
0
0
0
0
0
0
0
0
0
0
0
0
0
0
0
0
0
0
0
0
0
0
0
0
0
0
0
0
0
0
0
0
0
0
0
0
0
0
0
0
0
0
0
0
0
0
0
0
0
0
0
0
0
0
0
0
0
0
0
0
0
0
0
0
0
0
0
0
0
0
0
0
0
0
0
0
0
0
0
0
0
0
0
0
0
0
0
0
0
0
0
0
0
0
0
0
0
0
0
0
0
0
0
0
0
0
0
0
0
0
0
0
0
0
0
0
0
0
0
0
0
0
0
0
0
0
0
0
0
0
0
0
0
0
0
0
0
0
0
0
0
0
0
0
0
0
0
0
0
0
0
0
0
0
0
0
0
0
0
0
0
0
0
0
0
0
0
0
0
0
0
0
0
0
0
0
0
0
0
0
0
0
0
0
0
0
0
0
0
0
0
0
0
0
0
0
0
0
0
0
0
0
0
0
0
0
0
0
0
0
0
0
0
0
0
0
0
0
0
0
0
0
0
0
0
0
0
0
0
0
0
0
0
0
0
0
0
0
0
0
0
0
0
0
0
0
0
0
0
0
0
0
0
0
0
0
0
0
0
0
0
0
0
0
0
0
0
0
0
0
0
0
0
0
0
0
0
0
0
0
0
0
0
0
0
0
0
0
0
0
0
0
0
0
0
0
0
0
0
0
0
0
0
0
0
0
0
0
0
0
0
0
0
0
0
0
0
0
0
0
0
0
0
0
0
0
0
0
0
0
0
0
0
0
0
0
0
0
0
0
0
0
0
0
0
0
0
0
0
0
0
0
0
0
0
0
0
0
0
0
0
0
0
0
0
0
0
0
0
0
0
0
0
0
0
0
0
0
0
0
0
0
0
0
0
0
0
0
0
0
0
0
0
0
0
0
0
0
0
0
0
0
0
0
0
0
0
0
0
0
0
0
0
0
0
0
0
0
0
0
0
0
0
0
0
0
0
0
0
0
0
0
0
0
0
0
0
0
0
0
0
0
0
0
0
0
0
0
0
0
0
0
0
0
0
0
0
0
0
0
0
0
0
0
0
0
0
0
0
0
0
0
0
0
0
0
0
0
0
0
0
0
0
0
0
0
0
0
0
0
0
0
0
0
0
0
0
0
0
0
0
0
0
0
0
0
0
0
0
0
0
0
0
0
0
0
0
0
0
0
0
0
0
0
0
0
0
0
0
0
0
0
0
0
0
0
0
0
0
0
0
0
0
0
0
0
0
0
0
0
0
0
0
0
0
0
0
0
0
0
0
0
0
0
0
0
0
0
0
0
0
0
0
0
0
0
0
0
0
0
0
0
0
0
0
0
0
0
0
0
0
0
0
0
0
0
0
0
0
0
0
0
0
0
0
0
0
0
0
0
0
0
0
0
0
0
0
0
0
0
0
0
0
0
0
0
0
0
0
0
0
0
0
0
0
0
0
0
0
0
0
0
0
0
0
0
0
0
0
0
0
0
0
0
0
0
0
0
0
0
0
0
0
0
0
0
0
0
0
0
0
0
0
0
0
0
0
0
0
0
0
0
0
0
0
0
0
0
0
0
0
0
0
0
0
0
0
0
0
0
0
0
0
0
0
0
0
0
0
0
0
0
0
0
0
0
0
0
0
0
0
0
0
0
0
0
0
0
0
0
0
0
0
0
0
0
0
0
0
0
0
0
0
0
0
0
0
0
0
0
0
0
0
0
0
0
0
0
0
0
0
0
0
0
0
0
0
0
0
0
0
0
0
0
0
0
0
0
0
0
0
0
0
0
0
0
0
0
0
0
0
0
0
0
0
0
0
0
0
0
0
0
0
0
0
0
0
0
0
0
0
0
0
0
0
0
0
0
0
0
0
0
0
0
0
0
0
0
0
0
0
0
0
0
0
0
0
0
0
0
0
0
0
0
0
0
0
0
0
0
0
0
0
0
0
0
0
0
0
0
0
0
0
0
0
0
0
0
0
0
0
0
0
0
0
0
0
0
0
0
0
0
0
0
0
0
0
0
0
0
0
0
0
0
0
0
0
0
0
0
0
0
0
0
0
0
0
0
0
0
0
0
0
0
0
0
0
0
0
0
0
0
0
0
0
0
0
0
0
0
0
0
0
0
0
0
0
0
0
0
0
0
0
0
0
0
0
0
0
0
0
0
0
0
0
0
0
0
0
0
0
0
0
0
0
0
0
0
0
0
0
0
0
0
0
0
0
0
0
0
0
0
0
0
0
0
0
0
0
0
0
0
0
0
0
0
0
0
0
0
0
0
0
0
0
0
0
0
0
0
0
0
0
0
0
0
0
0
0
0
0
0
0
0
0
0
0
0
0
0
0
0
0
0
0
0
0
0
0
0
0
0
0
0
0
0
0
0
0
0
0
0
0
0
0
0
0
0
0
0
0
0
0
0
0
0
0
0
0
0
0
0
0
0
0
0
0
0
0
0
0
0
0
0
0
0
0
0
0
0
0
0
0
0
0
0
0
0
0
0
0
0
0
0
0
0
0
0
0
0
0
0
0
0
0
0
0
0
0
0
0
0
0
0
0
0
0
0
0
0
0
0
0
0
0
0
0
0
0
0
0
0
0
0
0
0
0
0
0
0
0
0
0
0
0
0
0
0
0
0
0
0
0
0
0
0
0
0
0
0
0
0
0
0
0
0
0
0
0
0
0
0
0
0
0
0
0
0
0
0
0
0
0
0
0
0
0
0
0
0
0
0
0
0
0
0
0
0
0
0
0
0
0
0
0
0
0
0
0
0
0
0
0
0
0
0
0
0
0
0
0
0
0
0
0
0
0
0
0
0
0
0
0
0
0
0
0
0
0
0
0
0
0
0
0
0
0
0
0
0
0
0
0
0
0
0
0
0
0
0
0
0
0
0
0
0
0
0
0
0
0
0
0
0
0
0
0
0
0
0
0
0
0
0
0
0
0
0
0
0
0
0
0
0
0
0
0
0
0
0
0
0
0
0
0
0
0
0
0
0
0
0
0
0
0
0
0
0
0
0
0
0
0
0
0
0
0
0
0
0
0
0
0
0
0
0
0
0
0
0
0
0
0
0
0
0
0
0
0
0
0
0
0
0
0
0
0
0
0
0
0
0
0
0
0
0
0
0
0
0
0
0
0
0
0
0
0
0
0
0
0
0
0
0
0
0
0
0
0
0
0
0
0
0
0
0
0
0
0
0
0
0
0
0
0
0
0
0
0
0
0
0
0
0
0
0
0
0
0
0
0
0
0
0
0
0
0
0
0
0
0
0
0
0
0
0
0
0
0
0
0
0
0
0
0
0
0
0
0
0
0
0
0
0
0
0
0
0
0
0
0
0
0
0
0
0
0
0
0
0
0
0
0
0
0
0
0
0
0
0
0
0
0
0
0
0
0
0
0
0
0
0
0
0
0
0
0
0
0
0
0
0
0
0
0
0
0
0
0
0
0
0
0
0
0
0
0
0
0
0
0
0
0
0
0
0
0
0
0
0
0
0
0
0
0
0
0
0
0
0
0
0
0
0
0
0
0
0
0
0
0
0
0
0
0
0
0
0
0
0
0
0
0
0
0
0
0
0
0
0
0
0
0
0
0
0
0
0
0
0
0
0
0
0
0
0
0
0
0
0
0
0
0
0
0
0
0
0
0
0
0
0
0
0
0
0
0
0
0
0
0
0
0
0
0
0
0
0
0
0
0
0
0
0
0
0
0
0
0
0
0
0
0
0
0
0
0
0
0
0
0
0
0
0
0
0
0
0
0
0
0
0
0
0
0
0
0
0
0
0
0
0
0
0
0
0
0
0
0
0
0
0
0
0
0
0
0
0
0
0
0
0
0
0
0
0
0
0
0
0
0
0
0
0
0
0
0
0
0
0
0
0
0
0
0
0
0
0
0
0
0
0
0
0
0
0
0
0
0
0
0
0
0
0
0
0
0
0
0
0
0
0
0
0
0
0
0
0
0
0
0
0
0
0
0
0
0
0
0
0
0
0
0
0
0
0
0
0
0
0
0
0
0
0
0
0
0
0
0
0
0
0
0
0
0
0
0
0
0
0
0
0
0
0
0
0
0
0
0
0
0
0
0
0
0
0
0
0
0
0
0
0
0
0
0
0
0
0
0
0
0
0
0
0
0
0
0
0
0
0
0
0
0
0
0
0
0
0
0
0
0
0
0
0
0
0
0
0
0
0
0
0
0
0
0
0
0
0
0
0
0
0
0
0
0
0
0
0
0
0
0
0
0
0
0
0
0
0
0
0
0
0
0
0
0
0
0
0
0
0
0
0
0
0
0
0
0
0
0
0
0
0
0
0
0
0
0
0
0
0
0
0
0
0
0
0
0
0
0
0
0
0
0
0
0
0
0
0
0
0
0
0
0
0
0
0
0
0
0
0
0
0
0
0
0
0
0
0
0
0
0
0
0
0
0
0
0
0
0
0
0
0
0
0
0
0
0
0
0
0
0
0
0
0
0
0
0
0
0
0
0
0
0
0
0
0
0
0
0
0
0
0
0
0
0
0
0
0
0
0
0
0
0
0
0
0
0
0
0
0
0
0
0
0
0
0
0
0
0
0
0
0
0
0
0
0
0
0
0
0
0
0
0
0
0
0
0
0
0
0
0
0
0
0
0
0
0
0
0
0
0
0
0
0
0
0
0
0
0
0
0
0
0
0
0
0
0
0
0
0
0
0
0
0
0
0
0
0
0
0
0
0
0
0
0
0
0
0
0
0
0
0
0
0
0
0
0
0
0
0
0
0
0
0
0
0
0
0
0
0
0
0
0
0
0
0
0
0
0
0
0
0
0
0
0
0
0
0
0
0
0
0
0
0
0
0
0
0
0
0
0
0
0
0
0
0
0
0
0
0
0
0
0
0
0
0
0
0
0
0
0
0
0
0
0
0
0
0
0
0
0
0
0
0
0
0
0
0
0
0
0
0
0
0
0
0
0
0
0
0
0
0
0
0
0
0
0
0
0
0
0
0
0
0
0
0
0
0
0
0
0
0
0
0
0
0
0
0
0
0
0
0
0
0
0
0
0
0
0
0
0
0
0
0
0
0
0
0
0
0
0
0
0
0
0
0
0
0
0
0
0
0
0
0
0
0
0
0
0
0
0
0
0
0
0
0
0
0
0
0
0
0
0
0
0
0
0
0
0
0
0
0
0
0
0
0
0
0
0
0
0
0
0
0
0
0
0
0
0
0
0
0
0
0
0
0
0
0
0
0
0
0
0
0
0
0
0
0
0
0
0
0
0
0
0
0
0
0
0
0
0
0
0
0
0
0
0
0
0
0
0
0
0
0
0
0
0
0
0
0
0
0
0
0
0
0
0
0
0
0
0
0
0
0
0
0
0
0
0
0
0
0
0
0
0
0
0
0
0
0
0
0
0
0
0
0
0
0
0
0
0
0
0
0
0
0
0
0
0
0
0
0
0
0
0
0
0
0
0
0
0
0
0
0
0
0
0
0
0
0
0
0
0
0
0
0
0
0
0
0
0
0
0
0
0
0
0
0
0
0
0
0
0
0
0
0
0
0
0
0
0
0
0
0
0
0
0
0
0
0
0
0
0
0
0
0
0
0
0
0
0
0
0
0
0
0
0
0
0
0
0
0
0
0
0
0
0
0
0
0
0
0
0
0
0
0
0
0
0
0
0
0
0
0
0
0
0
0
0
0
0
0
0
0
0
0
0
0
0
0
0
0
0
0
0
0
0
0
0
0
0
0
0
0
0
0
0
0
0
0
0
0
0
0
0
0
0
0
0
0
0
0
0
0
0
0
0
0
0
0
0
0
0
0
0
0
0
0
0
0
0
0
0
0
0
0
0
0
0
0
0
0
0
0
0
0
0
0
0
0
0
0
0
0
0
0
0
0
0
0
0
0
0
0
0
0
0
0
0
0
0
0
0
0
0
0
0
0
0
0
0
0
0
0
0
0
0
0
0
0
0
0
0
0
0
0
0
0
0
0
0
0
0
0
0
0
0
0
0
0
0
0
0
0
0
0
0
0
0
0
0
0
0
0
0
0
0
0
0
0
0
0
0
0
0
0
0
0
0
0
0
0
0
0
0
0
0
0
0
0
0
0
0
0
0
0
0
0
0
0
0
0
0
0
0
0
0
0
0
0
0
0
0
0
0
0
0
0
0
0
0
0
0
0
0
0
0
0
0
0
0
0
0
0
0
0
0
0
0
0
0
0
0
0
0
0
0
0
0
0
0
0
0
0
0
0
0
0
0
0
0
0
0
0
0
0
0
0
0
0
0
0
0
0
0
0
0
0
0
0
0
0
0
0
0
0
0
0
0
0
0
0
0
0
0
0
0
0
0
0
0
0
0
0
0
0
0
0
0
0
0
0
0
0
0
0
0
0
0
0
0
0
0
0
0
0
0
0
0
0
0
0
0
0
0
0
0
0
0
0
0
0
0
0
0
0
0
0
0
0
0
0
0
0
0
0
0
0
0
0
0
0
0
0
0
0
0
0
0
0
0
0
0
0
0
0
0
0
0
0
0
0
0
0
0
0
0
0
0
0
0
0
0
0
0
0
0
0
0
0
0
0
0
0
0
0
0
0
0
0
0
0
0
0
0
0
0
0
0
0
0
0
0
0
0
0
0
0
0
0
0
0
0
0
0
0
0
0
0
0
0
0
0
0
0
0
0
0
0
0
0
0
0
0
0
0
0
0
0
0
0
0
0
0
0
0
0
0
0
0
0
0
0
0
0
0
0
0
0
0
0
0
0
0
0
0
0
0
0
0
0
0
0
0
0
0
0
0
0
0
0
0
0
0
0
0
0
0
0
0
0
0
0
0
0
0
0
0
0
0
0
0
0
0
0
0
0
0
0
0
0
0
0
0
0
0
0
0
0
0
0
0
0
0
0
0
0
0
0
0
0
0
0
0
0
0
0
0
0
0
0
0
0
0
0
0
0
0
0
0
0
0
0
0
0
0
0
0
0
0
0
0
0
0
0
0
0
0
0
0
0
0
0
0
0
0
0
0
0
0
0
0
0
0
0
0
0
0
0
0
0
0
0
0
0
0
0
0
0
0
0
0
0
0
0
0
0
0
0
0
0
0
0
0
0
0
0
0
0
0
0
0
0
0
0
0
0
0
0
0
0
0
0
0
0
0
0
0
0
0
0
0
0
0
0
0
0
0
0
0
0
0
0
0
0
0
0
0
0
0
0
0
0
0
0
0
0
0
0
0
0
0
0
0
0
0
0
0
0
0
0
0
0
0
0
0
0
0
0
0
0
0
0
0
0
0
0
0
0
0
0
0
0
0
0
0
0
0
0
0
0
0
0
0
0
0
0
0
0
0
0
0
0
0
0
0
0
0
0
0
0
0
0
0
0
0
0
0
0
0
0
0
0
0
0
0
0
0
0
0
0
0
0
0
0
0
0
0
0
0
0
0
0
0
0
0
0
0
0
0
0
0
0
0
0
0
0
0
0
0
0
0
0
0
0
0
0
0
0
0
0
0
0
0
0
0
0
0
0
0
0
0
0
0
0
0
0
0
0
0
0
0
0
0
0
0
0
0
0
0
0
0
0
0
0
0
0
0
0
0
0
0
0
0
0
0
0
0
0
0
0
0
0
0
0
0
0
0
0
0
0
0
0
0
0
0
0
0
0
0
0
0
0
0
0
0
0
0
0
0
0
0
0
0
0
0
0
0
0
0
0
0
0
0
0
0
0
0
0
0
0
0
0
0
0
0
0
0
0
0
0
0
0
0
0
0
0
0
0
0
0
0
0
0
0
0
0
0
0
0
0
0
0
0
0
0
0
0
0
0
0
0
0
0
0
0
0
0
0
0
0
0
0
0
0
0
0
0
0
0
0
0
0
0
0
0
0
0
0
0
0
0
0
0
0
0
0
0
0
0
0
0
0
0
0
0
0
0
0
0
0
0
0
0
0
0
0
0
0
0
0
0
0
0
0
0
0
0
0
0
0
0
0
0
0
0
0
0
0
0
0
0
0
0
0
0
0
0
0
0
0
0
0
0
0
0
0
0
0
0
0
0
0
0
0
0
0
0
0
0
0
0
0
0
0
0
0
0
0
0
0
0
0
0
0
0
0
0
0
0
0
0
0
0
0
0
0
0
0
0
0
0
0
0
0
0
0
0
0
0
0
0
0
0
0
0
0
0
0
0
0
0
0
0
0
0
0
0
0
0
0
0
0
0
0
0
0
0
0
0
0
0
0
0
0
0
0
0
0
0
0
0
0
0
0
0
0
0
0
0
0
0
0
0
0
0
0
0
0
0
0
0
0
0
0
0
0
0
0
0
0
0
0
0
0
0
0
0
0
0
0
0
0
0
0
0
0
0
0
0
0
0
0
0
0
0
0
0
0
0
0
0
0
0
0
0
0
0
0
0
0
0
0
0
0
0
0
0
0
0
0
0
0
0
0
0
0
0
0
0
0
0
0
0
0
0
0
0
0
0
0
0
0
0
0
0
0
0
0
0
0
0
0
0
0
0
0
0
0
0
0
0
0
0
0
0
0
0
0
0
0
0
0
0
0
0
0
0
0
0
0
0
0
0
0
0
0
0
0
0
0
0
0
0
0
0
0
0
0
0
0
0
0
0
0
0
0
0
0
0
0
0
0
0
0
0
0
0
0
0
0
0
0
0
0
0
0
0
0
0
0
0
0
0
0
0
0
0
0
0
0
0
0
0
0
0
0
0
0
0
0
0
0
0
0
0
0
0
0
0
0
0
0
0
0
0
0
0
0
0
0
0
0
0
0
0
0
0
0
0
0
0
0
0
0
0
0
0
0
0
0
0
0
0
0
0
0
0
0
0
0
0
0
0
0
0
0
0
0
0
0
0
0
0
0
0
0
0
0
0
0
0
0
0
0
0
0
0
0
0
0
0
0
0
0
0
0
0
0
0
0
0
0
0
0
0
0
0
0
0
0
0
0
0
0
0
0
0
0
0
0
0
0
0
0
0
0
0
0
0
0
0
0
0
0
0
0
0
0
0
0
0
0
0
0
0
0
0
0
0
0
0
0
0
0
0
0
0
0
0
0
0
0
0
0
0
0
0
0
0
0
0
0
0
0
0
0
0
0
0
0
0
0
0
0
0
0
0
0
0
0
0
0
0
0
0
0
0
0
0
0
0
0
0
0
0
0
0
0
0
0
0
0
0
0
0
0
0
0
0
0
0
0
0
0
0
0
0
0
0
0
0
0
0
0
0
0
0
0
0
0
0
0
0
0
0
0
0
0
0
0
0
0
0
0
0
0
0
0
0
0
0
0
0
0
0
0
0
0
0
0
0
0
0
0
0
0
0
0
0
0
0
0
0
0
0
0
0
0
0
0
0
0
0
0
0
0
0
0
0
0
0
0
0
0
0
0
0
0
0
0
0
0
0
0
0
0
0
0
0
0
0
0
0
0
0
0
0
0
0
0
0
0
0
0
0
0
0
0
0
0
0
0
0
0
0
0
0
0
0
0
0
0
0
0
0
0
0
0
0
0
0
0
0
0
0
0
0
0
0
0
0
0
0
0
0
0
0
0
0
0
0
0
0
0
0
0
0
0
0
0
0
0
0
0
0
0
0
0
0
0
0
0
0
0
0
0
0
0
0
0
0
0
0
0
0
0
0
0
0
0
0
0
0
0
0
0
0
0
0
0
0
0
0
0
0
0
0
0
0
0
0
0
0
0
0
0
0
0
0
0
0
0
0
0
0
0
0
0
0
0
0
0
0
0
0
0
0
0
0
0
0
0
0
0
0
0
0
0
0
0
0
0
0
0
0
0
0
0
0
0
0
0
0
0
0
0
0
0
0
0
0
0
0
0
0
0
0
0
0
0
0
0
0
0
0
0
0
0
0
0
0
0
0
0
0
0
0
0
0
0
0
0
0
0
0
0
0
0
0
0
0
0
0
0
0
0
0
0
0
0
0
0
0
0
0
0
0
0
0
0
0
0
0
0
0
0
0
0
0
0
0
0
0
0
0
0
0
0
0
0
0
0
0
0
0
0
0
0
0
0
0
0
0
0
0
0
0
0
0
0
0
0
0
0
0
0
0
0
0
0
0
0
0
0
0
0
0
0
0
0
0
0
0
0
0
0
0
0
0
0
0
0
0
0
0
0
0
0
0
0
0
0
0
0
0
0
0
0
0
0
0
0
0
0
0
0
0
0
0
0
0
0
0
0
0
0
0
0
0
0
0
0
0
0
0
0
0
0
0
0
0
0
0
0
0
0
0
0
0
0
0
0
0
0
0
0
0
0
0
0
0
0
0
0
0
0
0
0
0
0
0
0
0
0
0
0
0
0
0
0
0
0
0
0
0
0
0
0
0
0
0
0
0
0
0
0
0
0
0
0
0
0
0
0
0
0
0
0
0
0
0
0
0
0
0
0
0
0
0
0
0
0
0
0
0
0
0
0
0
0
0
0
0
0
0
0
0
0
0
0
0
0
0
0
0
0
0
0
0
0
0
0
0
0
0
0
0
0
0
0
0
0
0
0
0
0
0
0
0
0
0
0
0
0
0
0
0
0
0
0
0
0
0
0
0
0
0
0
0
0
0
0
0
0
0
0
0
0
0
0
0
0
0
0
0
0
0
0
0
0
0
0
0
0
0
0
0
0
0
0
0
0
0
0
0
0
0
0
0
0
0
0
0
0
0
0
0
0
0
0
0
0
0
0
0
0
0
0
0
0
0
0
0
0
0
0
0
0
0
0
0
0
0
0
0
0
0
0
0
0
0
0
0
0
0
0
0
0
0
0
0
0
0
0
0
0
0
0
0
0
0
0
0
0
0
0
0
0
0
0
0
0
0
0
0
0
0
0
0
0
0
0
0
0
0
0
0
0
0
0
0
0
0
0
0
0
0
0
0
0
0
0
0
0
0
0
0
0
0
0
0
0
0
0
0
0
0
0
0
0
0
0
0
0
0
0
0
0
0
0
0
0
0
0
0
0
0
0
0
0
0
0
0
0
0
0
0
0
0
0
0
0
0
0
0
0
0
0
0
0
0
0
0
0
0
0
0
0
0
0
0
0
0
0
0
0
0
0
0
0
0
0
0
0
0
0
0
0
0
0
0
0
0
0
0
0
0
0
0
0
0
0
0
0
0
0
0
0
0
0
0
0
0
0
0
0
0
0
0
0
0
0
0
0
0
0
0
0
0
0
0
0
0
0
0
0
0
0
0
0
0
0
0
0
0
0
0
0
0
0
0
0
0
0
0
0
0
0
0
0
0
0
0
0
0
0
0
0
0
0
0
0
0
0
0
0
0
0
0
0
0
0
0
0
0
0
0
0
0
0
0
0
0
0
0
0
0
0
0
0
0
0
0
0
0
0
0
0
0
0
0
0
0
0
0
0
0
0
0
0
0
0
0
0
0
0
0
0
0
0
0
0
0
0
0
0
0
0
0
0
0
0
0
0
0
0
0
0
0
0
0
0
0
0
0
0
0
0
0
0
0
0
0
0
0
0
0
0
0
0
0
0
0
0
0
0
0
0
0
0
0
0
0
0
0
0
0
0
0
0
0
0
0
0
0
0
0
0
0
0
0
0
0
0
0
0
0
0
0
0
0
0
0
0
0
0
0
0
0
0
0
0
0
0
0
0
0
0
0
0
0
0
0
0
0
0
0
0
0
0
0
0
0
0
0
0
0
0
0
0
0
0
0
0
0
0
0
0
0
0
0
0
0
0
0
0
0
0
0
0
0
0
0
0
0
0
0
0
0
0
0
0
0
0
0
0
0
0
0
0
0
0
0
0
0
0
0
0
0
0
0
0
0
0
0
0
0
0
0
0
0
0
0
0
0
0
0
0
0
0
0
0
0
0
0
0
0
0
0
0
0
0
0
0
0
0
0
0
0
0
0
0
0
0
0
0
0
0
0
0
0
0
0
0
0
0
0
0
0
0
0
0
0
0
0
0
0
0
0
0
0
0
0
0
0
0
0
0
0
0
0
0
0
0
0
0
0
0
0
0
0
0
0
0
0
0
0
0
0
0
0
0
0
0
0
0
0
0
0
0
0
0
0
0
0
0
0
0
0
0
0
0
0
0
0
0
0
0
0
0
0
0
0
0
0
0
0
0
0
0
0
0
0
0
0
0
0
0
0
0
0
0
0
0
0
0
0
0
0
0
0
0
0
0
0
0
0
0
0
0
0
0
0
0
0
0
0
0
0
0
0
0
0
0
0
0
0
0
0
0
0
0
0
0
0
0
0
0
0
0
0
0
0
0
0
0
0
0
0
0
0
0
0
0
0
0
0
0
0
0
0
0
0
0
0
0
0
0
0
0
0
0
0
0
0
0
0
0
0
0
0
0
0
0
0
0
0
0
0
0
0
0
0
0
0
0
0
0
0
0
0
0
0
0
0
0
0
0
0
0
0
0
0
0
0
0
0
0
0
0
0
0
0
0
0
0
0
0
0
0
0
0
0
0
0
0
0
0
0
0
0
0
0
0
0
0
0
0
0
0
0
0
0
0
0
0
0
0
0
0
0
0
0
0
0
0
0
0
0
0
0
0
0
0
0
0
0
0
0
0
0
0
0
0
0
0
0
0
0
0
0
0
0
0
0
0
0
0
0
0
0
0
0
0
0
0
0
0
0
0
0
0
0
0
0
0
0
0
0
0
0
0
0
0
0
0
0
0
0
0
0
0
0
0
0
0
0
0
0
0
0
0
0
0
0
0
0
0
0
0
0
0
0
0
0
0
0
0
0
0
0
0
0
0
0
0
0
0
0
0
0
0
0
0
0
0
0
0
0
0
0
0
0
0
0
0
0
0
0
0
0
0
0
0
0
0
0
0
0
0
0
0
0
0
0
0
0
0
0
0
0
0
0
0
0
0
0
0
0
0
0
0
0
0
0
0
0
0
0
0
0
0
0
0
0
0
0
0
0
0
0
0
0
0
0
0
0
0
0
0
0
0
0
0
0
0
0
0
0
0
0
0
0
0
0
0
0
0
0
0
0
0
0
0
0
0
0
0
0
0
0
0
0
0
0
0
0
0
0
0
0
0
0
0
0
0
0
0
0
0
0
0
0
0
0
0
0
0
0
0
0
0
0
0
0
0
0
0
0
0
0
0
0
0
0
0
0
0
0
0
0
0
0
0
0
0
0
0
0
0
0
0
0
0
0
0
0
0
0
0
0
0
0
0
0
0
0
0
0
0
0
0
0
0
0
0
0
0
0
0
0
0
0
0
0
0
0
0
0
0
0
0
0
0
0
0
0
0
0
0
0
0
0
0
0
0
0
0
0
0
0
0
0
0
0
0
0
0
0
0
0
0
0
0
0
0
0
0
0
0
0
0
0
0
0
0
0
0
0
0
0
0
0
0
0
0
0
0
0
0
0
0
0
0
0
0
0
0
0
0
0
0
0
0
0
0
0
0
0
0
0
0
0
0
0
0
0
0
0
0
0
0
0
0
0
0
0
0
0
0
0
0
0
0
0
0
0
0
0
0
0
0
0
0
0
0
0
0
0
0
0
0
0
0
0
0
0
0
0
0
0
0
0
0
0
0
0
0
0
0
0
0
0
0
0
0
0
0
0
0
0
0
0
0
0
0
0
0
0
0
0
0
0
0
0
0
0
0
0
0
0
0
0
0
0
0
0
0
0
0
0
0
0
0
0
0
0
0
0
0
0
0
0
0
0
0
0
0
0
0
0
0
0
0
0
0
0
0
0
0
0
0
0
0
0
0
0
0
0
0
0
0
0
0
0
0
0
0
0
0
0
0
0
0
0
0
0
0
0
0
0
0
0
0
0
0
0
0
0
0
0
0
0
0
0
0
0
0
0
0
0
0
0
0
0
0
0
0
0
0
0
0
0
0
0
0
0
0
0
0
0
0
0
0
0
0
0
0
0
0
0
0
0
0
0
0
0
0
0
0
0
0
0
0
0
0
0
0
0
0
0
0
0
0
0
0
0
0
0
0
0
0
0
0
0
0
0
0
0
0
0
0
0
0
0
0
0
0
0
0
0
0
0
0
0
0
0
0
0
0
0
0
0
0
0
0
0
0
0
0
0
0
0
0
0
0
0
0
0
0
0
0
0
0
0
0
0
0
0
0
0
0
0
0
0
0
0
0
0
0
0
0
0
0
0
0
0
0
0
0
0
0
0
0
0
0
0
0
0
0
0
0
0
0
0
0
0
0
0
0
0
0
0
0
0
0
0
0
0
0
0
0
0
0
0
0
0
0
0
0
0
0
0
0
0
0
0
0
0
0
0
0
0
0
0
0
0
0
0
0
0
0
0
0
0
0
0
0
0
0
0
0
0
0
0
0
0
0
0
0
0
0
0
0
0
0
0
0
0
0
0
0
0
0
0
0
0
0
0
0
0
0
0
0
0
0
0
0
0
0
0
0
0
0
0
0
0
0
0
0
0
0
0
0
0
0
0
0
0
0
0
0
0
0
0
0
0
0
0
0
0
0
0
0
0
0
0
0
0
0
0
0
0
0
0
0
0
0
0
0
0
0
0
0
0
0
0
0
0
0
0
0
0
0
0
0
0
0
0
0
0
0
0
0
0
0
0
0
0
0
0
0
0
0
0
0
0
0
0
0
0
0
0
0
0
0
0
0
0
0
0
0
0
0
0
0
0
0
0
0
0
0
0
0
0
0
0
0
0
0
0
0
0
0
0
0
0
0
0
0
0
0
0
0
0
0
0
0
0
0
0
0
0
0
0
0
0
0
0
0
0
0
0
0
0
0
0
0
0
0
0
0
0
0
0
0
0
0
0
0
0
0
0
0
0
0
0
0
0
0
0
0
0
0
0
0
0
0
0
0
0
0
0
0
0
0
0
0
0
0
0
0
0
0
0
0
0
0
0
0
0
0
0
0
0
0
0
0
0
0
0
0
0
0
0
0
0
0
0
0
0
0
0
0
0
0
0
0
0
0
0
0
0
0
0
0
0
0
0
0
0
0
0
0
0
0
0
0
0
0
0
0
0
0
0
0
0
0
0
0
0
0
0
0
0
0
0
0
0
0
0
0
0
0
0
0
0
0
0
0
0
0
0
0
0
0
0
0
0
0
0
0
0
0
0
0
0
0
0
0
0
0
0
0
0
0
0
0
0
0
0
0
0
0
0
0
0
0
0
0
0
0
0
0
0
0
0
0
0
0
0
0
0
0
0
0
0
0
0
0
0
0
0
0
0
0
0
0
0
0
0
0
0
0
0
0
0
0
0
0
0
0
0
0
0
0
0
0
0
0
0
0
0
0
0
0
0
0
0
0
0
0
0
0
0
0
0
0
0
0
0
0
0
0
0
0
0
0
0
0
0
0
0
0
0
0
0
0
0
0
0
0
0
0
0
0
0
0
0
0
0
0
0
0
0
0
0
0
0
0
0
0
0
0
0
0
0
0
0
0
0
0
0
0
0
0
0
0
0
0
0
0
0
0
0
0
0
0
0
0
0
0
0
0
0
0
0
0
0
0
0
0
0
0
0
0
0
0
0
0
0
0
0
0
0
0
0
0
0
0
0
0
0
0
0
0
0
0
0
0
0
0
0
0
0
0
0
0
0
0
0
0
0
0
0
0
0
0
0
0
0
0
0
0
0
0
0
0
0
0
0
0
0
0
0
0
0
0
0
0
0
0
0
0
0
0
0
0
0
0
0
0
0
0
0
0
0
0
0
0
0
0
0
0
0
0
0
0
0
0
0
0
0
0
0
0
0
0
0
0
0
0
0
0
0
0
0
0
0
0
0
0
0
0
0
0
0
0
0
0
0
0
0
0
0
0
0
0
0
0
0
0
0
0
0
0
0
0
0
0
0
0
0
0
0
0
0
0
0
0
0
0
0
0
0
0
0
0
0
0
0
0
0
0
0
0
0
0
0
0
0
0
0
0
0
0
0
0
0
0
0
0
0
0
0
0
0
0
0
0
0
0
0
0
0
0
0
0
0
0
0
0
0
0
0
0
0
0
0
0
0
0
0
0
0
0
0
0
0
0
0
0
0
0
0
0
0
0
0
0
0
0
0
0
0
0
0
0
0
0
0
0
0
0
0
0
0
0
0
0
0
0
0
0
0
0
0
0
0
0
0
0
0
0
0
0
0
0
0
0
0
0
0
0
0
0
0
0
0
0
0
0
0
0
0
0
0
0
0
0
0
0
0
0
0
0
0
0
0
0
0
0
0
0
0
0
0
0
0
0
0
0
0
0
0
0
0
0
0
0
0
0
0
0
0
0
0
0
0
0
0
0
0
0
0
0
0
0
0
0
0
0
0
0
0
0
0
0
0
0
0
0
0
0
0
0
0
0
0
0
0
0
0
0
0
0
0
0
0
0
0
0
0
0
0
0
0
0
0
0
0
0
0
0
0
0
0
0
0
0
0
0
0
0
0
0
0
0
0
0
0
0
0
0
0
0
0
0
0
0
0
0
0
0
0
0
0
0
0
0
0
0
0
0
0
0
0
0
0
0
0
0
0
0
0
0
0
0
0
0
0
0
0
0
0
0
0
0
0
0
0
0
0
0
0
0
0
0
0
0
0
0
0
0
0
0
0
0
0
0
0
0
0
0
0
0
0
0
0
0
0
0
0
0
0
0
0
0
0
0
0
0
0
0
0
0
0
0
0
0
0
0
0
0
0
0
0
0
0
0
0
0
0
0
0
0
0
0
0
0
0
0
0
0
0
0
0
0
0
0
0
0
0
0
0
0
0
0
0
0
0
0
0
0
0
0
0
0
0
0
0
0
0
0
0
0
0
0
0
0
0
0
0
0
0
0
0
0
0
0
0
0
0
0
0
0
0
0
0
0
0
0
0
0
0
0
0
0
0
0
0
0
0
0
0
0
0
0
0
0
0
0
0
0
0
0
0
0
0
0
0
0
0
0
0
0
0
0
0
0
0
0
0
0
0
0
0
0
0
0
0
0
0
0
0
0
0
0
0
0
0
0
0
0
0
0
0
0
0
0
0
0
0
0
0
0
0
0
0
0
0
0
0
0
0
0
0
0
0
0
0
0
0
0
0
0
0
0
0
0
0
0
0
0
0
0
0
0
0
0
0
0
0
0
0
0
0
0
0
0
0
0
0
0
0
0
0
0
0
0
0
0
0
0
0
0
0
0
0
0
0
0
0
0
0
0
0
0
0
0
0
0
0
0
0
0
0
0
0
0
0
0
0
0
0
0
0
0
0
0
0
0
0
0
0
0
0
0
0
0
0
0
0
0
0
0
0
0
0
0
0
0
0
0
0
0
0
0
0
0
0
0
0
0
0
0
0
0
0
0
0
0
0
0
0
0
0
0
0
0
0
0
0
0
0
0
0
0
0
0
0
0
0
0
0
0
0
0
0
0
0
0
0
0
0
0
0
0
0
0
0
0
0
0
0
0
0
0
0
0
0
0
0
0
0
0
0
0
0
0
0
0
0
0
0
0
0
0
0
0
0
0
0
0
0
0
0
0
0
0
0
0
0
0
0
0
0
0
0
0
0
0
0
0
0
0
0
0
0
0
0
0
0
0
0
0
0
0
0
0
0
0
0
0
0
0
0
0
0
0
0
0
0
0
0
0
0
0
0
0
0
0
0
0
0
0
0
0
0
0
0
0
0
0
0
0
0
0
0
0
0
0
0
0
0
0
0
0
0
0
0
0
0
0
0
0
0
0
0
0
0
0
0
0
0
0
0
0
0
0
0
0
0
0
0
0
0
0
0
0
0
0
0
0
0
0
0
0
0
0
0
0
0
0
0
0
0
0
0
0
0
0
0
0
0
0
0
0
0
0
0
0
0
0
0
0
0
0
0
0
0
0
0
0
0
0
0
0
0
0
0
0
0
0
0
0
0
0
0
0
0
0
0
0
0
0
0
0
0
0
0
0
0
0
0
0
0
0
0
0
0
0
0
0
0
0
0
0
0
0
0
0
0
0
0
0
0
0
0
0
0
0
0
0
0
0
0
0
0
0
0
0
0
0
0
0
0
0
0
0
0
0
0
0
0
0
0
0
0
0
0
0
0
0
0
0
0
0
0
0
0
0
0
0
0
0
0
0
0
0
0
0
0
0
0
0
0
0
0
0
0
0
0
0
0
0
0
0
0
0
0
0
0
0
0
0
0
0
0
0
0
0
0
0
0
0
0
0
0
0
0
0
0
0
0
0
0
0
0
0
0
0
0
0
0
0
0
0
0
0
0
0
0
0
0
0
0
0
0
0
0
0
0
0
0
0
0
0
0
0
0
0
0
0
0
0
0
0
0
0
0
0
0
0
0
0
0
0
0
0
0
0
0
0
0
0
0
0
0
0
0
0
0
0
0
0
0
0
0
0
0
0
0
0
0
0
0
0
0
0
0
0
0
0
0
0
0
0
0
0
0
0
0
0
0
0
0
0
0
0
0
0
0
0
0
0
0
0
0
0
0
0
0
0
0
0
0
0
0
0
0
0
0
0
0
0
0
0
0
0
0
0
0
0
0
0
0
0
0
0
0
0
0
0
0
0
0
0
0
0
0
0
0
0
0
0
0
0
0
0
0
0
0
0
0
0
0
0
0
0
0
0
0
0
0
0
0
0
0
0
0
0
0
0
0
0
0
0
0
0
0
0
0
0
0
0
0
0
0
0
0
0
0
0
0
0
0
0
0
0
0
0
0
0
0
0
0
0
0
0
0
0
0
0
0
0
0
0
0
0
0
0
0
0
0
0
0
0
0
0
0
0
0
0
0
0
0
0
0
0
0
0
0
0
0
0
0
0
0
0
0
0
0
0
0
0
0
0
0
0
0
0
0
0
0
0
0
0
0
0
0
0
0
0
0
0
0
0
0
0
0
0
0
0
0
0
0
0
0
0
0
0
0
0
0
0
0
0
0
0
0
0
0
0
0
0
0
0
0
0
0
0
0
0
0
0
0
0
0
0
0
0
0
0
0
0
0
0
0
0
0
0
0
0
0
0
0
0
0
0
0
0
0
0
0
0
0
0
0
0
0
0
0
0
0
0
0
0
0
0
0
0
0
0
0
0
0
0
0
0
0
0
0
0
0
0
0
0
0
0
0
0
0
0
0
0
0
0
0
0
0
0
0
0
0
0
0
0
0
0
0
0
0
0
0
0
0
0
0
0
0
0
0
0
0
0
0
0
0
0
0
0
0
0
0
0
0
0
0
0
0
0
0
0
0
0
0
0
0
0
0
0
0
0
0
0
0
0
0
0
0
0
0
0
0
0
0
0
0
0
0
0
0
0
0
0
0
0
0
0
0
0
0
0
0
0
0
0
0
0
0
0
0
0
0
0
0
0
0
0
0
0
0
0
0
0
0
0
0
0
0
0
0
0
0
0
0
0
0
0
0
0
0
0
0
0
0
0
0
0
0
0
0
0
0
0
0
0
0
0
0
0
0
0
0
0
0
0
0
0
0
0
0
0
0
0
0
0
0
0
0
0
0
0
0
0
0
0
0
0
0
0
0
0
0
0
0
0
0
0
0
0
0
0
0
0
0
0
0
0
0
0
0
0
0
0
0
0
0
0
0
0
0
0
0
0
0
0
0
0
0
0
0
0
0
0
0
0
0
0
0
0
0
0
0
0
0
0
0
0
0
0
0
0
0
0
0
0
0
0
0
0
0
0
0
0
0
0
0
0
0
0
0
0
0
0
0
0
0
0
0
0
0
0
0
0
0
0
0
0
0
0
0
0
0
0
0
0
0
0
0
0
0
0
0
0
0
0
0
0
0
0
0
0
0
0
0
0
0
0
0
0
0
0
0
0
0
0
0
0
0
0
0
0
0
0
0
0
0
0
0
0
0
0
0
0
0
0
0
0
0
0
0
0
0
0
0
0
0
0
0
0
0
0
0
0
0
0
0
0
0
0
0
0
0
0
0
0
0
0
0
0
0
0
0
0
0
0
0
0
0
0
0
0
0
0
0
0
0
0
0
0
0
0
0
0
0
0
0
0
0
0
0
0
0
0
0
0
0
0
0
0
0
0
0
0
0
0
0
0
0
0
0
0
0
0
0
0
0
0
0
0
0
0
0
0
0
0
0
0
0
0
0
0
0
0
0
0
0
0
0
0
0
0
0
0
0
0
0
0
0
0
0
0
0
0
0
0
0
0
0
0
0
0
0
0
0
0
0
0
0
0
0
0
0
0
0
0
0
0
0
0
0
0
0
0
0
0
0
0
0
0
0
0
0
0
0
0
0
0
0
0
0
0
0
0
0
0
0
0
0
0
0
0
0
0
0
0
0
0
0
0
0
0
0
0
0
0
0
0
0
0
0
0
0
0
0
0
0
0
0
0
0
0
0
0
0
0
0
0
0
0
0
0
0
0
0
0
0
0
0
0
0
0
0
0
0
0
0
0
0
0
0
0
0
0
0
0
0
0
0
0
0
0
0
0
0
0
0
0
0
0
0
0
0
0
0
0
0
0
0
0
0
0
0
0
0
0
0
0
0
0
0
0
0
0
0
0
0
0
0
0
0
0
0
0
0
0
0
0
0
0
0
0
0
0
0
0
0
0
0
0
0
0
0
0
0
0
0
0
0
0
0
0
0
0
0
0
0
0
0
0
0
0
0
0
0
0
0
0
0
0
0
0
0
0
0
0
0
0
0
0
0
0
0
0
0
0
0
0
0
0
0
0
0
0
0
0
0
0
0
0
0
0
0
0
0
0
0
0
0
0
0
0
0
0
0
0
0
0
0
0
0
0
0
0
0
0
0
0
0
0
0
0
0
0
0
0
0
0
0
0
0
0
0
0
0
0
0
0
0
0
0
0
0
0
0
0
0
0
0
0
0
0
0
0
0
0
0
0
0
0
0
0
0
0
0
0
0
0
0
0
0
0
0
0
0
0
0
0
0
0
0
0
0
0
0
0
0
0
0
0
0
0
0
0
0
0
0
0
0
0
0
0
0
0
0
0
0
0
0
0
0
0
0
0
0
0
0
0
0
0
0
0
0
0
0
0
0
0
0
0
0
0
0
0
0
0
0
0
0
0
0
0
0
0
0
0
0
0
0
0
0
0
0
0
0
0
0
0
0
0
0
0
0
0
0
0
0
0
0
0
0
0
0
0
0
0
0
0
0
0
0
0
0
0
0
0
0
0
0
0
0
0
0
0
0
0
0
0
0
0
0
0
0
0
0
0
0
0
0
0
0
0
0
0
0
0
0
0
0
0
0
0
0
0
0
0
0
0
0
0
0
0
0
0
0
0
0
0
0
0
0
0
0
0
0
0
0
0
0
0
0
0
0
0
0
0
0
0
0
0
0
0
0
0
0
0
0
0
0
0
0
0
0
0
0
0
0
0
0
0
0
0
0
0
0
0
0
0
0
0
0
0
0
0
0
0
0
0
0
0
0
0
0
0
0
0
0
0
0
0
0
0
0
0
0
0
0
0
0
0
0
0
0
0
0
0
0
0
0
0
0
0
0
0
0
0
0
0
0
0
0
0
0
0
0
0
0
0
0
0
0
0
0
0
0
0
0
0
0
0
0
0
0
0
0
0
0
0
0
0
0
0
0
0
0
0
0
0
0
0
0
0
0
0
0
0
0
0
0
0
0
0
0
0
0
0
0
0
0
0
0
0
0
0
0
0
0
0
0
0
0
0
0
0
0
0
0
0
0
0
0
0
0
0
0
0
0
0
0
0
0
0
0
0
0
0
0
0
0
0
0
0
0
0
0
0
0
0
0
0
0
0
0
0
0
0
0
0
0
0
0
0
0
0
0
0
0
0
0
0
0
0
0
0
0
0
0
0
0
0
0
0
0
0
0
0
0
0
0
0
0
0
0
0
0
0
0
0
0
0
0
0
0
0
0
0
0
0
0
0
0
0
0
0
0
0
0
0
0
0
0
0
0
0
0
0
0
0
0
0
0
0
0
0
0
0
0
0
0
0
0
0
0
0
0
0
0
0
0
0
0
0
0
0
0
0
0
0
0
0
0
0
0
0
0
0
0
0
0
0
0
0
0
0
0
0
0
0
0
0
0
0
0
0
0
0
0
0
0
0
0
0
0
0
0
0
0
0
0
0
0
0
0
0
0
0
0
0
0
0
0
0
0
0
0
0
0
0
0
0
0
0
0
0
0
0
0
0
0
0
0
0
0
0
0
0
0
0
0
0
0
0
0
0
0
0
0
0
0
0
0
0
0
0
0
0
0
0
0
0
0
0
0
0
0
0
0
0
0
0
0
0
0
0
0
0
0
0
0
0
0
0
0
0
0
0
0
0
0
0
0
0
0
0
0
0
0
0
0
0
0
0
0
0
0
0
0
0
0
0
0
0
0
0
0
0
0
0
0
0
0
0
0
0
0
0
0
0
0
0
0
0
0
0
0
0
0
0
0
0
0
0
0
0
0
0
0
0
0
0
0
0
0
0
0
0
0
0
0
0
0
0
0
0
0
0
0
0
0
0
0
0
0
0
0
0
0
0
0
0
0
0
0
0
0
0
0
0
0
0
0
0
0
0
0
0
0
0
0
0
0
0
0
0
0
0
0
0
0
0
0
0
0
0
0
0
0
0
0
0
0
0
0
0
0
0
0
0
0
0
0
0
0
0
0
0
0
0
0
0
0
0
0
0
0
0
0
0
0
0
0
0
0
0
0
0
0
0
0
0
0
0
0
0
0
0
0
0
0
0
0
0
0
0
0
0
0
0
0
0
0
0
0
0
0
0
0
0
0
0
0
0
0
0
0
0
0
0
0
0
0
0
0
0
0
0
0
0
0
0
0
0
0
0
0
0
0
0
0
0
0
0
0
0
0
0
0
0
0
0
0
0
0
0
0
0
0
0
0
0
0
0
0
0
0
0
0
0
0
0
0
0
0
0
0
0
0
0
0
0
0
0
0
0
0
0
0
0
0
0
0
0
0
0
0
0
0
0
0
0
0
0
0
0
0
0
0
0
0
0
0
0
0
0
0
0
0
0
0
0
0
0
0
0
0
0
0
0
0
0
0
0
0
0
0
0
0
0
0
0
0
0
0
0
0
0
0
0
0
0
0
0
0
0
0
0
0
0
0
0
0
0
0
0
0
0
0
0
0
0
0
0
0
0
0
0
0
0
0
0
0
0
0
0
0
0
0
0
0
0
0
0
0
0
0
0
0
0
0
0
0
0
0
0
0
0
0
0
0
0
0
0
0
0
0
0
0
0
0
0
0
0
0
0
0
0
0
0
0
0
0
0
0
0
0
0
0
0
0
0
0
0
0
0
0
0
0
0
0
0
0
0
0
0
0
0
0
0
0
0
0
0
0
0
0
0
0
0
0
0
0
0
0
0
0
0
0
0
0
0
0
0
0
0
0
0
0
0
0
0
0
0
0
0
0
0
0
0
0
0
0
0
0
0
0
0
0
0
0
0
0
0
0
0
0
0
0
0
0
0
0
0
0
0
0
0
0
0
0
0
0
0
0
0
0
0
0
0
0
0
0
0
0
0
0
0
0
0
0
0
0
0
0
0
0
0
0
0
0
0
0
0
0
0
0
0
0
0
0
0
0
0
0
0
0
0
0
0
0
0
0
0
0
0
0
0
0
0
0
0
0
0
0
0
0
0
0
0
0
0
0
0
0
0
0
0
0
0
0
0
0
0
0
0
0
0
0
0
0
0
0
0
0
0
0
0
0
0
0
0
0
0
0
0
0
0
0
0
0
0
0
0
0
0
0
0
0
0
0
0
0
0
0
0
0
0
0
0
0
0
0
0
0
0
0
0
0
0
0
0
0
0
0
0
0
0
0
0
0
0
0
0
0
0
0
0
0
0
0
0
0
0
0
0
0
0
0
0
0
0
0
0
0
0
0
0
0
0
0
0
0
0
0
0
0
0
0
0
0
0
0
0
0
0
0
0
0
0
0
0
0
0
0
0
0
0
0
0
0
0
0
0
0
0
0
0
0
0
0
0
0
0
0
0
0
0
0
0
0
0
0
0
0
0
0
0
0
0
0
0
0
0
0
0
0
0
0
0
0
0
0
0
0
0
0
0
0
0
0
0
0
0
0
0
0
0
0
0
0
0
0
0
0
0
0
0
0
0
0
0
0
0
0
0
0
0
0
0
0
0
0
0
0
0
0
0
0
0
0
0
0
0
0
0
0
0
0
0
0
0
0
0
0
0
0
0
0
0
0
0
0
0
0
0
0
0
0
0
0
0
0
0
0
0
0
0
0
0
0
0
0
0
0
0
0
0
0
0
0
0
0
0
0
0
0
0
0
0
0
0
0
0
0
0
0
0
0
0
0
0
0
0
0
0
0
0
0
0
0
0
0
0
0
0
0
0
0
0
0
0
0
0
0
0
0
0
0
0
0
0
0
0
0
0
0
0
0
0
0
0
0
0
0
0
0
0
0
0
0
0
0
0
0
0
0
0
0
0
0
0
0
0
0
0
0
0
0
0
0
0
0
0
0
0
0
0
0
0
0
0
0
0
0
0
0
0
0
0
0
0
0
0
0
0
0
0
0
0
0
0
0
0
0
0
0
0
0
0
0
0
0
0
0
0
0
0
0
0
0
0
0
0
0
0
0
0
0
0
0
0
0
0
0
0
0
0
0
0
0
0
0
0
0
0
0
0
0
0
0
0
0
0
0
0
0
0
0
0
0
0
0
0
0
0
0
0
0
0
0
0
0
0
0
0
0
0
0
0
0
0
0
0
0
0
0
0
0
0
0
0
0
0
0
0
0
0
0
0
0
0
0
0
0
0
0
0
0
0
0
0
0
0
0
0
0
0
0
0
0
0
0
0
0
0
0
0
0
0
0
0
0
0
0
0
0
0
0
0
0
0
0
0
0
0
0
0
0
0
0
0
0
0
0
0
0
0
0
0
0
0
0
0
0
0
0
0
0
0
0
0
0
0
0
0
0
0
0
0
0
0
0
0
0
0
0
0
0
0
0
0
0
0
0
0
0
0
0
0
0
0
0
0
0
0
0
0
0
0
0
0
0
0
0
0
0
0
0
0
0
0
0
0
0
0
0
0
0
0
0
0
0
0
0
0
0
0
0
0
0
0
0
0
0
0
0
0
0
0
0
0
0
0
0
0
0
0
0
0
0
0
0
0
0
0
0
0
0
0
0
0
0
0
0
0
0
0
0
0
0
0
0
0
0
0
0
0
0
0
0
0
0
0
0
0
0
0
0
0
0
0
0
0
0
0
0
0
0
0
0
0
0
0
0
0
0
0
0
0
0
0
0
0
0
0
0
0
0
0
0
0
0
0
0
0
0
0
0
0
0
0
0
0
0
0
0
0
0
0
0
0
0
0
0
0
0
0
0
0
0
0
0
0
0
0
0
0
0
0
0
0
0
0
0
0
0
0
0
0
0
0
0
0
0
0
0
0
0
0
0
0
0
0
0
0
0
0
0
0
0
0
0
0
0
0
0
0
0
0
0
0
0
0
0
0
0
0
0
0
0
0
0
0
0
0
0
0
0
0
0
0
0
0
0
0
0
0
0
0
0
0
0
0
0
0
0
0
0
0
0
0
0
0
0
0
0
0
0
0
0
0
0
0
0
0
0
0
0
0
0
0
0
0
0
0
0
0
0
0
0
0
0
0
0
0
0
0
0
0
0
0
0
0
0
0
0
0
0
0
0
0
0
0
0
0
0
0
0
0
0
0
0
0
0
0
0
0
0
0
0
0
0
0
0
0
0
0
0
0
0
0
0
0
0
0
0
0
0
0
0
0
0
0
0
0
0
0
0
0
0
0
0
0
0
0
0
0
0
0
0
0
0
0
0
0
0
0
0
0
0
0
0
0
0
0
0
0
0
0
0
0
0
0
0
0
0
0
0
0
0
0
0
0
0
0
0
0
0
0
0
0
0
0
0
0
0
0
0
0
0
0
0
0
0
0
0
0
0
0
0
0
0
0
0
0
0
0
0
0
0
0
0
0
0
0
0
0
0
0
0
0
0
0
0
0
0
0
0
0
0
0
0
0
0
0
0
0
0
0
0
0
0
0
0
0
0
0
0
0
0
0
0
0
0
0
0
0
0
0
0
0
0
0
0
0
0
0
0
0
0
0
0
0
0
0
0
0
0
0
0
0
0
0
0
0
0
0
0
0
0
0
0
0
0
0
0
0
0
0
0
0
0
0
0
0
0
0
0
0
0
0
0
0
0
0
0
0
0
0
0
0
0
0
0
0
0
0
0
0
0
0
0
0
0
0
0
0
0
0
0
0
0
0
0
0
0
0
0
0
0
0
0
0
0
0
0
0
0
0
0
0
0
0
0
0
0
0
0
0
0
0
0
0
0
0
0
0
0
0
0
0
0
0
0
0
0
0
0
0
0
0
0
0
0
0
0
0
0
0
0
0
0
0
0
0
0
0
0
0
0
0
0
0
0
0
0
0
0
0
0
0
0
0
0
0
0
0
0
0
0
0
0
0
0
0
0
0
0
0
0
0
0
0
0
0
0
0
0
0
0
0
0
0
0
0
0
0
0
0
0
0
0
0
0
0
0
0
0
0
0
0
0
0
0
0
0
0
0
0
0
0
0
0
0
0
0
0
0
0
0
0
0
0
0
0
0
0
0
0
0
0
0
0
0
0
0
0
0
0
0
0
0
0
0
0
0
0
0
0
0
0
0
0
0
0
0
0
0
0
0
0
0
0
0
0
0
0
0
0
0
0
0
0
0
0
0
0
0
0
0
0
0
0
0
0
0
0
0
0
0
0
0
0
0
0
0
0
0
0
0
0
0
0
0
0
0
0
0
0
0
0
0
0
0
0
0
0
0
0
0
0
0
0
0
0
0
0
0
0
0
0
0
0
0
0
0
0
0
0
0
0
0
0
0
0
0
0
0
0
0
0
0
0
0
0
0
0
0
0
0
0
0
0
0
0
0
0
0
0
0
0
0
0
0
0
0
0
0
0
0
0
0
0
0
0
0
0
0
0
0
0
0
0
0
0
0
0
0
0
0
0
0
0
0
0
0
0
0
0
0
0
0
0
0
0
0
0
0
0
0
0
0
0
0
0
0
0
0
0
0
0
0
0
0
0
0
0
0
0
0
0
0
0
0
0
0
0
0
0
0
0
0
0
0
0
0
0
0
0
0
0
0
0
0
0
0
0
0
0
0
0
0
0
0
0
0
0
0
0
0
0
0
0
0
0
0
0
0
0
0
0
0
0
0
0
0
0
0
0
0
0
0
0
0
0
0
0
0
0
0
0
0
0
0
0
0
0
0
0
0
0
0
0
0
0
0
0
0
0
0
0
0
0
0
0
0
0
0
0
0
0
0
0
0
0
0
0
0
0
0
0
0
0
0
0
0
0
0
0
0
0
0
0
0
0
0
0
0
0
0
0
0
0
0
0
0
0
0
0
0
0
0
0
0
0
0
0
0
0
0
0
0
0
0
0
0
0
0
0
0
0
0
0
0
0
0
0
0
0
0
0
0
0
0
0
0
0
0
0
0
0
0
0
0
0
0
0
0
0
0
0
0
0
0
0
0
0
0
0
0
0
0
0
0
0
0
0
0
0
0
0
0
0
0
0
0
0
0
0
0
0
0
0
0
0
0
0
0
0
0
0
0
0
0
0
0
0
0
0
0
0
0
0
0
0
0
0
0
0
0
0
0
0
0
0
0
0
0
0
0
0
0
0
0
0
0
0
0
0
0
0
0
0
0
0
0
0
0
0
0
0
0
0
0
0
0
0
0
0
0
0
0
0
0
0
0
0
0
0
0
0
0
0
0
0
0
0
0
0
0
0
0
0
0
0
0
0
0
0
0
0
0
0
0
0
0
0
0
0
0
0
0
0
0
0
0
0
0
0
0
0
0
0
0
0
0
0
0
0
0
0
0
0
0
0
0
0
0
0
0
0
0
0
0
0
0
0
0
0
0
0
0
0
0
0
0
0
0
0
0
0
0
0
0
0
0
0
0
0
0
0
0
0
0
0
0
0
0
0
0
0
0
0
0
0
0
0
0
0
0
0
0
0
0
0
0
0
0
0
0
0
0
0
0
0
0
0
0
0
0
0
0
0
0
0
0
0
0
0
0
0
0
0
0
0
0
0
0
0
0
0
0
0
0
0
0
0
0
0
0
0
0
0
0
0
0
0
0
0
0
0
0
0
0
0
0
0
0
0
0
0
0
0
0
0
0
0
0
0
0
0
0
0
0
0
0
0
0
0
0
0
0
0
0
0
0
0
0
0
0
0
0
0
0
0
0
0
0
0
0
0
0
0
0
0
0
0
0
0
0
0
0
0
0
0
0
0
0
0
0
0
0
0
0
0
0
0
0
0
0
0
0
0
0
0
0
0
0
0
0
0
0
0
0
0
0
0
0
0
0
0
0
0
0
0
0
0
0
0
0
0
0
0
0
0
0
0
0
0
0
0
0
0
0
0
0
0
0
0
0
0
0
0
0
0
0
0
0
0
0
0
0
0
0
0
0
0
0
0
0
0
0
0
0
0
0
0
0
0
0
0
0
0
0
0
0
0
0
0
0
0
0
0
0
0
0
0
0
0
0
0
0
0
0
0
0
0
0
0
0
0
0
0
0
0
0
0
0
0
0
0
0
0
0
0
0
0
0
0
0
0
0
0
0
0
0
0
0
0
0
0
0
0
0
0
0
0
0
0
0
0
0
0
0
0
0
0
0
0
0
0
0
0
0
0
0
0
0
0
0
0
0
0
0
0
0
0
0
0
0
0
0
0
0
0
0
0
0
0
0
0
0
0
0
0
0
0
0
0
0
0
0
0
0
0
0
0
0
0
0
0
0
0
0
0
0
0
0
0
0
0
0
0
0
0
0
0
0
0
0
0
0
0
0
0
0
0
0
0
0
0
0
0
0
0
0
0
0
0
0
0
0
0
0
0
0
0
0
0
0
0
0
0
0
0
0
0
0
0
0
0
0
0
0
0
0
0
0
0
0
0
0
0
0
0
0
0
0
0
0
0
0
0
0
0
0
0
0
0
0
0
0
0
0
0
0
0
0
0
0
0
0
0
0
0
0
0
0
0
0
0
0
0
0
0
0
0
0
0
0
0
0
0
0
0
0
0
0
0
0
0
0
0
0
0
0
0
0
0
0
0
0
0
0
0
0
0
0
0
0
0
0
0
0
0
0
0
0
0
0
0
0
0
0
0
0
0
0
0
0
0
0
0
0
0
0
0
0
0
0
0
0
0
0
0
0
0
0
0
0
0
0
0
0
0
0
0
0
0
0
0
0
0
0
0
0
0
0
0
0
0
0
0
0
0
0
0
0
0
0
0
0
0
0
0
0
0
0
0
0
0
0
0
0
0
0
0
0
0
0
0
0
0
0
0
0
0
0
0
0
0
0
0
0
0
0
0
0
0
0
0
0
0
0
0
0
0
0
0
0
0
0
0
0
0
0
0
0
0
0
0
0
0
0
0
0
0
0
0
0
0
0
0
0
0
0
0
0
0
0
0
0
0
0
0
0
0
0
0
0
0
0
0
0
0
0
0
0
0
0
0
0
0
0
0
0
0
0
0
0
0
0
0
0
0
0
0
0
0
0
0
0
0
0
0
0
0
0
0
0
0
0
0
0
0
0
0
0
0
0
0
0
0
0
0
0
0
0
0
0
0
0
0
0
0
0
0
0
0
0
0
0
0
0
0
0
0
0
0
0
0
0
0
0
0
0
0
0
0
0
0
0
0
0
0
0
0
0
0
0
0
0
0
0
0
0
0
0
0
0
0
0
0
0
0
0
0
0
0
0
0
0
0
0
0
0
0
0
0
0
0
0
0
0
0
0
0
0
0
0
0
0
0
0
0
0
0
0
0
0
0
0
0
0
0
0
0
0
0
0
0
0
0
0
0
0
0
0
0
0
0
0
0
0
0
0
0
0
0
0
0
0
0
0
0
0
0
0
0
0
0
0
0
0
0
0
0
0
0
0
0
0
0
0
0
0
0
0
0
0
0
0
0
0
0
0
0
0
0
0
0
0
0
0
0
0
0
0
0
0
0
0
0
0
0
0
0
0
0
0
0
0
0
0
0
0
0
0
0
0
0
0
0
0
0
0
0
0
0
0
0
0
0
0
0
0
0
0
0
0
0
0
0
0
0
0
0
0
0
0
0
0
0
0
0
0
0
0
0
0
0
0
0
0
0
0
0
0
0
0
0
0
0
0
0
0
0
0
0
0
0
0
0
0
0
0
0
0
0
0
0
0
0
0
0
0
0
0
0
0
0
0
0
0
0
0
0
0
0
0
0
0
0
0
0
0
0
0
0
0
0
0
0
0
0
0
0
0
0
0
0
0
0
0
0
0
0
0
0
0
0
0
0
0
0
0
0
0
0
0
0
0
0
0
0
0
0
0
0
0
0
0
0
0
0
0
0
0
0
0
0
0
0
0
0
0
0
0
0
0
0
0
0
0
0
0
0
0
0
0
0
0
0
0
0
0
0
0
0
0
0
0
0
0
0
0
0
0
0
0
0
0
0
0
0
0
0
0
0
0
0
0
0
0
0
0
0
0
0
0
0
0
0
0
0
0
0
0
0
0
0
0
0
0
0
0
0
0
0
0
0
0
0
0
0
0
0
0
0
0
0
0
0
0
0
0
0
0
0
0
0
0
0
0
0
0
0
0
0
0
0
0
0
0
0
0
0
0
0
0
0
0
0
0
0
0
0
0
0
0
0
0
0
0
0
0
0
0
0
0
0
0
0
0
0
0
0
0
0
0
0
0
0
0
0
0
0
0
0
0
0
0
0
0
0
0
0
0
0
0
0
0
0
0
0
0
0
0
0
0
0
0
0
0
0
0
0
0
0
0
0
0
0
0
0
0
0
0
0
0
0
0
0
0
0
0
0
0
0
0
0
0
0
0
0
0
0
0
0
0
0
0
0
0
0
0
0
0
0
0
0
0
0
0
0
0
0
0
0
0
0
0
0
0
0
0
0
0
0
0
0
0
0
0
0
0
0
0
0
0
0
0
0
0
0
0
0
0
0
0
0
0
0
0
0
0
0
0
0
0
0
0
0
0
0
0
0
0
0
0
0
0
0
0
0
0
0
0
0
0
0
0
0
0
0
0
0
0
0
0
0
0
0
0
0
0
0
0
0
0
0
0
0
0
0
0
0
0
0
0
0
0
0
0
0
0
0
0
0
0
0
0
0
0
0
0
0
0
0
0
0
0
0
0
0
0
0
0
0
0
0
0
0
0
0
0
0
0
0
0
0
0
0
0
0
0
0
0
0
0
0
0
0
0
0
0
0
0
0
0
0
0
0
0
0
0
0
0
0
0
0
0
0
0
0
0
0
0
0
0
0
0
0
0
0
0
0
0
0
0
0
0
0
0
0
0
0
0
0
0
0
0
0
0
0
0
0
0
0
0
0
0
0
0
0
0
0
0
0
0
0
0
0
0
0
0
0
0
0
0
0
0
0
0
0
0
0
0
0
0
0
0
0
0
0
0
0
0
0
0
0
0
0
0
0
0
0
0
0
0
0
0
0
0
0
0
0
0
0
0
0
0
0
0
0
0
0
0
0
0
0
0
0
0
0
0
0
0
0
0
0
0
0
0
0
0
0
0
0
0
0
0
0
0
0
0
0
0
0
0
0
0
0
0
0
0
0
0
0
0
0
0
0
0
0
0
0
0
0
0
0
0
0
0
0
0
0
0
0
0
0
0
0
0
0
0
0
0
0
0
0
0
0
0
0
0
0
0
0
0
0
0
0
0
0
0
0
0
0
0
0
0
0
0
0
0
0
0
0
0
0
0
0
0
0
0
0
0
0
0
0
0
0
0
0
0
0
0
0
0
0
0
0
0
0
0
0
0
0
0
0
0
0
0
0
0
0
0
0
0
0
0
0
0
0
0
0
0
0
0
0
0
0
0
0
0
0
0
0
0
0
0
0
0
0
0
0
0
0
0
0
0
0
0
0
0
0
0
0
0
0
0
0
0
0
0
0
0
0
0
0
0
0
0
0
0
0
0
0
0
0
0
0
0
0
0
0
0
0
0
0
0
0
0
0
0
0
0
0
0
0
0
0
0
0
0
0
0
0
0
0
0
0
0
0
0
0
0
0
0
0
0
0
0
0
0
0
0
0
0
0
0
0
0
0
0
0
0
0
0
0
0
0
0
0
0
0
0
0
0
0
0
0
0
0
0
0
0
0
0
0
0
0
0
0
0
0
0
0
0
0
0
0
0
0
0
0
0
0
0
0
0
0
0
0
0
0
0
0
0
0
0
0
0
0
0
0
0
0
0
0
0
0
0
0
0
0
0
0
0
0
0
0
0
0
0
0
0
0
0
0
0
0
0
0
0
0
0
0
0
0
0
0
0
0
0
0
0
0
0
0
0
0
0
0
0
0
0
0
0
0
0
0
0
0
0
0
0
0
0
0
0
0
0
0
0
0
0
0
0
0
0
0
0
0
0
0
0
0
0
0
0
0
0
0
0
0
0
0
0
0
0
0
0
0
0
0
0
0
0
0
0
0
0
0
0
0
0
0
0
0
0
0
0
0
0
0
0
0
0
0
0
0
0
0
0
0
0
0
0
0
0
0
0
0
0
0
0
0
0
0
0
0
0
0
0
0
0
0
0
0
0
0
0
0
0
0
0
0
0
0
0
0
0
0
0
0
0
0
0
0
0
0
0
0
0
0
0
0
0
0
0
0
0
0
0
0
0
0
0
0
0
0
0
0
0
0
0
0
0
0
0
0
0
0
0
0
0
0
0
0
0
0
0
0
0
0
0
0
0
0
0
0
0
0
0
0
0
0
0
0
0
0
0
0
0
0
0
0
0
0
0
0
0
0
0
0
0
0
0
0
0
0
0
0
0
0
0
0
0
0
0
0
0
0
0
0
0
0
0
0
0
0
0
0
0
0
0
0
0
0
0
0
0
0
0
0
0
0
0
0
0
0
0
0
0
0
0
0
0
0
0
0
0
0
0
0
0
0
0
0
0
0
0
0
0
0
0
0
0
0
0
0
0
0
0
0
0
0
0
0
0
0
0
0
0
0
0
0
0
0
0
0
0
0
0
0
0
0
0
0
0
0
0
0
0
0
0
0
0
0
0
0
0
0
0
0
0
0
0
0
0
0
0
0
0
0
0
0
0
0
0
0
0
0
0
0
0
0
0
0
0
0
0
0
0
0
0
0
0
0
0
0
0
0
0
0
0
0
0
0
0
0
0
0
0
0
0
0
0
0
0
0
0
0
0
0
0
0
0
0
0
0
0
0
0
0
0
0
0
0
0
0
0
0
0
0
0
0
0
0
0
0
0
0
0
0
0
0
0
0
0
0
0
0
0
0
0
0
0
0
0
0
0
0
0
0
0
0
0
0
0
0
0
0
0
0
0
0
0
0
0
0
0
0
0
0
0
0
0
0
0
0
0
0
0
0
0
0
0
0
0
0
0
0
0
0
0
0
0
0
0
0
0
0
0
0
0
0
0
0
0
0
0
0
0
0
0
0
0
0
0
0
0
0
0
0
0
0
0
0
0
0
0
0
0
0
0
0
0
0
0
0
0
0
0
0
0
0
0
0
0
0
0
0
0
0
0
0
0
0
0
0
0
0
0
0
0
0
0
0
0
0
0
0
0
0
0
0
0
0
0
0
0
0
0
0
0
0
0
0
0
0
0
0
0
0
0
0
0
0
0
0
0
0
0
0
0
0
0
0
0
0
0
0
0
0
0
0
0
0
0
0
0
0
0
0
0
0
0
0
0
0
0
0
0
0
0
0
0
0
0
0
0
0
0
0
0
0
0
0
0
0
0
0
0
0
0
0
0
0
0
0
0
0
0
0
0
0
0
0
0
0
0
0
0
0
0
0
0
0
0
0
0
0
0
0
0
0
0
0
0
0
0
0
0
0
0
0
0
0
0
0
0
0
0
0
0
0
0
0
0
0
0
0
0
0
0
0
0
0
0
0
0
0
0
0
0
0
0
0
0
0
0
0
0
0
0
0
0
0
0
0
0
0
0
0
0
0
0
0
0
0
0
0
0
0
0
0
0
0
0
0
0
0
0
0
0
0
0
0
0
0
0
0
0
0
0
0
0
0
0
0
0
0
0
0
0
0
0
0
0
0
0
0
0
0
0
0
0
0
0
0
0
0
0
0
0
0
0
0
0
0
0
0
0
0
0
0
0
0
0
0
0
0
0
0
0
0
0
0
0
0
0
0
0
0
0
0
0
0
0
0
0
0
0
0
0
0
0
0
0
0
0
0
0
0
0
0
0
0
0
0
0
0
0
0
0
0
0
0
0
0
0
0
0
0
0
0
0
0
0
0
0
0
0
0
0
0
0
0
0
0
0
0
0
0
0
0
0
0
0
0
0
0
0
0
0
0
0
0
0
0
0
0
0
0
0
0
0
0
0
0
0
0
0
0
0
0
0
0
0
0
0
0
0
0
0
0
0
0
0
0
0
0
0
0
0
0
0
0
0
0
0
0
0
0
0
0
0
0
0
0
0
0
0
0
0
0
0
0
0
0
0
0
0
0
0
0
0
0
0
0
0
0
0
0
0
0
0
0
0
0
0
0
0
0
0
0
0
0
0
0
0
0
0
0
0
0
0
0
0
0
0
0
0
0
0
0
0
0
0
0
0
0
0
0
0
0
0
0
0
0
0
0
0
0
0
0
0
0
0
0
0
0
0
0
0
0
0
0
0
0
0
0
0
0
0
0
0
0
0
0
0
0
0
0
0
0
0
0
0
0
0
0
0
0
0
0
0
0
0
0
0
0
0
0
0
0
0
0
0
0
0
0
0
0
0
0
0
0
0
0
0
0
0
0
0
0
0
0
0
0
0
0
0
0
0
0
0
0
0
0
0
0
0
0
0
0
0
0
0
0
0
0
0
0
0
0
0
0
0
0
0
0
0
0
0
0
0
0
0
0
0
0
0
0
0
0
0
0
0
0
0
0
0
0
0
0
0
0
0
0
0
0
0
0
0
0
0
0
0
0
0
0
0
0
0
0
0
0
0
0
0
0
0
0
0
0
0
0
0
0
0
0
0
0
0
0
0
0
0
0
0
0
0
0
0
0
0
0
0
0
0
0
0
0
0
0
0
0
0
0
0
0
0
0
0
0
0
0
0
0
0
0
0
0
0
0
0
0
0
0
0
0
0
0
0
0
0
0
0
0
0
0
0
0
0
0
0
0
0
0
0
0
0
0
0
0
0
0
0
0
0
0
0
0
0
0
0
0
0
0
0
0
0
0
0
0
0
0
0
0
0
0
0
0
0
0
0
0
0
0
0
0
0
0
0
0
0
0
0
0
0
0
0
0
0
0
0
0
0
0
0
0
0
0
0
0
0
0
0
0
0
0
0
0
0
0
0
0
0
0
0
0
0
0
0
0
0
0
0
0
0
0
0
0
0
0
0
0
0
0
0
0
0
0
0
0
0
0
0
0
0
0
0
0
0
0
0
0
0
0
0
0
0
0
0
0
0
0
0
0
0
0
0
0
0
0
0
0
0
0
0
0
0
0
0
0
0
0
0
0
0
0
0
0
0
0
0
0
0
0
0
0
0
0
0
0
0
0
0
0
0
0
0
0
0
0
0
0
0
0
0
0
0
0
0
0
0
0
0
0
0
0
0
0
0
0
0
0
0
0
0
0
0
0
0
0
0
0
0
0
0
0
0
0
0
0
0
0
0
0
0
0
0
0
0
0
0
0
0
0
0
0
0
0
0
0
0
0
0
0
0
0
0
0
0
0
0
0
0
0
0
0
0
0
0
0
0
0
0
0
0
0
0
0
0
0
0
0
0
0
0
0
0
0
0
0
0
0
0
0
0
0
0
0
0
0
0
0
0
0
0
0
0
0
0
0
0
0
0
0
0
0
0
0
0
0
0
0
0
0
0
0
0
0
0
0
0
0
0
0
0
0
0
0
0
0
0
0
0
0
0
0
0
0
0
0
0
0
0
0
0
0
0
0
0
0
0
0
0
0
0
0
0
0
0
0
0
0
0
0
0
0
0
0
0
0
0
0
0
0
0
0
0
0
0
0
0
0
0
0
0
0
0
0
0
0
0
0
0
0
0
0
0
0
0
0
0
0
0
0
0
0
0
0
0
0
0
0
0
0
0
0
0
0
0
0
0
0
0
0
0
0
0
0
0
0
0
0
0
0
0
0
0
0
0
0
0
0
0
0
0
0
0
0
0
0
0
0
0
0
0
0
0
0
0
0
0
0
0
0
0
0
0
0
0
0
0
0
0
0
0
0
0
0
0
0
0
0
0
0
0
0
0
0
0
0
0
0
0
0
0
0
0
0
0
0
0
0
0
0
0
0
0
0
0
0
0
0
0
0
0
0
0
0
0
0
0
0
0
0
0
0
0
0
0
0
0
0
0
0
0
0
0
0
0
0
0
0
0
0
0
0
0
0
0
0
0
0
0
0
0
0
0
0
0
0
0
0
0
0
0
0
0
0
0
0
0
0
0
0
0
0
0
0
0
0
0
0
0
0
0
0
0
0
0
0
0
0
0
0
0
0
0
0
0
0
0
0
0
0
0
0
0
0
0
0
0
0
0
0
0
0
0
0
0
0
0
0
0
0
0
0
0
0
0
0
0
0
0
0
0
0
0
0
0
0
0
0
0
0
0
0
0
0
0
0
0
0
0
0
0
0
0
0
0
0
0
0
0
0
0
0
0
0
0
0
0
0
0
0
0
0
0
0
0
0
0
0
0
0
0
0
0
0
0
0
0
0
0
0
0
0
0
0
0
0
0
0
0
0
0
0
0
0
0
0
0
0
0
0
0
0
0
0
0
0
0
0
0
0
0
0
0
0
0
0
0
0
0
0
0
0
0
0
0
0
0
0
0
0
0
0
0
0
0
0
0
0
0
0
0
0
0
0
0
0
0
0
0
0
0
0
0
0
0
0
0
0
0
0
0
0
0
0
0
0
0
0
0
0
0
0
0
0
0
0
0
0
0
0
0
0
0
0
0
0
0
0
0
0
0
0
0
0
0
0
0
0
0
0
0
0
0
0
0
0
0
0
0
0
0
0
0
0
0
0
0
0
0
0
0
0
0
0
0
0
0
0
0
0
0
0
0
0
0
0
0
0
0
0
0
0
0
0
0
0
0
0
0
0
0
0
0
0
0
0
0
0
0
0
0
0
0
0
0
0
0
0
0
0
0
0
0
0
0
0
0
0
0
0
0
0
0
0
0
0
0
0
0
0
0
0
0
0
0
0
0
0
0
0
0
0
0
0
0
0
0
0
0
0
0
0
0
0
0
0
0
0
0
0
0
0
0
0
0
0
0
0
0
0
0
0
0
0
0
0
0
0
0
0
0
0
0
0
0
0
0
0
0
0
0
0
0
0
0
0
0
0
0
0
0
0
0
0
0
0
0
0
0
0
0
0
0
0
0
0
0
0
0
0
0
0
0
0
0
0
0
0
0
0
0
0
0
0
0
0
0
0
0
0
0
0
0
0
0
0
0
0
0
0
0
0
0
0
0
0
0
0
0
0
0
0
0
0
0
0
0
0
0
0
0
0
0
0
0
0
0
0
0
0
0
0
0
0
0
0
0
0
0
0
0
0
0
0
0
0
0
0
0
0
0
0
0
0
0
0
0
0
0
0
0
0
0
0
0
0
0
0
0
0
0
0
0
0
0
0
0
0
0
0
0
0
0
0
0
0
0
0
0
0
0
0
0
0
0
0
0
0
0
0
0
0
0
0
0
0
0
0
0
0
0
0
0
0
0
0
0
0
0
0
0
0
0
0
0
0
0
0
0
0
0
0
0
0
0
0
0
0
0
0
0
0
0
0
0
0
0
0
0
0
0
0
0
0
0
0
0
0
0
0
0
0
0
0
0
0
0
0
0
0
0
0
0
0
0
0
0
0
0
0
0
0
0
0
0
0
0
0
0
0
0
0
0
0
0
0
0
0
0
0
0
0
0
0
0
0
0
0
0
0
0
0
0
0
0
0
0
0
0
0
0
0
0
0
0
0
0
0
0
0
0
0
0
0
0
0
0
0
0
0
0
0
0
0
0
0
0
0
0
0
0
0
0
0
0
0
0
0
0
0
0
0
0
0
0
0
0
0
0
0
0
0
0
0
0
0
0
0
0
0
0
0
0
0
0
0
0
0
0
0
0
0
0
0
0
0
0
0
0
0
0
0
0
0
0
0
0
0
0
0
0
0
0
0
0
0
0
0
0
0
0
0
0
0
0
0
0
0
0
0
0
0
0
0
0
0
0
0
0
0
0
0
0
0
0
0
0
0
0
0
0
0
0
0
0
0
0
0
0
0
0
0
0
0
0
0
0
0
0
0
0
0
0
0
0
0
0
0
0
0
0
0
0
0
0
0
0
0
0
0
0
0
0
0
0
0
0
0
0
0
0
0
0
0
0
0
0
0
0
0
0
0
0
0
0
0
0
0
0
0
0
0
0
0
0
0
0
0
0
0
0
0
0
0
0
0
0
0
0
0
0
0
0
0
0
0
0
0
0
0
0
0
0
0
0
0
0
0
0
0
0
0
0
0
0
0
0
0
0
0
0
0
0
0
0
0
0
0
0
0
0
0
0
0
0
0
0
0
0
0
0
0
0
0
0
0
0
0
0
0
0
0
0
0
0
0
0
0
0
0
0
0
0
0
0
0
0
0
0
0
0
0
0
0
0
0
0
0
0
0
0
0
0
0
0
0
0
0
0
0
0
0
0
0
0
0
0
0
0
0
0
0
0
0
0
0
0
0
0
0
0
0
0
0
0
0
0
0
0
0
0
0
0
0
0
0
0
0
0
0
0
0
0
0
0
0
0
0
0
0
0
0
0
0
0
0
0
0
0
0
0
0
0
0
0
0
0
0
0
0
0
0
0
0
0
0
0
0
0
0
0
0
0
0
0
0
0
0
0
0
0
0
0
0
0
0
0
0
0
0
0
0
0
0
0
0
0
0
0
0
0
0
0
0
0
0
0
0
0
0
0
0
0
0
0
0
0
0
0
0
0
0
0
0
0
0
0
0
0
0
0
0
0
0
0
0
0
0
0
0
0
0
0
0
0
0
0
0
0
0
0
0
0
0
0
0
0
0
0
0
0
0
0
0
0
0
0
0
0
0
0
0
0
0
0
0
0
0
0
0
0
0
0
0
0
0
0
0
0
0
0
0
0
0
0
0
0
0
0
0
0
0
0
0
0
0
0
0
0
0
0
0
0
0
0
0
0
0
0
0
0
0
0
0
0
0
0
0
0
0
0
0
0
0
0
0
0
0
0
0
0
0
0
0
0
0
0
0
0
0
0
0
0
0
0
0
0
0
0
0
0
0
0
0
0
0
0
0
0
0
0
0
0
0
0
0
0
0
0
0
0
0
0
0
0
0
0
0
0
0
0
0
0
0
0
0
0
0
0
0
0
0
0
0
0
0
0
0
0
0
0
0
0
0
0
0
0
0
0
0
0
0
0
0
0
0
0
0
0
0
0
0
0
0
0
0
0
0
0
0
0
0
0
0
0
0
0
0
0
0
0
0
0
0
0
0
0
0
0
0
0
0
0
0
0
0
0
0
0
0
0
0
0
0
0
0
0
0
0
0
0
0
0
0
0
0
0
0
0
0
0
0
0
0
0
0
0
0
0
0
0
0
0
0
0
0
0
0
0
0
0
0
0
0
0
0
0
0
0
0
0
0
0
0
0
0
0
0
0
0
0
0
0
0
0
0
0
0
0
0
0
0
0
0
0
0
0
0
0
0
0
0
0
0
0
0
0
0
0
0
0
0
0
0
0
0
0
0
0
0
0
0
0
0
0
0
0
0
0
0
0
0
0
0
0
0
0
0
0
0
0
0
0
0
0
0
0
0
0
0
0
0
0
0
0
0
0
0
0
0
0
0
0
0
0
0
0
0
0
0
0
0
0
0
0
0
0
0
0
0
0
0
0
0
0
0
0
0
0
0
0
0
0
0
0
0
0
0
0
0
0
0
0
0
0
0
0
0
0
0
0
0
0
0
0
0
0
0
0
0
0
0
0
0
0
0
0
0
0
0
0
0
0
0
0
0
0
0
0
0
0
0
0
0
0
0
0
0
0
0
0
0
0
0
0
0
0
0
0
0
0
0
0
0
0
0
0
0
0
0
0
0
0
0
0
0
0
0
0
0
0
0
0
0
0
0
0
0
0
0
0
0
0
0
0
0
0
0
0
0
0
0
0
0
0
0
0
0
0
0
0
0
0
0
0
0
0
0
0
0
0
0
0
0
0
0
0
0
0
0
0
0
0
0
0
0
0
0
0
0
0
0
0
0
0
0
0
0
0
0
0
0
0
0
0
0
0
0
0
0
0
0
0
0
0
0
0
0
0
0
0
0
0
0
0
0
0
0
0
0
0
0
0
0
0
0
0
0
0
0
0
0
0
0
0
0
0
0
0
0
0
0
0
0
0
0
0
0
0
0
0
0
0
0
0
0
0
0
0
0
0
0
0
0
0
0
0
0
0
0
0
0
0
0
0
0
0
0
0
0
0
0
0
0
0
0
0
0
0
0
0
0
0
0
0
0
0
0
0
0
0
0
0
0
0
0
0
0
0
0
0
0
0
0
0
0
0
0
0
0
0
0
0
0
0
0
0
0
0
0
0
0
0
0
0
0
0
0
0
0
0
0
0
0
0
0
0
0
0
0
0
0
0
0
0
0
0
0
0
0
0
0
0
0
0
0
0
0
0
0
0
0
0
0
0
0
0
0
0
0
0
0
0
0
0
0
0
0
0
0
0
0
0
0
0
0
0
0
0
0
0
0
0
0
0
0
0
0
0
0
0
0
0
0
0
0
0
0
0
0
0
0
0
0
0
0
0
0
0
0
0
0
0
0
0
0
0
0
0
0
0
0
0
0
0
0
0
0
0
0
0
0
0
0
0
0
0
0
0
0
0
0
0
0
0
0
0
0
0
0
0
0
0
0
0
0
0
0
0
0
0
0
0
0
0
0
0
0
0
0
0
0
0
0
0
0
0
0
0
0
0
0
0
0
0
0
0
0
0
0
0
0
0
0
0
0
0
0
0
0
0
0
0
0
0
0
0
0
0
0
0
0
0
0
0
0
0
0
0
0
0
0
0
0
0
0
0
0
0
0
0
0
0
0
0
0
0
0
0
0
0
0
0
0
0
0
0
0
0
0
0
0
0
0
0
0
0
0
0
0
0
0
0
0
0
0
0
0
0
0
0
0
0
0
0
0
0
0
0
0
0
0
0
0
0
0
0
0
0
0
0
0
0
0
0
0
0
0
0
0
0
0
0
0
0
0
0
0
0
0
0
0
0
0
0
0
0
0
0
0
0
0
0
0
0
0
0
0
0
0
0
0
0
0
0
0
0
0
0
0
0
0
0
0
0
0
0
0
0
0
0
0
0
0
0
0
0
0
0
0
0
0
0
0
0
0
0
0
0
0
0
0
0
0
0
0
0
0
0
0
0
0
0
0
0
0
0
0
0
0
0
0
0
0
0
0
0
0
0
0
0
0
0
0
0
0
0
0
0
0
0
0
0
0
0
0
0
0
0
0
0
0
0
0
0
0
0
0
0
0
0
0
0
0
0
0
0
0
0
0
0
0
0
0
0
0
0
0
0
0
0
0
0
0
0
0
0
0
0
0
0
0
0
0
0
0
0
0
0
0
0
0
0
0
0
0
0
0
0
0
0
0
0
0
0
0
0
0
0
0
0
0
0
0
0
0
0
0
0
0
0
0
0
0
0
0
0
0
0
0
0
0
0
0
0
0
0
0
0
0
0
0
0
0
0
0
0
0
0
0
0
0
0
0
0
0
0
0
0
0
0
0
0
0
0
0
0
0
0
0
0
0
0
0
0
0
0
0
0
0
0
0
0
0
0
0
0
0
0
0
0
0
0
0
0
0
0
0
0
0
0
0
0
0
0
0
0
0
0
0
0
0
0
0
0
0
0
0
0
0
0
0
0
0
0
0
0
0
0
0
0
0
0
0
0
0
0
0
0
0
0
0
0
0
0
0
0
0
0
0
0
0
0
0
0
0
0
0
0
0
0
0
0
0
0
0
0
0
0
0
0
0
0
0
0
0
0
0
0
0
0
0
0
0
0
0
0
0
0
0
0
0
0
0
0
0
0
0
0
0
0
0
0
0
0
0
0
0
0
0
0
0
0
0
0
0
0
0
0
0
0
0
0
0
0
0
0
0
0
0
0
0
0
0
0
0
0
0
0
0
0
0
0
0
0
0
0
0
0
0
0
0
0
0
0
0
0
0
0
0
0
0
0
0
0
0
0
0
0
0
0
0
0
0
0
0
0
0
0
0
0
0
0
0
0
0
0
0
0
0
0
0
0
0
0
0
0
0
0
0
0
0
0
0
0
0
0
0
0
0
0
0
0
0
0
0
0
0
0
0
0
0
0
0
0
0
0
0
0
0
0
0
0
0
0
0
0
0
0
0
0
0
0
0
0
0
0
0
0
0
0
0
0
0
0
0
0
0
0
0
0
0
0
0
0
0
0
0
0
0
0
0
0
0
0
0
0
0
0
0
0
0
0
0
0
0
0
0
0
0
0
0
0
0
0
0
0
0
0
0
0
0
0
0
0
0
0
0
0
0
0
0
0
0
0
0
0
0
0
0
0
0
0
0
0
0
0
0
0
0
0
0
0
0
0
0
0
0
0
0
0
0
0
0
0
0
0
0
0
0
0
0
0
0
0
0
0
0
0
0
0
0
0
0
0
0
0
0
0
0
0
0
0
0
0
0
0
0
0
0
0
0
0
0
0
0
0
0
0
0
0
0
0
0
0
0
0
0
0
0
0
0
0
0
0
0
0
0
0
0
0
0
0
0
0
0
0
0
0
0
0
0
0
0
0
0
0
0
0
0
0
0
0
0
0
0
0
0
0
0
0
0
0
0
0
0
0
0
0
0
0
0
0
0
0
0
0
0
0
0
0
0
0
0
0
0
0
0
0
0
0
0
0
0
0
0
0
0
0
0
0
0
0
0
0
0
0
0
0
0
0
0
0
0
0
0
0
0
0
0
0
0
0
0
0
0
0
0
0
0
0
0
0
0
0
0
0
0
0
0
0
0
0
0
0
0
0
0
0
0
0
0
0
0
0
0
0
0
0
0
0
0
0
0
0
0
0
0
0
0
0
0
0
0
0
0
0
0
0
0
0
0
0
0
0
0
0
0
0
0
0
0
0
0
0
0
0
0
0
0
0
0
0
0
0
0
0
0
0
0
0
0
0
0
0
0
0
0
0
0
0
0
0
0
0
0
0
0
0
0
0
0
0
0
0
0
0
0
0
0
0
0
0
0
0
0
0
0
0
0
0
0
0
0
0
0
0
0
0
0
0
0
0
0
0
0
0
0
0
0
0
0
0
0
0
0
0
0
0
0
0
0
0
0
0
0
0
0
0
0
0
0
0
0
0
0
0
0
0
0
0
0
0
0
0
0
0
0
0
0
0
0
0
0
0
0
0
0
0
0
0
0
0
0
0
0
0
0
0
0
0
0
0
0
0
0
0
0
0
0
0
0
0
0
0
0
0
0
0
0
0
0
0
0
0
0
0
0
0
0
0
0
0
0
0
0
0
0
0
0
0
0
0
0
0
0
0
0
0
0
0
0
0
0
0
0
0
0
0
0
0
0
0
0
0
0
0
0
0
0
0
0
0
0
0
0
0
0
0
0
0
0
0
0
0
0
0
0
0
0
0
0
0
0
0
0
0
0
0
0
0
0
0
0
0
0
0
0
0
0
0
0
0
0
0
0
0
0
0
0
0
0
0
0
0
0
0
0
0
0
0
0
0
0
0
0
0
0
0
0
0
0
0
0
0
0
0
0
0
0
0
0
0
0
0
0
0
0
0
0
0
0
0
0
0
0
0
0
0
0
0
0
0
0
0
0
0
0
0
0
0
0
0
0
0
0
0
0
0
0
0
0
0
0
0
0
0
0
0
0
0
0
0
0
0
0
0
0
0
0
0
0
0
0
0
0
0
0
0
0
0
0
0
0
0
0
0
0
0
0
0
0
0
0
0
0
0
0
0
0
0
0
0
0
0
0
0
0
0
0
0
0
0
0
0
0
0
0
0
0
0
0
0
0
0
0
0
0
0
0
0
0
0
0
0
0
0
0
0
0
0
0
0
0
0
0
0
0
0
0
0
0
0
0
0
0
0
0
0
0
0
0
0
0
0
0
0
0
0
0
0
0
0
0
0
0
0
0
0
0
0
0
0
0
0
0
0
0
0
0
0
0
0
0
0
0
0
0
0
0
0
0
0
0
0
0
0
0
0
0
0
0
0
0
0
0
0
0
0
0
0
0
0
0
0
0
0
0
0
0
0
0
0
0
0
0
0
0
0
0
0
0
0
0
0
0
0
0
0
0
0
0
0
0
0
0
0
0
0
0
0
0
0
0
0
0
0
0
0
0
0
0
0
0
0
0
0
0
0
0
0
0
0
0
0
0
0
0
0
0
0
0
0
0
0
0
0
0
0
0
0
0
0
0
0
0
0
0
0
0
0
0
0
0
0
0
0
0
0
0
0
0
0
0
0
0
0
0
0
0
0
0
0
0
0
0
0
0
0
0
0
0
0
0
0
0
0
0
0
0
0
0
0
0
0
0
0
0
0
0
0
0
0
0
0
0
0
0
0
0
0
0
0
0
0
0
0
0
0
0
0
0
0
0
0
0
0
0
0
0
0
0
0
0
0
0
0
0
0
0
0
0
0
0
0
0
0
0
0
0
0
0
0
0
0
0
0
0
0
0
0
0
0
0
0
0
0
0
0
0
0
0
0
0
0
0
0
0
0
0
0
0
0
0
0
0
0
0
0
0
0
0
0
0
0
0
0
0
0
0
0
0
0
0
0
0
0
0
0
0
0
0
0
0
0
0
0
0
0
0
0
0
0
0
0
0
0
0
0
0
0
0
0
0
0
0
0
0
0
0
0
0
0
0
0
0
0
0
0
0
0
0
0
0
0
0
0
0
0
0
0
0
0
0
0
0
0
0
0
0
0
0
0
0
0
0
0
0
0
0
0
0
0
0
0
0
0
0
0
0
0
0
0
0
0
0
0
0
0
0
0
0
0
0
0
0
0
0
0
0
0
0
0
0
0
0
0
0
0
0
0
0
0
0
0
0
0
0
0
0
0
0
0
0
0
0
0
0
0
0
0
0
0
0
0
0
0
0
0
0
0
0
0
0
0
0
0
0
0
0
0
0
0
0
0
0
0
0
0
0
0
0
0
0
0
0
0
0
0
0
0
0
0
0
0
0
0
0
0
0
0
0
0
0
0
0
0
0
0
0
0
0
0
0
0
0
0
0
0
0
0
0
0
0
0
0
0
0
0
0
0
0
0
0
0
0
0
0
0
0
0
0
0
0
0
0
0
0
0
0
0
0
0
0
0
0
0
0
0
0
0
0
0
0
0
0
0
0
0
0
0
0
0
0
0
0
0
0
0
0
0
0
0
0
0
0
0
0
0
0
0
0
0
0
0
0
0
0
0
0
0
0
0
0
0
0
0
0
0
0
0
0
0
0
0
0
0
0
0
0
0
0
0
0
0
0
0
0
0
0
0
0
0
0
0
0
0
0
0
0
0
0
0
0
0
0
0
0
0
0
0
0
0
0
0
0
0
0
0
0
0
0
0
0
0
0
0
0
0
0
0
0
0
0
0
0
0
0
0
0
0
0
0
0
0
0
0
0
0
0
0
0
0
0
0
0
0
0
0
0
0
0
0
0
0
0
0
0
0
0
0
0
0
0
0
0
0
0
0
0
0
0
0
0
0
0
0
0
0
0
0
0
0
0
0
0
0
0
0
0
0
0
0
0
0
0
0
0
0
0
0
0
0
0
0
0
0
0
0
0
0
0
0
0
0
0
0
0
0
0
0
0
0
0
0
0
0
0
0
0
0
0
0
0
0
0
0
0
0
0
0
0
0
0
0
0
0
0
0
0
0
0
0
0
0
0
0
0
0
0
0
0
0
0
0
0
0
0
0
0
0
0
0
0
0
0
0
0
0
0
0
0
0
0
0
0
0
0
0
0
0
0
0
0
0
0
0
0
0
0
0
0
0
0
0
0
0
0
0
0
0
0
0
0
0
0
0
0
0
0
0
0
0
0
0
0
0
0
0
0
0
0
0
0
0
0
0
0
0
0
0
0
0
0
0
0
0
0
0
0
0
0
0
0
0
0
0
0
0
0
0
0
0
0
0
0
0
0
0
0
0
0
0
0
0
0
0
0
0
0
0
0
0
0
0
0
0
0
0
0
0
0
0
0
0
0
0
0
0
0
0
0
0
0
0
0
0
0
0
0
0
0
0
0
0
0
0
0
0
0
0
0
0
0
0
0
0
0
0
0
0
0
0
0
0
0
0
0
0
0
0
0
0
0
0
0
0
0
0
0
0
0
0
0
0
0
0
0
0
0
0
0
0
0
0
0
0
0
0
0
0
0
0
0
0
0
0
0
0
0
0
0
0
0
0
0
0
0
0
0
0
0
0
0
0
0
0
0
0
0
0
0
0
0
0
0
0
0
0
0
0
0
0
0
0
0
0
0
0
0
0
0
0
0
0
0
0
0
0
0
0
0
0
0
0
0
0
0
0
0
0
0
0
0
0
0
0
0
0
0
0
0
0
0
0
0
0
0
0
0
0
0
0
0
0
0
0
0
0
0
0
0
0
0
0
0
0
0
0
0
0
0
0
0
0
0
0
0
0
0
0
0
0
0
0
0
0
0
0
0
0
0
0
0
0
0
0
0
0
0
0
0
0
0
0
0
0
0
0
0
0
0
0
0
0
0
0
0
0
0
0
0
0
0
0
0
0
0
0
0
0
0
0
0
0
0
0
0
0
0
0
0
0
0
0
0
0
0
0
0
0
0
0
0
0
0
0
0
0
0
0
0
0
0
0
0
0
0
0
0
0
0
0
0
0
0
0
0
0
0
0
0
0
0
0
0
0
0
0
0
0
0
0
0
0
0
0
0
0
0
0
0
0
0
0
0
0
0
0
0
0
0
0
0
0
0
0
0
0
0
0
0
0
0
0
0
0
0
0
0
0
0
0
0
0
0
0
0
0
0
0
0
0
0
0
0
0
0
0
0
0
0
0
0
0
0
0
0
0
0
0
0
0
0
0
0
0
0
0
0
0
0
0
0
0
0
0
0
0
0
0
0
0
0
0
0
0
0
0
0
0
0
0
0
0
0
0
0
0
0
0
0
0
0
0
0
0
0
0
0
0
0
0
0
0
0
0
0
0
0
0
0
0
0
0
0
0
0
0
0
0
0
0
0
0
0
0
0
0
0
0
0
0
0
0
0
0
0
0
0
0
0
0
0
0
0
0
0
0
0
0
0
0
0
0
0
0
0
0
0
0
0
0
0
0
0
0
0
0
0
0
0
0
0
0
0
0
0
0
0
0
0
0
0
0
0
0
0
0
0
0
0
0
0
0
0
0
0
0
0
0
0
0
0
0
0
0
0
0
0
0
0
0
0
0
0
0
0
0
0
0
0
0
0
0
0
0
0
0
0
0
0
0
0
0
0
0
0
0
0
0
0
0
0
0
0
0
0
0
0
0
0
0
0
0
0
0
0
0
0
0
0
0
0
0
0
0
0
0
0
0
0
0
0
0
0
0
0
0
0
0
0
0
0
0
0
0
0
0
0
0
0
0
0
0
0
0
0
0
0
0
0
0
0
0
0
0
0
0
0
0
0
0
0
0
0
0
0
0
0
0
0
0
0
0
0
0
0
0
0
0
0
0
0
0
0
0
0
0
0
0
0
0
0
0
0
0
0
0
0
0
0
0
0
0
0
0
0
0
0
0
0
0
0
0
0
0
0
0
0
0
0
0
0
0
0
0
0
0
0
0
0
0
0
0
0
0
0
0
0
0
0
0
0
0
0
0
0
0
0
0
0
0
0
0
0
0
0
0
0
0
0
0
0
0
0
0
0
0
0
0
0
0
0
0
0
0
0
0
0
0
0
0
0
0
0
0
0
0
0
0
0
0
0
0
0
0
0
0
0
0
0
0
0
0
0
0
0
0
0
0
0
0
0
0
0
0
0
0
0
0
0
0
0
0
0
0
0
0
0
0
0
0
0
0
0
0
0
0
0
0
0
0
0
0
0
0
0
0
0
0
0
0
0
0
0
0
0
0
0
0
0
0
0
0
0
0
0
0
0
0
0
0
0
0
0
0
0
0
0
0
0
0
0
0
0
0
0
0
0
0
0
0
0
0
0
0
0
0
0
0
0
0
0
0
0
0
0
0
0
0
0
0
0
0
0
0
0
0
0
0
0
0
0
0
0
0
0
0
0
0
0
0
0
0
0
0
0
0
0
0
0
0
0
0
0
0
0
0
0
0
0
0
0
0
0
0
0
0
0
0
0
0
0
0
0
0
0
0
0
0
0
0
0
0
0
0
0
0
0
0
0
0
0
0
0
0
0
0
0
0
0
0
0
0
0
0
0
0
0
0
0
0
0
0
0
0
0
0
0
0
0
0
0
0
0
0
0
0
0
0
0
0
0
0
0
0
0
0
0
0
0
0
0
0
0
0
0
0
0
0
0
0
0
0
0
0
0
0
0
0
0
0
0
0
0
0
0
0
0
0
0
0
0
0
0
0
0
0
0
0
0
0
0
0
0
0
0
0
0
0
0
0
0
0
0
0
0
0
0
0
0
0
0
0
0
0
0
0
0
0
0
0
0
0
0
0
0
0
0
0
0
0
0
0
0
0
0
0
0
0
0
0
0
0
0
0
0
0
0
0
0
0
0
0
0
0
0
0
0
0
0
0
0
0
0
0
0
0
0
0
0
0
0
0
0
0
0
0
0
0
0
0
0
0
0
0
0
0
0
0
0
0
0
0
0
0
0
0
0
0
0
0
0
0
0
0
0
0
0
0
0
0
0
0
0
0
0
0
0
0
0
0
0
0
0
0
0
0
0
0
0
0
0
0
0
0
0
0
0
0
0
0
0
0
0
0
0
0
0
0
0
0
0
0
0
0
0
0
0
0
0
0
0
0
0
0
0
0
0
0
0
0
0
0
0
0
0
0
0
0
0
0
0
0
0
0
0
0
0
0
0
0
0
0
0
0
0
0
0
0
0
0
0
0
0
0
0
0
0
0
0
0
0
0
0
0
0
0
0
0
0
0
0
0
0
0
0
0
0
0
0
0
0
0
0
0
0
0
0
0
0
0
0
0
0
0
0
0
0
0
0
0
0
0
0
0
0
0
0
0
0
0
0
0
0
0
0
0
0
0
0
0
0
0
0
0
0
0
0
0
0
0
0
0
0
0
0
0
0
0
0
0
0
0
0
0
0
0
0
0
0
0
0
0
0
0
0
0
0
0
0
0
0
0
0
0
0
0
0
0
0
0
0
0
0
0
0
0
0
0
0
0
0
0
0
0
0
0
0
0
0
0
0
0
0
0
0
0
0
0
0
0
0
0
0
0
0
0
0
0
0
0
0
0
0
0
0
0
0
0
0
0
0
0
0
0
0
0
0
0
0
0
0
0
0
0
0
0
0
0
0
0
0
0
0
0
0
0
0
0
0
0
0
0
0
0
0
0
0
0
0
0
0
0
0
0
0
0
0
0
0
0
0
0
0
0
0
0
0
0
0
0
0
0
0
0
0
0
0
0
0
0
0
0
0
0
0
0
0
0
0
0
0
0
0
0
0
0
0
0
0
0
0
0
0
0
0
0
0
0
0
0
0
0
0
0
0
0
0
0
0
0
0
0
0
0
0
0
0
0
0
0
0
0
0
0
0
0
0
0
0
0
0
0
0
0
0
0
0
0
0
0
0
0
0
0
0
0
0
0
0
0
0
0
0
0
0
0
0
0
0
0
0
0
0
0
0
0
0
0
0
0
0
0
0
0
0
0
0
0
0
0
0
0
0
0
0
0
0
0
0
0
0
0
0
0
0
0
0
0
0
0
0
0
0
0
0
0
0
0
0
0
0
0
0
0
0
0
0
0
0
0
0
0
0
0
0
0
0
0
0
0
0
0
0
0
0
0
0
0
0
0
0
0
0
0
0
0
0
0
0
0
0
0
0
0
0
0
0
0
0
0
0
0
0
0
0
0
0
0
0
0
0
0
0
0
0
0
0
0
0
0
0
0
0
0
0
0
0
0
0
0
0
0
0
0
0
0
0
0
0
0
0
0
0
0
0
0
0
0
0
0
0
0
0
0
0
0
0
0
0
0
0
0
0
0
0
0
0
0
0
0
0
0
0
0
0
0
0
0
0
0
0
0
0
0
0
0
0
0
0
0
0
0
0
0
0
0
0
0
0
0
0
0
0
0
0
0
0
0
0
0
0
0
0
0
0
0
0
0
0
0
0
0
0
0
0
0
0
0
0
0
0
0
0
0
0
0
0
0
0
0
0
0
0
0
0
0
0
0
0
0
0
0
0
0
0
0
0
0
0
0
0
0
0
0
0
0
0
0
0
0
0
0
0
0
0
0
0
0
0
0
0
0
0
0
0
0
0
0
0
0
0
0
0
0
0
0
0
0
0
0
0
0
0
0
0
0
0
0
0
0
0
0
0
0
0
0
0
0
0
0
0
0
0
0
0
0
0
0
0
0
0
0
0
0
0
0
0
0
0
0
0
0
0
0
0
0
0
0
0
0
0
0
0
0
0
0
0
0
0
0
0
0
0
0
0
0
0
0
0
0
0
0
0
0
0
0
0
0
0
0
0
0
0
0
0
0
0
0
0
0
0
0
0
0
0
0
0
0
0
0
0
0
0
0
0
0
0
0
0
0
0
0
0
0
0
0
0
0
0
0
0
0
0
0
0
0
0
0
0
0
0
0
0
0
0
0
0
0
0
0
0
0
0
0
0
0
0
0
0
0
0
0
0
0
0
0
0
0
0
0
0
0
0
0
0
0
0
0
0
0
0
0
0
0
0
0
0
0
0
0
0
0
0
0
0
0
0
0
0
0
0
0
0
0
0
0
0
0
0
0
0
0
0
0
0
0
0
0
0
0
0
0
0
0
0
0
0
0
0
0
0
0
0
0
0
0
0
0
0
0
0
0
0
0
0
0
0
0
0
0
0
0
0
0
0
0
0
0
0
0
0
0
0
0
0
0
0
0
0
0
0
0
0
0
0
0
0
0
0
0
0
0
0
0
0
0
0
0
0
0
0
0
0
0
0
0
0
0
0
0
0
0
0
0
0
0
0
0
0
0
0
0
0
0
0
0
0
0
0
0
0
0
0
0
0
0
0
0
0
0
0
0
0
0
0
0
0
0
0
0
0
0
0
0
0
0
0
0
0
0
0
0
0
0
0
0
0
0
0
0
0
0
0
0
0
0
0
0
0
0
0
0
0
0
0
0
0
0
0
0
0
0
0
0
0
0
0
0
0
0
0
0
0
0
0
0
0
0
0
0
0
0
0
0
0
0
0
0
0
0
0
0
0
0
0
0
0
0
0
0
0
0
0
0
0
0
0
0
0
0
0
0
0
0
0
0
0
0
0
0
0
0
0
0
0
0
0
0
0
0
0
0
0
0
0
0
0
0
0
0
0
0
0
0
0
0
0
0
0
0
0
0
0
0
0
0
0
0
0
0
0
0
0
0
0
0
0
0
0
0
0
0
0
0
0
0
0
0
0
0
0
0
0
0
0
0
0
0
0
0
0
0
0
0
0
0
0
0
0
0
0
0
0
0
0
0
0
0
0
0
0
0
0
0
0
0
0
0
0
0
0
0
0
0
0
0
0
0
0
0
0
0
0
0
0
0
0
0
0
0
0
0
0
0
0
0
0
0
0
0
0
0
0
0
0
0
0
0
0
0
0
0
0
0
0
0
0
0
0
0
0
0
0
0
0
0
0
0
0
0
0
0
0
0
0
0
0
0
0
0
0
0
0
0
0
0
0
0
0
0
0
0
0
0
0
0
0
0
0
0
0
0
0
0
0
0
0
0
0
0
0
0
0
0
0
0
0
0
0
0
0
0
0
0
0
0
0
0
0
0
0
0
0
0
0
0
0
0
0
0
0
0
0
0
0
0
0
0
0
0
0
0
0
0
0
0
0
0
0
0
0
0
0
0
0
0
0
0
0
0
0
0
0
0
0
0
0
0
0
0
0
0
0
0
0
0
0
0
0
0
0
0
0
0
0
0
0
0
0
0
0
0
0
0
0
0
0
0
0
0
0
0
0
0
0
0
0
0
0
0
0
0
0
0
0
0
0
0
0
0
0
0
0
0
0
0
0
0
0
0
0
0
0
0
0
0
0
0
0
0
0
0
0
0
0
0
0
0
0
0
0
0
0
0
0
0
0
0
0
0
0
0
0
0
0
0
0
0
0
0
0
0
0
0
0
0
0
0
0
0
0
0
0
0
0
0
0
0
0
0
0
0
0
0
0
0
0
0
0
0
0
0
0
0
0
0
0
0
0
0
0
0
0
0
0
0
0
0
0
0
0
0
0
0
0
0
0
0
0
0
0
0
0
0
0
0
0
0
0
0
0
0
0
0
0
0
0
0
0
0
0
0
0
0
0
0
0
0
0
0
0
0
0
0
0
0
0
0
0
0
0
0
0
0
0
0
0
0
0
0
0
0
0
0
0
0
0
0
0
0
0
0
0
0
0
0
0
0
0
0
0
0
0
0
0
0
0
0
0
0
0
0
0
0
0
0
0
0
0
0
0
0
0
0
0
0
0
0
0
0
0
0
0
0
0
0
0
0
0
0
0
0
0
0
0
0
0
0
0
0
0
0
0
0
0
0
0
0
0
0
0
0
0
0
0
0
0
0
0
0
0
0
0
0
0
0
0
0
0
0
0
0
0
0
0
0
0
0
0
0
0
0
0
0
0
0
0
0
0
0
0
0
0
0
0
0
0
0
0
0
0
0
0
0
0
0
0
0
0
0
0
0
0
0
0
0
0
0
0
0
0
0
0
0
0
0
0
0
0
0
0
0
0
0
0
0
0
0
0
0
0
0
0
0
0
0
0
0
0
0
0
0
0
0
0
0
0
0
0
0
0
0
0
0
0
0
0
0
0
0
0
0
0
0
0
0
0
0
0
0
0
0
0
0
0
0
0
0
0
0
0
0
0
0
0
0
0
0
0
0
0
0
0
0
0
0
0
0
0
0
0
0
0
0
0
0
0
0
0
0
0
0
0
0
0
0
0
0
0
0
0
0
0
0
0
0
0
0
0
0
0
0
0
0
0
0
0
0
0
0
0
0
0
0
0
0
0
0
0
0
0
0
0
0
0
0
0
0
0
0
0
0
0
0
0
0
0
0
0
0
0
0
0
0
0
0
0
0
0
0
0
0
0
0
0
0
0
0
0
0
0
0
0
0
0
0
0
0
0
0
0
0
0
0
0
0
0
0
0
0
0
0
0
0
0
0
0
0
0
0
0
0
0
0
0
0
0
0
0
0
0
0
0
0
0
0
0
0
0
0
0
0
0
0
0
0
0
0
0
0
0
0
0
0
0
0
0
0
0
0
0
0
0
0
0
0
0
0
0
0
0
0
0
0
0
0
0
0
0
0
0
0
0
0
0
0
0
0
0
0
0
0
0
0
0
0
0
0
0
0
0
0
0
0
0
0
0
0
0
0
0
0
0
0
0
0
0
0
0
0
0
0
0
0
0
0
0
0
0
0
0
0
0
0
0
0
0
0
0
0
0
0
0
0
0
0
0
0
0
0
0
0
0
0
0
0
0
0
0
0
0
0
0
0
0
0
0
0
0
0
0
0
0
0
0
0
0
0
0
0
0
0
0
0
0
0
0
0
0
0
0
0
0
0
0
0
0
0
0
0
0
0
0
0
0
0
0
0
0
0
0
0
0
0
0
0
0
0
0
0
0
0
0
0
0
0
0
0
0
0
0
0
0
0
0
0
0
0
0
0
0
0
0
0
0
0
0
0
0
0
0
0
0
0
0
0
0
0
0
0
0
0
0
0
0
0
0
0
0
0
0
0
0
0
0
0
0
0
0
0
0
0
0
0
0
0
0
0
0
0
0
0
0
0
0
0
0
0
0
0
0
0
0
0
0
0
0
0
0
0
0
0
0
0
0
0
0
0
0
0
0
0
0
0
0
0
0
0
0
0
0
0
0
0
0
0
0
0
0
0
0
0
0
0
0
0
0
0
0
0
0
0
0
0
0
0
0
0
0
0
0
0
0
0
0
0
0
0
0
0
0
0
0
0
0
0
0
0
0
0
0
0
0
0
0
0
0
0
0
0
0
0
0
0
0
0
0
0
0
0
0
0
0
0
0
0
0
0
0
0
0
0
0
0
0
0
0
0
0
0
0
0
0
0
0
0
0
0
0
0
0
0
0
0
0
0
0
0
0
0
0
0
0
0
0
0
0
0
0
0
0
0
0
0
0
0
0
0
0
0
0
0
0
0
0
0
0
0
0
0
0
0
0
0
0
0
0
0
0
0
0
0
0
0
0
0
0
0
0
0
0
0
0
0
0
0
0
0
0
0
0
0
0
0
0
0
0
0
0
0
0
0
0
0
0
0
0
0
0
0
0
0
0
0
0
0
0
0
0
0
0
0
0
0
0
0
0
0
0
0
0
0
0
0
0
0
0
0
0
0
0
0
0
0
0
0
0
0
0
0
0
0
0
0
0
0
0
0
0
0
0
0
0
0
0
0
0
0
0
0
0
0
0
0
0
0
0
0
0
0
0
0
0
0
0
0
0
0
0
0
0
0
0
0
0
0
0
0
0
0
0
0
0
0
0
0
0
0
0
0
0
0
0
0
0
0
0
0
0
0
0
0
0
0
0
0
0
0
0
0
0
0
0
0
0
0
0
0
0
0
0
0
0
0
0
0
0
0
0
0
0
0
0
0
0
0
0
0
0
0
0
0
0
0
0
0
0
0
0
0
0
0
0
0
0
0
0
0
0
0
0
0
0
0
0
0
0
0
0
0
0
0
0
0
0
0
0
0
0
0
0
0
0
0
0
0
0
0
0
0
0
0
0
0
0
0
0
0
0
0
0
0
0
0
0
0
0
0
0
0
0
0
0
0
0
0
0
0
0
0
0
0
0
0
0
0
0
0
0
0
0
0
0
0
0
0
0
0
0
0
0
0
0
0
0
0
0
0
0
0
0
0
0
0
0
0
0
0
0
0
0
0
0
0
0
0
0
0
0
0
0
0
0
0
0
0
0
0
0
0
0
0
0
0
0
0
0
0
0
0
0
0
0
0
0
0
0
0
0
0
0
0
0
0
0
0
0
0
0
0
0
0
0
0
0
0
0
0
0
0
0
0
0
0
0
0
0
0
0
0
0
0
0
0
0
0
0
0
0
0
0
0
0
0
0
0
0
0
0
0
0
0
0
0
0
0
0
0
0
0
0
0
0
0
0
0
0
0
0
0
0
0
0
0
0
0
0
0
0
0
0
0
0
0
0
0
0
0
0
0
0
0
0
0
0
0
0
0
0
0
0
0
0
0
0
0
0
0
0
0
0
0
0
0
0
0
0
0
0
0
0
0
0
0
0
0
0
0
0
0
0
0
0
0
0
0
0
0
0
0
0
0
0
0
0
0
0
0
0
0
0
0
0
0
0
0
0
0
0
0
0
0
0
0
0
0
0
0
0
0
0
0
0
0
0
0
0
0
0
0
0
0
0
0
0
0
0
0
0
0
0
0
0
0
0
0
0
0
0
0
0
0
0
0
0
0
0
0
0
0
0
0
0
0
0
0
0
0
0
0
0
0
0
0
0
0
0
0
0
0
0
0
0
0
0
0
0
0
0
0
0
0
0
0
0
0
0
0
0
0
0
0
0
0
0
0
0
0
0
0
0
0
0
0
0
0
0
0
0
0
0
0
0
0
0
0
0
0
0
0
0
0
0
0
0
0
0
0
0
0
0
0
0
0
0
0
0
0
0
0
0
0
0
0
0
0
0
0
0
0
0
0
0
0
0
0
0
0
0
0
0
0
0
0
0
0
0
0
0
0
0
0
0
0
0
0
0
0
0
0
0
0
0
0
0
0
0
0
0
0
0
0
0
0
0
0
0
0
0
0
0
0
0
0
0
0
0
0
0
0
0
0
0
0
0
0
0
0
0
0
0
0
0
0
0
0
0
0
0
0
0
0
0
0
0
0
0
0
0
0
0
0
0
0
0
0
0
0
0
0
0
0
0
0
0
0
0
0
0
0
0
0
0
0
0
0
0
0
0
0
0
0
0
0
0
0
0
0
0
0
0
0
0
0
0
0
0
0
0
0
0
0
0
0
0
0
0
0
0
0
0
0
0
0
0
0
0
0
0
0
0
0
0
0
0
0
0
0
0
0
0
0
0
0
0
0
0
0
0
0
0
0
0
0
0
0
0
0
0
0
0
0
0
0
0
0
0
0
0
0
0
0
0
0
0
0
0
0
0
0
0
0
0
0
0
0
0
0
0
0
0
0
0
0
0
0
0
0
0
0
0
0
0
0
0
0
0
0
0
0
0
0
0
0
0
0
0
0
0
0
0
0
0
0
0
0
0
0
0
0
0
0
0
0
0
0
0
0
0
0
0
0
0
0
0
0
0
0
0
0
0
0
0
0
0
0
0
0
0
0
0
0
0
0
0
0
0
0
0
0
0
0
0
0
0
0
0
0
0
0
0
0
0
0
0
0
0
0
0
0
0
0
0
0
0
0
0
0
0
0
0
0
0
0
0
0
0
0
0
0
0
0
0
0
0
0
0
0
0
0
0
0
0
0
0
0
0
0
0
0
0
0
0
0
0
0
0
0
0
0
0
0
0
0
0
0
0
0
0
0
0
0
0
0
0
0
0
0
0
0
0
0
0
0
0
0
0
0
0
0
0
0
0
0
0
0
0
0
0
0
0
0
0
0
0
0
0
0
0
0
0
0
0
0
0
0
0
0
0
0
0
0
0
0
0
0
0
0
0
0
0
0
0
0
0
0
0
0
0
0
0
0
0
0
0
0
0
0
0
0
0
0
0
0
0
0
0
0
0
0
0
0
0
0
0
0
0
0
0
0
0
0
0
0
0
0
0
0
0
0
0
0
0
0
0
0
0
0
0
0
0
0
0
0
0
0
0
0
0
0
0
0
0
0
0
0
0
0
0
0
0
0
0
0
0
0
0
0
0
0
0
0
0
0
0
0
0
0
0
0
0
0
0
0
0
0
0
0
0
0
0
0
0
0
0
0
0
0
0
0
0
0
0
0
0
0
0
0
0
0
0
0
0
0
0
0
0
0
0
0
0
0
0
0
0
0
0
0
0
0
0
0
0
0
0
0
0
0
0
0
0
0
0
0
0
0
0
0
0
0
0
0
0
0
0
0
0
0
0
0
0
0
0
0
0
0
0
0
0
0
0
0
0
0
0
0
0
0
0
0
0
0
0
0
0
0
0
0
0
0
0
0
0
0
0
0
0
0
0
0
0
0
0
0
0
0
0
0
0
0
0
0
0
0
0
0
0
0
0
0
0
0
0
0
0
0
0
0
0
0
0
0
0
0
0
0
0
0
0
0
0
0
0
0
0
0
0
0
0
0
0
0
0
0
0
0
0
0
0
0
0
0
0
0
0
0
0
0
0
0
0
0
0
0
0
0
0
0
0
0
0
0
0
0
0
0
0
0
0
0
0
0
0
0
0
0
0
0
0
0
0
0
0
0
0
0
0
0
0
0
0
0
0
0
0
0
0
0
0
0
0
0
0
0
0
0
0
0
0
0
0
0
0
0
0
0
0
0
0
0
0
0
0
0
0
0
0
0
0
0
0
0
0
0
0
0
0
0
0
0
0
0
0
0
0
0
0
0
0
0
0
0
0
0
0
0
0
0
0
0
0
0
0
0
0
0
0
0
0
0
0
0
0
0
0
0
0
0
0
0
0
0
0
0
0
0
0
0
0
0
0
0
0
0
0
0
0
0
0
0
0
0
0
0
0
0
0
0
0
0
0
0
0
0
0
0
0
0
0
0
0
0
0
0
0
0
0
0
0
0
0
0
0
0
0
0
0
0
0
0
0
0
0
0
0
0
0
0
0
0
0
0
0
0
0
0
0
0
0
0
0
0
0
0
0
0
0
0
0
0
0
0
0
0
0
0
0
0
0
0
0
0
0
0
0
0
0
0
0
0
0
0
0
0
0
0
0
0
0
0
0
0
0
0
0
0
0
0
0
0
0
0
0
0
0
0
0
0
0
0
0
0
0
0
0
0
0
0
0
0
0
0
0
0
0
0
0
0
0
0
0
0
0
0
0
0
0
0
0
0
0
0
0
0
0
0
0
0
0
0
0
0
0
0
0
0
0
0
0
0
0
0
0
0
0
0
0
0
0
0
0
0
0
0
0
0
0
0
0
0
0
0
0
0
0
0
0
0
0
0
0
0
0
0
0
0
0
0
0
0
0
0
0
0
0
0
0
0
0
0
0
0
0
0
0
0
0
0
0
0
0
0
0
0
0
0
0
0
0
0
0
0
0
0
0
0
0
0
0
0
0
0
0
0
0
0
0
0
0
0
0
0
0
0
0
0
0
0
0
0
0
0
0
0
0
0
0
0
0
0
0
0
0
0
0
0
0
0
0
0
0
0
0
0
0
0
0
0
0
0
0
0
0
0
0
0
0
0
0
0
0
0
0
0
0
0
0
0
0
0
0
0
0
0
0
0
0
0
0
0
0
0
0
0
0
0
0
0
0
0
0
0
0
0
0
0
0
0
0
0
0
0
0
0
0
0
0
0
0
0
0
0
0
0
0
0
0
0
0
0
0
0
0
0
0
0
0
0
0
0
0
0
0
0
0
0
0
0
0
0
0
0
0
0
0
0
0
0
0
0
0
0
0
0
0
0
0
0
0
0
0
0
0
0
0
0
0
0
0
0
0
0
0
0
0
0
0
0
0
0
0
0
0
0
0
0
0
0
0
0
0
0
0
0
0
0
0
0
0
0
0
0
0
0
0
0
0
0
0
0
0
0
0
0
0
0
0
0
0
0
0
0
0
0
0
0
0
0
0
0
0
0
0
0
0
0
0
0
0
0
0
0
0
0
0
0
0
0
0
0
0
0
0
0
0
0
0
0
0
0
0
0
0
0
0
0
0
0
0
0
0
0
0
0
0
0
0
0
0
0
0
0
0
0
0
0
0
0
0
0
0
0
0
0
0
0
0
0
0
0
0
0
0
0
0
0
0
0
0
0
0
0
0
0
0
0
0
0
0
0
0
0
0
0
0
0
0
0
0
0
0
0
0
0
0
0
0
0
0
0
0
0
0
0
0
0
0
0
0
0
0
0
0
0
0
0
0
0
0
0
0
0
0
0
0
0
0
0
0
0
0
0
0
0
0
0
0
0
0
0
0
0
0
0
0
0
0
0
0
0
0
0
0
0
0
0
0
0
0
0
0
0
0
0
0
0
0
0
0
0
0
0
0
0
0
0
0
0
0
0
0
0
0
0
0
0
0
0
0
0
0
0
0
0
0
0
0
0
0
0
0
0
0
0
0
0
0
0
0
0
0
0
0
0
0
0
0
0
0
0
0
0
0
0
0
0
0
0
0
0
0
0
0
0
0
0
0
0
0
0
0
0
0
0
0
0
0
0
0
0
0
0
0
0
0
0
0
0
0
0
0
0
0
0
0
0
0
0
0
0
0
0
0
0
0
0
0
0
0
0
0
0
0
0
0
0
0
0
0
0
0
0
0
0
0
0
0
0
0
0
0
0
0
0
0
0
0
0
0
0
0
0
0
0
0
0
0
0
0
0
0
0
0
0
0
0
0
0
0
0
0
0
0
0
0
0
0
0
0
0
0
0
0
0
0
0
0
0
0
0
0
0
0
0
0
0
0
0
0
0
0
0
0
0
0
0
0
0
0
0
0
0
0
0
0
0
0
0
0
0
0
0
0
0
0
0
0
0
0
0
0
0
0
0
0
0
0
0
0
0
0
0
0
0
0
0
0
0
0
0
0
0
0
0
0
0
0
0
0
0
0
0
0
0
0
0
0
0
0
0
0
0
0
0
0
0
0
0
0
0
0
0
0
0
0
0
0
0
0
0
0
0
0
0
0
0
0
0
0
0
0
0
0
0
0
0
0
0
0
0
0
0
0
0
0
0
0
0
0
0
0
0
0
0
0
0
0
0
0
0
0
0
0
0
0
0
0
0
0
0
0
0
0
0
0
0
0
0
0
0
0
0
0
0
0
0
0
0
0
0
0
0
0
0
0
0
0
0
0
0
0
0
0
0
0
0
0
0
0
0
0
0
0
0
0
0
0
0
0
0
0
0
0
0
0
0
0
0
0
0
0
0
0
0
0
0
0
0
0
0
0
0
0
0
0
0
0
0
0
0
0
0
0
0
0
0
0
0
0
0
0
0
0
0
0
0
0
0
0
0
0
0
0
0
0
0
0
0
0
0
0
0
0
0
0
0
0
0
0
0
0
0
0
0
0
0
0
0
0
0
0
0
0
0
0
0
0
0
0
0
0
0
0
0
0
0
0
0
0
0
0
0
0
0
0
0
0
0
0
0
0
0
0
0
0
0
0
0
0
0
0
0
0
0
0
0
0
0
0
0
0
0
0
0
0
0
0
0
0
0
0
0
0
0
0
0
0
0
0
0
0
0
0
0
0
0
0
0
0
0
0
0
0
0
0
0
0
0
0
0
0
0
0
0
0
0
0
0
0
0
0
0
0
0
0
0
0
0
0
0
0
0
0
0
0
0
0
0
0
0
0
0
0
0
0
0
0
0
0
0
0
0
0
0
0
0
0
0
0
0
0
0
0
0
0
0
0
0
0
0
0
0
0
0
0
0
0
0
0
0
0
0
0
0
0
0
0
0
0
0
0
0
0
0
0
0
0
0
0
0
0
0
0
0
0
0
0
0
0
0
0
0
0
0
0
0
0
0
0
0
0
0
0
0
0
0
0
0
0
0
0
0
0
0
0
0
0
0
0
0
0
0
0
0
0
0
0
0
0
0
0
0
0
0
0
0
0
0
0
0
0
0
0
0
0
0
0
0
0
0
0
0
0
0
0
0
0
0
0
0
0
0
0
0
0
0
0
0
0
0
0
0
0
0
0
0
0
0
0
0
0
0
0
0
0
0
0
0
0
0
0
0
0
0
0
0
0
0
0
0
0
0
0
0
0
0
0
0
0
0
0
0
0
0
0
0
0
0
0
0
0
0
0
0
0
0
0
0
0
0
0
0
0
0
0
0
0
0
0
0
0
0
0
0
0
0
0
0
0
0
0
0
0
0
0
0
0
0
0
0
0
0
0
0
0
0
0
0
0
0
0
0
0
0
0
0
0
0
0
0
0
0
0
0
0
0
0
0
0
0
0
0
0
0
0
0
0
0
0
0
0
0
0
0
0
0
0
0
0
0
0
0
0
0
0
0
0
0
0
0
0
0
0
0
0
0
0
0
0
0
0
0
0
0
0
0
0
0
0
0
0
0
0
0
0
0
0
0
0
0
0
0
0
0
0
0
0
0
0
0
0
0
0
0
0
0
0
0
0
0
0
0
0
0
0
0
0
0
0
0
0
0
0
0
0
0
0
0
0
0
0
0
0
0
0
0
0
0
0
0
0
0
0
0
0
0
0
0
0
0
0
0
0
0
0
0
0
0
0
0
0
0
0
0
0
0
0
0
0
0
0
0
0
0
0
0
0
0
0
0
0
0
0
0
0
0
0
0
0
0
0
0
0
0
0
0
0
0
0
0
0
0
0
0
0
0
0
0
0
0
0
0
0
0
0
0
0
0
0
0
0
0
0
0
0
0
0
0
0
0
0
0
0
0
0
0
0
0
0
0
0
0
0
0
0
0
0
0
0
0
0
0
0
0
0
0
0
0
0
0
0
0
0
0
0
0
0
0
0
0
0
0
0
0
0
0
0
0
0
0
0
0
0
0
0
0
0
0
0
0
0
0
0
0
0
0
0
0
0
0
0
0
0
0
0
0
0
0
0
0
0
0
0
0
0
0
0
0
0
0
0
0
0
0
0
0
0
0
0
0
0
0
0
0
0
0
0
0
0
0
0
0
0
0
0
0
0
0
0
0
0
0
0
0
0
0
0
0
0
0
0
0
0
0
0
0
0
0
0
0
0
0
0
0
0
0
0
0
0
0
0
0
0
0
0
0
0
0
0
0
0
0
0
0
0
0
0
0
0
0
0
0
0
0
0
0
0
0
0
0
0
0
0
0
0
0
0
0
0
0
0
0
0
0
0
0
0
0
0
0
0
0
0
0
0
0
0
0
0
0
0
0
0
0
0
0
0
0
0
0
0
0
0
0
0
0
0
0
0
0
0
0
0
0
0
0
0
0
0
0
0
0
0
0
0
0
0
0
0
0
0
0
0
0
0
0
0
0
0
0
0
0
0
0
0
0
0
0
0
0
0
0
0
0
0
0
0
0
0
0
0
0
0
0
0
0
0
0
0
0
0
0
0
0
0
0
0
0
0
0
0
0
0
0
0
0
0
0
0
0
0
0
0
0
0
0
0
0
0
0
0
0
0
0
0
0
0
0
0
0
0
0
0
0
0
0
0
0
0
0
0
0
0
0
0
0
0
0
0
0
0
0
0
0
0
0
0
0
0
0
0
0
0
0
0
0
0
0
0
0
0
0
0
0
0
0
0
0
0
0
0
0
0
0
0
0
0
0
0
0
0
0
0
0
0
0
0
0
0
0
0
0
0
0
0
0
0
0
0
0
0
0
0
0
0
0
0
0
0
0
0
0
0
0
0
0
0
0
0
0
0
0
0
0
0
0
0
0
0
0
0
0
0
0
0
0
0
0
0
0
0
0
0
0
0
0
0
0
0
0
0
0
0
0
0
0
0
0
0
0
0
0
0
0
0
0
0
0
0
0
0
0
0
0
0
0
0
0
0
0
0
0
0
0
0
0
0
0
0
0
0
0
0
0
0
0
0
0
0
0
0
0
0
0
0
0
0
0
0
0
0
0
0
0
0
0
0
0
0
0
0
0
0
0
0
0
0
0
0
0
0
0
0
0
0
0
0
0
0
0
0
0
0
0
0
0
0
0
0
0
0
0
0
0
0
0
0
0
0
0
0
0
0
0
0
0
0
0
0
0
0
0
0
0
0
0
0
0
0
0
0
0
0
0
0
0
0
0
0
0
0
0
0
0
0
0
0
0
0
0
0
0
0
0
0
0
0
0
0
0
0
0
0
0
0
0
0
0
0
0
0
0
0
0
0
0
0
0
0
0
0
0
0
0
0
0
0
0
0
0
0
0
0
0
0
0
0
0
0
0
0
0
0
0
0
0
0
0
0
0
0
0
0
0
0
0
0
0
0
0
0
0
0
0
0
0
0
0
0
0
0
0
0
0
0
0
0
0
0
0
0
0
0
0
0
0
0
0
0
0
0
0
0
0
0
0
0
0
0
0
0
0
0
0
0
0
0
0
0
0
0
0
0
0
0
0
0
0
0
0
0
0
0
0
0
0
0
0
0
0
0
0
0
0
0
0
0
0
0
0
0
0
0
0
0
0
0
0
0
0
0
0
0
0
0
0
0
0
0
0
0
0
0
0
0
0
0
0
0
0
0
0
0
0
0
0
0
0
0
0
0
0
0
0
0
0
0
0
0
0
0
0
0
0
0
0
0
0
0
0
0
0
0
0
0
0
0
0
0
0
0
0
0
0
0
0
0
0
0
0
0
0
0
0
0
0
0
0
0
0
0
0
0
0
0
0
0
0
0
0
0
0
0
0
0
0
0
0
0
0
0
0
0
0
0
0
0
0
0
0
0
0
0
0
0
0
0
0
0
0
0
0
0
0
0
0
0
0
0
0
0
0
0
0
0
0
0
0
0
0
0
0
0
0
0
0
0
0
0
0
0
0
0
0
0
0
0
0
0
0
0
0
0
0
0
0
0
0
0
0
0
0
0
0
0
0
0
0
0
0
0
0
0
0
0
0
0
0
0
0
0
0
0
0
0
0
0
0
0
0
0
0
0
0
0
0
0
0
0
0
0
0
0
0
0
0
0
0
0
0
0
0
0
0
0
0
0
0
0
0
0
0
0
0
0
0
0
0
0
0
0
0
0
0
0
0
0
0
0
0
0
0
0
0
0
0
0
0
0
0
0
0
0
0
0
0
0
0
0
0
0
0
0
0
0
0
0
0
0
0
0
0
0
0
0
0
0
0
0
0
0
0
0
0
0
0
0
0
0
0
0
0
0
0
0
0
0
0
0
0
0
0
0
0
0
0
0
0
0
0
0
0
0
0
0
0
0
0
0
0
0
0
0
0
0
0
0
0
0
0
0
0
0
0
0
0
0
0
0
0
0
0
0
0
0
0
0
0
0
0
0
0
0
0
0
0
0
0
0
0
0
0
0
0
0
0
0
0
0
0
0
0
0
0
0
0
0
0
0
0
0
0
0
0
0
0
0
0
0
0
0
0
0
0
0
0
0
0
0
0
0
0
0
0
0
0
0
0
0
0
0
0
0
0
0
0
0
0
0
0
0
0
0
0
0
0
0
0
0
0
0
0
0
0
0
0
0
0
0
0
0
0
0
0
0
0
0
0
0
0
0
0
0
0
0
0
0
0
0
0
0
0
0
0
0
0
0
0
0
0
0
0
0
0
0
0
0
0
0
0
0
0
0
0
0
0
0
0
0
0
0
0
0
0
0
0
0
0
0
0
0
0
0
0
0
0
0
0
0
0
0
0
0
0
0
0
0
0
0
0
0
0
0
0
0
0
0
0
0
0
0
0
0
0
0
0
0
0
0
0
0
0
0
0
0
0
0
0
0
0
0
0
0
0
0
0
0
0
0
0
0
0
0
0
0
0
0
0
0
0
0
0
0
0
0
0
0
0
0
0
0
0
0
0
0
0
0
0
0
0
0
0
0
0
0
0
0
0
0
0
0
0
0
0
0
0
0
0
0
0
0
0
0
0
0
0
0
0
0
0
0
0
0
0
0
0
0
0
0
0
0
0
0
0
0
0
0
0
0
0
0
0
0
0
0
0
0
0
0
0
0
0
0
0
0
0
0
0
0
0
0
0
0
0
0
0
0
0
0
0
0
0
0
0
0
0
0
0
0
0
0
0
0
0
0
0
0
0
0
0
0
0
0
0
0
0
0
0
0
0
0
0
0
0
0
0
0
0
0
0
0
0
0
0
0
0
0
0
0
0
0
0
0
0
0
0
0
0
0
0
0
0
0
0
0
0
0
0
0
0
0
0
0
0
0
0
0
0
0
0
0
0
0
0
0
0
0
0
0
0
0
0
0
0
0
0
0
0
0
0
0
0
0
0
0
0
0
0
0
0
0
0
0
0
0
0
0
0
0
0
0
0
0
0
0
0
0
0
0
0
0
0
0
0
0
0
0
0
0
0
0
0
0
0
0
0
0
0
0
0
0
0
0
0
0
0
0
0
0
0
0
0
0
0
0
0
0
0
0
0
0
0
0
0
0
0
0
0
0
0
0
0
0
0
0
0
0
0
0
0
0
0
0
0
0
0
0
0
0
0
0
0
0
0
0
0
0
0
0
0
0
0
0
0
0
0
0
0
0
0
0
0
0
0
0
0
0
0
0
0
0
0
0
0
0
0
0
0
0
0
0
0
0
0
0
0
0
0
0
0
0
0
0
0
0
0
0
0
0
0
0
0
0
0
0
0
0
0
0
0
0
0
0
0
0
0
0
0
0
0
0
0
0
0
0
0
0
0
0
0
0
0
0
0
0
0
0
0
0
0
0
0
0
0
0
0
0
0
0
0
0
0
0
0
0
0
0
0
0
0
0
0
0
0
0
0
0
0
0
0
0
0
0
0
0
0
0
0
0
0
0
0
0
0
0
0
0
0
0
0
0
0
0
0
0
0
0
0
0
0
0
0
0
0
0
0
0
0
0
0
0
0
0
0
0
0
0
0
0
0
0
0
0
0
0
0
0
0
0
0
0
0
0
0
0
0
0
0
0
0
0
0
0
0
0
0
0
0
0
0
0
0
0
0
0
0
0
0
0
0
0
0
0
0
0
0
0
0
0
0
0
0
0
0
0
0
0
0
0
0
0
0
0
0
0
0
0
0
0
0
0
0
0
0
0
0
0
0
0
0
0
0
0
0
0
0
0
0
0
0
0
0
0
0
0
0
0
0
0
0
0
0
0
0
0
0
0
0
0
0
0
0
0
0
0
0
0
0
0
0
0
0
0
0
0
0
0
0
0
0
0
0
0
0
0
0
0
0
0
0
0
0
0
0
0
0
0
0
0
0
0
0
0
0
0
0
0
0
0
0
0
0
0
0
0
0
0
0
0
0
0
0
0
0
0
0
0
0
0
0
0
0
0
0
0
0
0
0
0
0
0
0
0
0
0
0
0
0
0
0
0
0
0
0
0
0
0
0
0
0
0
0
0
0
0
0
0
0
0
0
0
0
0
0
0
0
0
0
0
0
0
0
0
0
0
0
0
0
0
0
0
0
0
0
0
0
0
0
0
0
0
0
0
0
0
0
0
0
0
0
0
0
0
0
0
0
0
0
0
0
0
0
0
0
0
0
0
0
0
0
0
0
0
0
0
0
0
0
0
0
0
0
0
0
0
0
0
0
0
0
0
0
0
0
0
0
0
0
0
0
0
0
0
0
0
0
0
0
0
0
0
0
0
0
0
0
0
0
0
0
0
0
0
0
0
0
0
0
0
0
0
0
0
0
0
0
0
0
0
0
0
0
0
0
0
0
0
0
0
0
0
0
0
0
0
0
0
0
0
0
0
0
0
0
0
0
0
0
0
0
0
0
0
0
0
0
0
0
0
0
0
0
0
0
0
0
0
0
0
0
0
0
0
0
0
0
0
0
0
0
0
0
0
0
0
0
0
0
0
0
0
0
0
0
0
0
0
0
0
0
0
0
0
0
0
0
0
0
0
0
0
0
0
0
0
0
0
0
0
0
0
0
0
0
0
0
0
0
0
0
0
0
0
0
0
0
0
0
0
0
0
0
0
0
0
0
0
0
0
0
0
0
0
0
0
0
0
0
0
0
0
0
0
0
0
0
0
0
0
0
0
0
0
0
0
0
0
0
0
0
0
0
0
0
0
0
0
0
0
0
0
0
0
0
0
0
0
0
0
0
0
0
0
0
0
0
0
0
0
0
0
0
0
0
0
0
0
0
0
0
0
0
0
0
0
0
0
0
0
0
0
0
0
0
0
0
0
0
0
0
0
0
0
0
0
0
0
0
0
0
0
0
0
0
0
0
0
0
0
0
0
0
0
0
0
0
0
0
0
0
0
0
0
0
0
0
0
0
0
0
0
0
0
0
0
0
0
0
0
0
0
0
0
0
0
0
0
0
0
0
0
0
0
0
0
0
0
0
0
0
0
0
0
0
0
0
0
0
0
0
0
0
0
0
0
0
0
0
0
0
0
0
0
0
0
0
0
0
0
0
0
0
0
0
0
0
0
0
0
0
0
0
0
0
0
0
0
0
0
0
0
0
0
0
0
0
0
0
0
0
0
0
0
0
0
0
0
0
0
0
0
0
0
0
0
0
0
0
0
0
0
0
0
0
0
0
0
0
0
0
0
0
0
0
0
0
0
0
0
0
0
0
0
0
0
0
0
0
0
0
0
0
0
0
0
0
0
0
0
0
0
0
0
0
0
0
0
0
0
0
0
0
0
0
0
0
0
0
0
0
0
0
0
0
0
0
0
0
0
0
0
0
0
0
0
0
0
0
0
0
0
0
0
0
0
0
0
0
0
0
0
0
0
0
0
0
0
0
0
0
0
0
0
0
0
0
0
0
0
0
0
0
0
0
0
0
0
0
0
0
0
0
0
0
0
0
0
0
0
0
0
0
0
0
0
0
0
0
0
0
0
0
0
0
0
0
0
0
0
0
0
0
0
0
0
0
0
0
0
0
0
0
0
0
0
0
0
0
0
0
0
0
0
0
0
0
0
0
0
0
0
0
0
0
0
0
0
0
0
0
0
0
0
0
0
0
0
0
0
0
0
0
0
0
0
0
0
0
0
0
0
0
0
0
0
0
0
0
0
0
0
0
0
0
0
0
0
0
0
0
0
0
0
0
0
0
0
0
0
0
0
0
0
0
0
0
0
0
0
0
0
0
0
0
0
0
0
0
0
0
0
0
0
0
0
0
0
0
0
0
0
0
0
0
0
0
0
0
0
0
0
0
0
0
0
0
0
0
0
0
0
0
0
0
0
0
0
0
0
0
0
0
0
0
0
0
0
0
0
0
0
0
0
0
0
0
0
0
0
0
0
0
0
0
0
0
0
0
0
0
0
0
0
0
0
0
0
0
0
0
0
0
0
0
0
0
0
0
0
0
0
0
0
0
0
0
0
0
0
0
0
0
0
0
0
0
0
0
0
0
0
0
0
0
0
0
0
0
0
0
0
0
0
0
0
0
0
0
0
0
0
0
0
0
0
0
0
0
0
0
0
0
0
0
0
0
0
0
0
0
0
0
0
0
0
0
0
0
0
0
0
0
0
0
0
0
0
0
0
0
0
0
0
0
0
0
0
0
0
0
0
0
0
0
0
0
0
0
0
0
0
0
0
0
0
0
0
0
0
0
0
0
0
0
0
0
0
0
0
0
0
0
0
0
0
0
0
0
0
0
0
0
0
0
0
0
0
0
0
0
0
0
0
0
0
0
0
0
0
0
0
0
0
0
0
0
0
0
0
0
0
0
0
0
0
0
0
0
0
0
0
0
0
0
0
0
0
0
0
0
0
0
0
0
0
0
0
0
0
0
0
0
0
0
0
0
0
0
0
0
0
0
0
0
0
0
0
0
0
0
0
0
0
0
0
0
0
0
0
0
0
0
0
0
0
0
0
0
0
0
0
0
0
0
0
0
0
0
0
0
0
0
0
0
0
0
0
0
0
0
0
0
0
0
0
0
0
0
0
0
0
0
0
0
0
0
0
0
0
0
0
0
0
0
0
0
0
0
0
0
0
0
0
0
0
0
0
0
0
0
0
0
0
0
0
0
0
0
0
0
0
0
0
0
0
0
0
0
0
0
0
0
0
0
0
0
0
0
0
0
0
0
0
0
0
0
0
0
0
0
0
0
0
0
0
0
0
0
0
0
0
0
0
0
0
0
0
0
0
0
0
0
0
0
0
0
0
0
0
0
0
0
0
0
0
0
0
0
0
0
0
0
0
0
0
0
0
0
0
0
0
0
0
0
0
0
0
0
0
0
0
0
0
0
0
0
0
0
0
0
0
0
0
0
0
0
0
0
0
0
0
0
0
0
0
0
0
0
0
0
0
0
0
0
0
0
0
0
0
0
0
0
0
0
0
0
0
0
0
0
0
0
0
0
0
0
0
0
0
0
0
0
0
0
0
0
0
0
0
0
0
0
0
0
0
0
0
0
0
0
0
0
0
0
0
0
0
0
0
0
0
0
0
0
0
0
0
0
0
0
0
0
0
0
0
0
0
0
0
0
0
0
0
0
0
0
0
0
0
0
0
0
0
0
0
0
0
0
0
0
0
0
0
0
0
0
0
0
0
0
0
0
0
0
0
0
0
0
0
0
0
0
0
0
0
0
0
0
0
0
0
0
0
0
0
0
0
0
0
0
0
0
0
0
0
0
0
0
0
0
0
0
0
0
0
0
0
0
0
0
0
0
0
0
0
0
0
0
0
0
0
0
0
0
0
0
0
0
0
0
0
0
0
0
0
0
0
0
0
0
0
0
0
0
0
0
0
0
0
0
0
0
0
0
0
0
0
0
0
0
0
0
0
0
0
0
0
0
0
0
0
0
0
0
0
0
0
0
0
0
0
0
0
0
0
0
0
0
0
0
0
0
0
0
0
0
0
0
0
0
0
0
0
0
0
0
0
0
0
0
0
0
0
0
0
0
0
0
0
0
0
0
0
0
0
0
0
0
0
0
0
0
0
0
0
0
0
0
0
0
0
0
0
0
0
0
0
0
0
0
0
0
0
0
0
0
0
0
0
0
0
0
0
0
0
0
0
0
0
0
0
0
0
0
0
0
0
0
0
0
0
0
0
0
0
0
0
0
0
0
0
0
0
0
0
0
0
0
0
0
0
0
0
0
0
0
0
0
0
0
0
0
0
0
0
0
0
0
0
0
0
0
0
0
0
0
0
0
0
0
0
0
0
0
0
0
0
0
0
0
0
0
0
0
0
0
0
0
0
0
0
0
0
0
0
0
0
0
0
0
0
0
0
0
0
0
0
0
0
0
0
0
0
0
0
0
0
0
0
0
0
0
0
0
0
0
0
0
0
0
0
0
0
0
0
0
0
0
0
0
0
0
0
0
0
0
0
0
0
0
0
0
0
0
0
0
0
0
0
0
0
0
0
0
0
0
0
0
0
0
0
0
0
0
0
0
0
0
0
0
0
0
0
0
0
0
0
0
0
0
0
0
0
0
0
0
0
0
0
0
0
0
0
0
0
0
0
0
0
0
0
0
0
0
0
0
0
0
0
0
0
0
0
0
0
0
0
0
0
0
0
0
0
0
0
0
0
0
0
0
0
0
0
0
0
0
0
0
0
0
0
0
0
0
0
0
0
0
0
0
0
0
0
0
0
0
0
0
0
0
0
0
0
0
0
0
0
0
0
0
0
0
0
0
0
0
0
0
0
0
0
0
0
0
0
0
0
0
0
0
0
0
0
0
0
0
0
0
0
0
0
0
0
0
0
0
0
0
0
0
0
0
0
0
0
0
0
0
0
0
0
0
0
0
0
0
0
0
0
0
0
0
0
0
0
0
0
0
0
0
0
0
0
0
0
0
0
0
0
0
0
0
0
0
0
0
0
0
0
0
0
0
0
0
0
0
0
0
0
0
0
0
0
0
0
0
0
0
0
0
0
0
0
0
0
0
0
0
0
0
0
0
0
0
0
0
0
0
0
0
0
0
0
0
0
0
0
0
0
0
0
0
0
0
0
0
0
0
0
0
0
0
0
0
0
0
0
0
0
0
0
0
0
0
0
0
0
0
0
0
0
0
0
0
0
0
0
0
0
0
0
0
0
0
0
0
0
0
0
0
0
0
0
0
0
0
0
0
0
0
0
0
0
0
0
0
0
0
0
0
0
0
0
0
0
0
0
0
0
0
0
0
0
0
0
0
0
0
0
0
0
0
0
0
0
0
0
0
0
0
0
0
0
0
0
0
0
0
0
0
0
0
0
0
0
0
0
0
0
0
0
0
0
0
0
0
0
0
0
0
0
0
0
0
0
0
0
0
0
0
0
0
0
0
0
0
0
0
0
0
0
0
0
0
0
0
0
0
0
0
0
0
0
0
0
0
0
0
0
0
0
0
0
0
0
0
0
0
0
0
0
0
0
0
0
0
0
0
0
0
0
0
0
0
0
0
0
0
0
0
0
0
0
0
0
0
0
0
0
0
0
0
0
0
0
0
0
0
0
0
0
0
0
0
0
0
0
0
0
0
0
0
0
0
0
0
0
0
0
0
0
0
0
0
0
0
0
0
0
0
0
0
0
0
0
0
0
0
0
0
0
0
0
0
0
0
0
0
0
0
0
0
0
0
0
0
0
0
0
0
0
0
0
0
0
0
0
0
0
0
0
0
0
0
0
0
0
0
0
0
0
0
0
0
0
0
0
0
0
0
0
0
0
0
0
0
0
0
0
0
0
0
0
0
0
0
0
0
0
0
0
0
0
0
0
0
0
0
0
0
0
0
0
0
0
0
0
0
0
0
0
0
0
0
0
0
0
0
0
0
0
0
0
0
0
0
0
0
0
0
0
0
0
0
0
0
0
0
0
0
0
0
0
0
0
0
0
0
0
0
0
0
0
0
0
0
0
0
0
0
0
0
0
0
0
0
0
0
0
0
0
0
0
0
0
0
0
0
0
0
0
0
0
0
0
0
0
0
0
0
0
0
0
0
0
0
0
0
0
0
0
0
0
0
0
0
0
0
0
0
0
0
0
0
0
0
0
0
0
0
0
0
0
0
0
0
0
0
0
0
0
0
0
0
0
0
0
0
0
0
0
0
0
0
0
0
0
0
0
0
0
0
0
0
0
0
0
0
0
0
0
0
0
0
0
0
0
0
0
0
0
0
0
0
0
0
0
0
0
0
0
0
0
0
0
0
0
0
0
0
0
0
0
0
0
0
0
0
0
0
0
0
0
0
0
0
0
0
0
0
0
0
0
0
0
0
0
0
0
0
0
0
0
0
0
0
0
0
0
0
0
0
0
0
0
0
0
0
0
0
0
0
0
0
0
0
0
0
0
0
0
0
0
0
0
0
0
0
0
0
0
0
0
0
0
0
0
0
0
0
0
0
0
0
0
0
0
0
0
0
0
0
0
0
0
0
0
0
0
0
0
0
0
0
0
0
0
0
0
0
0
0
0
0
0
0
0
0
0
0
0
0
0
0
0
0
0
0
0
0
0
0
0
0
0
0
0
0
0
0
0
0
0
0
0
0
0
0
0
0
0
0
0
0
0
0
0
0
0
0
0
0
0
0
0
0
0
0
0
0
0
0
0
0
0
0
0
0
0
0
0
0
0
0
0
0
0
0
0
0
0
0
0
0
0
0
0
0
0
0
0
0
0
0
0
0
0
0
0
0
0
0
0
0
0
0
0
0
0
0
0
0
0
0
0
0
0
0
0
0
0
0
0
0
0
0
0
0
0
0
0
0
0
0
0
0
0
0
0
0
0
0
0
0
0
0
0
0
0
0
0
0
0
0
0
0
0
0
0
0
0
0
0
0
0
0
0
0
0
0
0
0
0
0
0
0
0
0
0
0
0
0
0
0
0
0
0
0
0
0
0
0
0
0
0
0
0
0
0
0
0
0
0
0
0
0
0
0
0
0
0
0
0
0
0
0
0
0
0
0
0
0
0
0
0
0
0
0
0
0
0
0
0
0
0
0
0
0
0
0
0
0
0
0
0
0
0
0
0
0
0
0
0
0
0
0
0
0
0
0
0
0
0
0
0
0
0
0
0
0
0
0
0
0
0
0
0
0
0
0
0
0
0
0
0
0
0
0
0
0
0
0
0
0
0
0
0
0
0
0
0
0
0
0
0
0
0
0
0
0
0
0
0
0
0
0
0
0
0
0
0
0
0
0
0
0
0
0
0
0
0
0
0
0
0
0
0
0
0
0
0
0
0
0
0
0
0
0
0
0
0
0
0
0
0
0
0
0
0
0
0
0
0
0
0
0
0
0
0
0
0
0
0
0
0
0
0
0
0
0
0
0
0
0
0
0
0
0
0
0
0
0
0
0
0
0
0
0
0
0
0
0
0
0
0
0
0
0
0
0
0
0
0
0
0
0
0
0
0
0
0
0
0
0
0
0
0
0
0
0
0
0
0
0
0
0
0
0
0
0
0
0
0
0
0
0
0
0
0
0
0
0
0
0
0
0
0
0
0
0
0
0
0
0
0
0
0
0
0
0
0
0
0
0
0
0
0
0
0
0
0
0
0
0
0
0
0
0
0
0
0
0
0
0
0
0
0
0
0
0
0
0
0
0
0
0
0
0
0
0
0
0
0
0
0
0
0
0
0
0
0
0
0
0
0
0
0
0
0
0
0
0
0
0
0
0
0
0
0
0
0
0
0
0
0
0
0
0
0
0
0
0
0
0
0
0
0
0
0
0
0
0
0
0
0
0
0
0
0
0
0
0
0
0
0
0
0
0
0
0
0
0
0
0
0
0
0
0
0
0
0
0
0
0
0
0
0
0
0
0
0
0
0
0
0
0
0
0
0
0
0
0
0
0
0
0
0
0
0
0
0
0
0
0
0
0
0
0
0
0
0
0
0
0
0
0
0
0
0
0
0
0
0
0
0
0
0
0
0
0
0
0
0
0
0
0
0
0
0
0
0
0
0
0
0
0
0
0
0
0
0
0
0
0
0
0
0
0
0
0
0
0
0
0
0
0
0
0
0
0
0
0
0
0
0
0
0
0
0
0
0
0
0
0
0
0
0
0
0
0
0
0
0
0
0
0
0
0
0
0
0
0
0
0
0
0
0
0
0
0
0
0
0
0
0
0
0
0
0
0
0
0
0
0
0
0
0
0
0
0
0
0
0
0
0
0
0
0
0
0
0
0
0
0
0
0
0
0
0
0
0
0
0
0
0
0
0
0
0
0
0
0
0
0
0
0
0
0
0
0
0
0
0
0
0
0
0
0
0
0
0
0
0
0
0
0
0
0
0
0
0
0
0
0
0
0
0
0
0
0
0
0
0
0
0
0
0
0
0
0
0
0
0
0
0
0
0
0
0
0
0
0
0
0
0
0
0
0
0
0
0
0
0
0
0
0
0
0
0
0
0
0
0
0
0
0
0
0
0
0
0
0
0
0
0
0
0
0
0
0
0
0
0
0
0
0
0
0
0
0
0
0
0
0
0
0
0
0
0
0
0
0
0
0
0
0
0
0
0
0
0
0
0
0
0
0
0
0
0
0
0
0
0
0
0
0
0
0
0
0
0
0
0
0
0
0
0
0
0
0
0
0
0
0
0
0
0
0
0
0
0
0
0
0
0
0
0
0
0
0
0
0
0
0
0
0
0
0
0
0
0
0
0
0
0
0
0
0
0
0
0
0
0
0
0
0
0
0
0
0
0
0
0
0
0
0
0
0
0
0
0
0
0
0
0
0
0
0
0
0
0
0
0
0
0
0
0
0
0
0
0
0
0
0
0
0
0
0
0
0
0
0
0
0
0
0
0
0
0
0
0
0
0
0
0
0
0
0
0
0
0
0
0
0
0
0
0
0
0
0
0
0
0
0
0
0
0
0
0
0
0
0
0
0
0
0
0
0
0
0
0
0
0
0
0
0
0
0
0
0
0
0
0
0
0
0
0
0
0
0
0
0
0
0
0
0
0
0
0
0
0
0
0
0
0
0
0
0
0
0
0
0
0
0
0
0
0
0
0
0
0
0
0
0
0
0
0
0
0
0
0
0
0
0
0
0
0
0
0
0
0
0
0
0
0
0
0
0
0
0
0
0
0
0
0
0
0
0
0
0
0
0
0
0
0
0
0
0
0
0
0
0
0
0
0
0
0
0
0
0
0
0
0
0
0
0
0
0
0
0
0
0
0
0
0
0
0
0
0
0
0
0
0
0
0
0
0
0
0
0
0
0
0
0
0
0
0
0
0
0
0
0
0
0
0
0
0
0
0
0
0
0
0
0
0
0
0
0
0
0
0
0
0
0
0
0
0
0
0
0
0
0
0
0
0
0
0
0
0
0
0
0
0
0
0
0
0
0
0
0
0
0
0
0
0
0
0
0
0
0
0
0
0
0
0
0
0
0
0
0
0
0
0
0
0
0
0
0
0
0
0
0
0
0
0
0
0
0
0
0
0
0
0
0
0
0
0
0
0
0
0
0
0
0
0
0
0
0
0
0
0
0
0
0
0
0
0
0
0
0
0
0
0
0
0
0
0
0
0
0
0
0
0
0
0
0
0
0
0
0
0
0
0
0
0
0
0
0
0
0
0
0
0
0
0
0
0
0
0
0
0
0
0
0
0
0
0
0
0
0
0
0
0
0
0
0
0
0
0
0
0
0
0
0
0
0
0
0
0
0
0
0
0
0
0
0
0
0
0
0
0
0
0
0
0
0
0
0
0
0
0
0
0
0
0
0
0
0
0
0
0
0
0
0
0
0
0
0
0
0
0
0
0
0
0
0
0
0
0
0
0
0
0
0
0
0
0
0
0
0
0
0
0
0
0
0
0
0
0
0
0
0
0
0
0
0
0
0
0
0
0
0
0
0
0
0
0
0
0
0
0
0
0
0
0
0
0
0
0
0
0
0
0
0
0
0
0
0
0
0
0
0
0
0
0
0
0
0
0
0
0
0
0
0
0
0
0
0
0
0
0
0
0
0
0
0
0
0
0
0
0
0
0
0
0
0
0
0
0
0
0
0
0
0
0
0
0
0
0
0
0
0
0
0
0
0
0
0
0
0
0
0
0
0
0
0
0
0
0
0
0
0
0
0
0
0
0
0
0
0
0
0
0
0
0
0
0
0
0
0
0
0
0
0
0
0
0
0
0
0
0
0
0
0
0
0
0
0
0
0
0
0
0
0
0
0
0
0
0
0
0
0
0
0
0
0
0
0
0
0
0
0
0
0
0
0
0
0
0
0
0
0
0
0
0
0
0
0
0
0
0
0
0
0
0
0
0
0
0
0
0
0
0
0
0
0
0
0
0
0
0
0
0
0
0
0
0
0
0
0
0
0
0
0
0
0
0
0
0
0
0
0
0
0
0
0
0
0
0
0
0
0
0
0
0
0
0
0
0
0
0
0
0
0
0
0
0
0
0
0
0
0
0
0
0
0
0
0
0
0
0
0
0
0
0
0
0
0
0
0
0
0
0
0
0
0
0
0
0
0
0
0
0
0
0
0
0
0
0
0
0
0
0
0
0
0
0
0
0
0
0
0
0
0
0
0
0
0
0
0
0
0
0
0
0
0
0
0
0
0
0
0
0
0
0
0
0
0
0
0
0
0
0
0
0
0
0
0
0
0
0
0
0
0
0
0
0
0
0
0
0
0
0
0
0
0
0
0
0
0
0
0
0
0
0
0
0
0
0
0
0
0
0
0
0
0
0
0
0
0
0
0
0
0
0
0
0
0
0
0
0
0
0
0
0
0
0
0
0
0
0
0
0
0
0
0
0
0
0
0
0
0
0
0
0
0
0
0
0
0
0
0
0
0
0
0
0
0
0
0
0
0
0
0
0
0
0
0
0
0
0
0
0
0
0
0
0
0
0
0
0
0
0
0
0
0
0
0
0
0
0
0
0
0
0
0
0
0
0
0
0
0
0
0
0
0
0
0
0
0
0
0
0
0
0
0
0
0
0
0
0
0
0
0
0
0
0
0
0
0
0
0
0
0
0
0
0
0
0
0
0
0
0
0
0
0
0
0
0
0
0
0
0
0
0
0
0
0
0
0
0
0
0
0
0
0
0
0
0
0
0
0
0
0
0
0
0
0
0
0
0
0
0
0
0
0
0
0
0
0
0
0
0
0
0
0
0
0
0
0
0
0
0
0
0
0
0
0
0
0
0
0
0
0
0
0
0
0
0
0
0
0
0
0
0
0
0
0
0
0
0
0
0
0
0
0
0
0
0
0
0
0
0
0
0
0
0
0
0
0
0
0
0
0
0
0
0
0
0
0
0
0
0
0
0
0
0
0
0
0
0
0
0
0
0
0
0
0
0
0
0
0
0
0
0
0
0
0
0
0
0
0
0
0
0
0
0
0
0
0
0
0
0
0
0
0
0
0
0
0
0
0
0
0
0
0
0
0
0
0
0
0
0
0
0
0
0
0
0
0
0
0
0
0
0
0
0
0
0
0
0
0
0
0
0
0
0
0
0
0
0
0
0
0
0
0
0
0
0
0
0
0
0
0
0
0
0
0
0
0
0
0
0
0
0
0
0
0
0
0
0
0
0
0
0
0
0
0
0
0
0
0
0
0
0
0
0
0
0
0
0
0
0
0
0
0
0
0
0
0
0
0
0
0
0
0
0
0
0
0
0
0
0
0
0
0
0
0
0
0
0
0
0
0
0
0
0
0
0
0
0
0
0
0
0
0
0
0
0
0
0
0
0
0
0
0
0
0
0
0
0
0
0
0
0
0
0
0
0
0
0
0
0
0
0
0
0
0
0
0
0
0
0
0
0
0
0
0
0
0
0
0
0
0
0
0
0
0
0
0
0
0
0
0
0
0
0
0
0
0
0
0
0
0
0
0
0
0
0
0
0
0
0
0
0
0
0
0
0
0
0
0
0
0
0
0
0
0
0
0
0
0
0
0
0
0
0
0
0
0
0
0
0
0
0
0
0
0
0
0
0
0
0
0
0
0
0
0
0
0
0
0
0
0
0
0
0
0
0
0
0
0
0
0
0
0
0
0
0
0
0
0
0
0
0
0
0
0
0
0
0
0
0
0
0
0
0
0
0
0
0
0
0
0
0
0
0
0
0
0
0
0
0
0
0
0
0
0
0
0
0
0
0
0
0
0
0
0
0
0
0
0
0
0
0
0
0
0
0
0
0
0
0
0
0
0
0
0
0
0
0
0
0
0
0
0
0
0
0
0
0
0
0
0
0
0
0
0
0
0
0
0
0
0
0
0
0
0
0
0
0
0
0
0
0
0
0
0
0
0
0
0
0
0
0
0
0
0
0
0
0
0
0
0
0
0
0
0
0
0
0
0
0
0
0
0
0
0
0
0
0
0
0
0
0
0
0
0
0
0
0
0
0
0
0
0
0
0
0
0
0
0
0
0
0
0
0
0
0
0
0
0
0
0
0
0
0
0
0
0
0
0
0
0
0
0
0
0
0
0
0
0
0
0
0
0
0
0
0
0
0
0
0
0
0
0
0
0
0
0
0
0
0
0
0
0
0
0
0
0
0
0
0
0
0
0
0
0
0
0
0
0
0
0
0
0
0
0
0
0
0
0
0
0
0
0
0
0
0
0
0
0
0
0
0
0
0
0
0
0
0
0
0
0
0
0
0
0
0
0
0
0
0
0
0
0
0
0
0
0
0
0
0
0
0
0
0
0
0
0
0
0
0
0
0
0
0
0
0
0
0
0
0
0
0
0
0
0
0
0
0
0
0
0
0
0
0
0
0
0
0
0
0
0
0
0
0
0
0
0
0
0
0
0
0
0
0
0
0
0
0
0
0
0
0
0
0
0
0
0
0
0
0
0
0
0
0
0
0
0
0
0
0
0
0
0
0
0
0
0
0
0
0
0
0
0
0
0
0
0
0
0
0
0
0
0
0
0
0
0
0
0
0
0
0
0
0
0
0
0
0
0
0
0
0
0
0
0
0
0
0
0
0
0
0
0
0
0
0
0
0
0
0
0
0
0
0
0
0
0
0
0
0
0
0
0
0
0
0
0
0
0
0
0
0
0
0
0
0
0
0
0
0
0
0
0
0
0
0
0
0
0
0
0
0
0
0
0
0
0
0
0
0
0
0
0
0
0
0
0
0
0
0
0
0
0
0
0
0
0
0
0
0
0
0
0
0
0
0
0
0
0
0
0
0
0
0
0
0
0
0
0
0
0
0
0
0
0
0
0
0
0
0
0
0
0
0
0
0
0
0
0
0
0
0
0
0
0
0
0
0
0
0
0
0
0
0
0
0
0
0
0
0
0
0
0
0
0
0
0
0
0
0
0
0
0
0
0
0
0
0
0
0
0
0
0
0
0
0
0
0
0
0
0
0
0
0
0
0
0
0
0
0
0
0
0
0
0
0
0
0
0
0
0
0
0
0
0
0
0
0
0
0
0
0
0
0
0
0
0
0
0
0
0
0
0
0
0
0
0
0
0
0
0
0
0
0
0
0
0
0
0
0
0
0
0
0
0
0
0
0
0
0
0
0
0
0
0
0
0
0
0
0
0
0
0
0
0
0
0
0
0
0
0
0
0
0
0
0
0
0
0
0
0
0
0
0
0
0
0
0
0
0
0
0
0
0
0
0
0
0
0
0
0
0
0
0
0
0
0
0
0
0
0
0
0
0
0
0
0
0
0
0
0
0
0
0
0
0
0
0
0
0
0
0
0
0
0
0
0
0
0
0
0
0
0
0
0
0
0
0
0
0
0
0
0
0
0
0
0
0
0
0
0
0
0
0
0
0
0
0
0
0
0
0
0
0
0
0
0
0
0
0
0
0
0
0
0
0
0
0
0
0
0
0
0
0
0
0
0
0
0
0
0
0
0
0
0
0
0
0
0
0
0
0
0
0
0
0
0
0
0
0
0
0
0
0
0
0
0
0
0
0
0
0
0
0
0
0
0
0
0
0
0
0
0
0
0
0
0
0
0
0
0
0
0
0
0
0
0
0
0
0
0
0
0
0
0
0
0
0
0
0
0
0
0
0
0
0
0
0
0
0
0
0
0
0
0
0
0
0
0
0
0
0
0
0
0
0
0
0
0
0
0
0
0
0
0
0
0
0
0
0
0
0
0
0
0
0
0
0
0
0
0
0
0
0
0
0
0
0
0
0
0
0
0
0
0
0
0
0
0
0
0
0
0
0
0
0
0
0
0
0
0
0
0
0
0
0
0
0
0
0
0
0
0
0
0
0
0
0
0
0
0
0
0
0
0
0
0
0
0
0
0
0
0
0
0
0
0
0
0
0
0
0
0
0
0
0
0
0
0
0
0
0
0
0
0
0
0
0
0
0
0
0
0
0
0
0
0
0
0
0
0
0
0
0
0
0
0
0
0
0
0
0
0
0
0
0
0
0
0
0
0
0
0
0
0
0
0
0
0
0
0
0
0
0
0
0
0
0
0
0
0
0
0
0
0
0
0
0
0
0
0
0
0
0
0
0
0
0
0
0
0
0
0
0
0
0
0
0
0
0
0
0
0
0
0
0
0
0
0
0
0
0
0
0
0
0
0
0
0
0
0
0
0
0
0
0
0
0
0
0
0
0
0
0
0
0
0
0
0
0
0
0
0
0
0
0
0
0
0
0
0
0
0
0
0
0
0
0
0
0
0
0
0
0
0
0
0
0
0
0
0
0
0
0
0
0
0
0
0
0
0
0
0
0
0
0
0
0
0
0
0
0
0
0
0
0
0
0
0
0
0
0
0
0
0
0
0
0
0
0
0
0
0
0
0
0
0
0
0
0
0
0
0
0
0
0
0
0
0
0
0
0
0
0
0
0
0
0
0
0
0
0
0
0
0
0
0
0
0
0
0
0
0
0
0
0
0
0
0
0
0
0
0
0
0
0
0
0
0
0
0
0
0
0
0
0
0
0
0
0
0
0
0
0
0
0
0
0
0
0
0
0
0
0
0
0
0
0
0
0
0
0
0
0
0
0
0
0
0
0
0
0
0
0
0
0
0
0
0
0
0
0
0
0
0
0
0
0
0
0
0
0
0
0
0
0
0
0
0
0
0
0
0
0
0
0
0
0
0
0
0
0
0
0
0
0
0
0
0
0
0
0
0
0
0
0
0
0
0
0
0
0
0
0
0
0
0
0
0
0
0
0
0
0
0
0
0
0
0
0
0
0
0
0
0
0
0
0
0
0
0
0
0
0
0
0
0
0
0
0
0
0
0
0
0
0
0
0
0
0
0
0
0
0
0
0
0
0
0
0
0
0
0
0
0
0
0
0
0
0
0
0
0
0
0
0
0
0
0
0
0
0
0
0
0
0
0
0
0
0
0
0
0
0
0
0
0
0
0
0
0
0
0
0
0
0
0
0
0
0
0
0
0
0
0
0
0
0
0
0
0
0
0
0
0
0
0
0
0
0
0
0
0
0
0
0
0
0
0
0
0
0
0
0
0
0
0
0
0
0
0
0
0
0
0
0
0
0
0
0
0
0
0
0
0
0
0
0
0
0
0
0
0
0
0
0
0
0
0
0
0
0
0
0
0
0
0
0
0
0
0
0
0
0
0
0
0
0
0
0
0
0
0
0
0
0
0
0
0
0
0
0
0
0
0
0
0
0
0
0
0
0
0
0
0
0
0
0
0
0
0
0
0
0
0
0
0
0
0
0
0
0
0
0
0
0
0
0
0
0
0
0
0
0
0
0
0
0
0
0
0
0
0
0
0
0
0
0
0
0
0
0
0
0
0
0
0
0
0
0
0
0
0
0
0
0
0
0
0
0
0
0
0
0
0
0
0
0
0
0
0
0
0
0
0
0
0
0
0
0
0
0
0
0
0
0
0
0
0
0
0
0
0
0
0
0
0
0
0
0
0
0
0
0
0
0
0
0
0
0
0
0
0
0
0
0
0
0
0
0
0
0
0
0
0
0
0
0
0
0
0
0
0
0
0
0
0
0
0
0
0
0
0
0
0
0
0
0
0
0
0
0
0
0
0
0
0
0
0
0
0
0
0
0
0
0
0
0
0
0
0
0
0
0
0
0
0
0
0
0
0
0
0
0
0
0
0
0
0
0
0
0
0
0
0
0
0
0
0
0
0
0
0
0
0
0
0
0
0
0
0
0
0
0
0
0
0
0
0
0
0
0
0
0
0
0
0
0
0
0
0
0
0
0
0
0
0
0
0
0
0
0
0
0
0
0
0
0
0
0
0
0
0
0
0
0
0
0
0
0
0
0
0
0
0
0
0
0
0
0
0
0
0
0
0
0
0
0
0
0
0
0
0
0
0
0
0
0
0
0
0
0
0
0
0
0
0
0
0
0
0
0
0
0
0
0
0
0
0
0
0
0
0
0
0
0
0
0
0
0
0
0
0
0
0
0
0
0
0
0
0
0
0
0
0
0
0
0
0
0
0
0
0
0
0
0
0
0
0
0
0
0
0
0
0
0
0
0
0
0
0
0
0
0
0
0
0
0
0
0
0
0
0
0
0
0
0
0
0
0
0
0
0
0
0
0
0
0
0
0
0
0
0
0
0
0
0
0
0
0
0
0
0
0
0
0
0
0
0
0
0
0
0
0
0
0
0
0
0
0
0
0
0
0
0
0
0
0
0
0
0
0
0
0
0
0
0
0
0
0
0
0
0
0
0
0
0
0
0
0
0
0
0
0
0
0
0
0
0
0
0
0
0
0
0
0
0
0
0
0
0
0
0
0
0
0
0
0
0
0
0
0
0
0
0
0
0
0
0
0
0
0
0
0
0
0
0
0
0
0
0
0
0
0
0
0
0
0
0
0
0
0
0
0
0
0
0
0
0
0
0
0
0
0
0
0
0
0
0
0
0
0
0
0
0
0
0
0
0
0
0
0
0
0
0
0
0
0
0
0
0
0
0
0
0
0
0
0
0
0
0
0
0
0
0
0
0
0
0
0
0
0
0
0
0
0
0
0
0
0
0
0
0
0
0
0
0
0
0
0
0
0
0
0
0
0
0
0
0
0
0
0
0
0
0
0
0
0
0
0
0
0
0
0
0
0
0
0
0
0
0
0
0
0
0
0
0
0
0
0
0
0
0
0
0
0
0
0
0
0
0
0
0
0
0
0
0
0
0
0
0
0
0
0
0
0
0
0
0
0
0
0
0
0
0
0
0
0
0
0
0
0
0
0
0
0
0
0
0
0
0
0
0
0
0
0
0
0
0
0
0
0
0
0
0
0
0
0
0
0
0
0
0
0
0
0
0
0
0
0
0
0
0
0
0
0
0
0
0
0
0
0
0
0
0
0
0
0
0
0
0
0
0
0
0
0
0
0
0
0
0
0
0
0
0
0
0
0
0
0
0
0
0
0
0
0
0
0
0
0
0
0
0
0
0
0
0
0
0
0
0
0
0
0
0
0
0
0
0
0
0
0
0
0
0
0
0
0
0
0
0
0
0
0
0
0
0
0
0
0
0
0
0
0
0
0
0
0
0
0
0
0
0
0
0
0
0
0
0
0
0
0
0
0
0
0
0
0
0
0
0
0
0
0
0
0
0
0
0
0
0
0
0
0
0
0
0
0
0
0
0
0
0
0
0
0
0
0
0
0
0
0
0
0
0
0
0
0
0
0
0
0
0
0
0
0
0
0
0
0
0
0
0
0
0
0
0
0
0
0
0
0
0
0
0
0
0
0
0
0
0
0
0
0
0
0
0
0
0
0
0
0
0
0
0
0
0
0
0
0
0
0
0
0
0
0
0
0
0
0
0
0
0
0
0
0
0
0
0
0
0
0
0
0
0
0
0
0
0
0
0
0
0
0
0
0
0
0
0
0
0
0
0
0
0
0
0
0
0
0
0
0
0
0
0
0
0
0
0
0
0
0
0
0
0
0
0
0
0
0
0
0
0
0
0
0
0
0
0
0
0
0
0
0
0
0
0
0
0
0
0
0
0
0
0
0
0
0
0
0
0
0
0
0
0
0
0
0
0
0
0
0
0
0
0
0
0
0
0
0
0
0
0
0
0
0
0
0
0
0
0
0
0
0
0
0
0
0
0
0
0
0
0
0
0
0
0
0
0
0
0
0
0
0
0
0
0
0
0
0
0
0
0
0
0
0
0
0
0
0
0
0
0
0
0
0
0
0
0
0
0
0
0
0
0
0
0
0
0
0
0
0
0
0
0
0
0
0
0
0
0
0
0
0
0
0
0
0
0
0
0
0
0
0
0
0
0
0
0
0
0
0
0
0
0
0
0
0
0
0
0
0
0
0
0
0
0
0
0
0
0
0
0
0
0
0
0
0
0
0
0
0
0
0
0
0
0
0
0
0
0
0
0
0
0
0
0
0
0
0
0
0
0
0
0
0
0
0
0
0
0
0
0
0
0
0
0
0
0
0
0
0
0
0
0
0
0
0
0
0
0
0
0
0
0
0
0
0
0
0
0
0
0
0
0
0
0
0
0
0
0
0
0
0
0
0
0
0
0
0
0
0
0
0
0
0
0
0
0
0
0
0
0
0
0
0
0
0
0
0
0
0
0
0
0
0
0
0
0
0
0
0
0
0
0
0
0
0
0
0
0
0
0
0
0
0
0
0
0
0
0
0
0
0
0
0
0
0
0
0
0
0
0
0
0
0
0
0
0
0
0
0
0
0
0
0
0
0
0
0
0
0
0
0
0
0
0
0
0
0
0
0
0
0
0
0
0
0
0
0
0
0
0
0
0
0
0
0
0
0
0
0
0
0
0
0
0
0
0
0
0
0
0
0
0
0
0
0
0
0
0
0
0
0
0
0
0
0
0
0
0
0
0
0
0
0
0
0
0
0
0
0
0
0
0
0
0
0
0
0
0
0
0
0
0
0
0
0
0
0
0
0
0
0
0
0
0
0
0
0
0
0
0
0
0
0
0
0
0
0
0
0
0
0
0
0
0
0
0
0
0
0
0
0
0
0
0
0
0
0
0
0
0
0
0
0
0
0
0
0
0
0
0
0
0
0
0
0
0
0
0
0
0
0
0
0
0
0
0
0
0
0
0
0
0
0
0
0
0
0
0
0
0
0
0
0
0
0
0
0
0
0
0
0
0
0
0
0
0
0
0
0
0
0
0
0
0
0
0
0
0
0
0
0
0
0
0
0
0
0
0
0
0
0
0
0
0
0
0
0
0
0
0
0
0
0
0
0
0
0
0
0
0
0
0
0
0
0
0
0
0
0
0
0
0
0
0
0
0
0
0
0
0
0
0
0
0
0
0
0
0
0
0
0
0
0
0
0
0
0
0
0
0
0
0
0
0
0
0
0
0
0
0
0
0
0
0
0
0
0
0
0
0
0
0
0
0
0
0
0
0
0
0
0
0
0
0
0
0
0
0
0
0
0
0
0
0
0
0
0
0
0
0
0
0
0
0
0
0
0
0
0
0
0
0
0
0
0
0
0
0
0
0
0
0
0
0
0
0
0
0
0
0
0
0
0
0
0
0
0
0
0
0
0
0
0
0
0
0
0
0
0
0
0
0
0
0
0
0
0
0
0
0
0
0
0
0
0
0
0
0
0
0
0
0
0
0
0
0
0
0
0
0
0
0
0
0
0
0
0
0
0
0
0
0
0
0
0
0
0
0
0
0
0
0
0
0
0
0
0
0
0
0
0
0
0
0
0
0
0
0
0
0
0
0
0
0
0
0
0
0
0
0
0
0
0
0
0
0
0
0
0
0
0
0
0
0
0
0
0
0
0
0
0
0
0
0
0
0
0
0
0
0
0
0
0
0
0
0
0
0
0
0
0
0
0
0
0
0
0
0
0
0
0
0
0
0
0
0
0
0
0
0
0
0
0
0
0
0
0
0
0
0
0
0
0
0
0
0
0
0
0
0
0
0
0
0
0
0
0
0
0
0
0
0
0
0
0
0
0
0
0
0
0
0
0
0
0
0
0
0
0
0
0
0
0
0
0
0
0
0
0
0
0
0
0
0
0
0
0
0
0
0
0
0
0
0
0
0
0
0
0
0
0
0
0
0
0
0
0
0
0
0
0
0
0
0
0
0
0
0
0
0
0
0
0
0
0
0
0
0
0
0
0
0
0
0
0
0
0
0
0
0
0
0
0
0
0
0
0
0
0
0
0
0
0
0
0
0
0
0
0
0
0
0
0
0
0
0
0
0
0
0
0
0
0
0
0
0
0
0
0
0
0
0
0
0
0
0
0
0
0
0
0
0
0
0
0
0
0
0
0
0
0
0
0
0
0
0
0
0
0
0
0
0
0
0
0
0
0
0
0
0
0
0
0
0
0
0
0
0
0
0
0
0
0
0
0
0
0
0
0
0
0
0
0
0
0
0
0
0
0
0
0
0
0
0
0
0
0
0
0
0
0
0
0
0
0
0
0
0
0
0
0
0
0
0
0
0
0
0
0
0
0
0
0
0
0
0
0
0
0
0
0
0
0
0
0
0
0
0
0
0
0
0
0
0
0
0
0
0
0
0
0
0
0
0
0
0
0
0
0
0
0
0
0
0
0
0
0
0
0
0
0
0
0
0
0
0
0
0
0
0
0
0
0
0
0
0
0
0
0
0
0
0
0
0
0
0
0
0
0
0
0
0
0
0
0
0
0
0
0
0
0
0
0
0
0
0
0
0
0
0
0
0
0
0
0
0
0
0
0
0
0
0
0
0
0
0
0
0
0
0
0
0
0
0
0
0
0
0
0
0
0
0
0
0
0
0
0
0
0
0
0
0
0
0
0
0
0
0
0
0
0
0
0
0
0
0
0
0
0
0
0
0
0
0
0
0
0
0
0
0
0
0
0
0
0
0
0
0
0
0
0
0
0
0
0
0
0
0
0
0
0
0
0
0
0
0
0
0
0
0
0
0
0
0
0
0
0
0
0
0
0
0
0
0
0
0
0
0
0
0
0
0
0
0
0
0
0
0
0
0
0
0
0
0
0
0
0
0
0
0
0
0
0
0
0
0
0
0
0
0
0
0
0
0
0
0
0
0
0
0
0
0
0
0
0
0
0
0
0
0
0
0
0
0
0
0
0
0
0
0
0
0
0
0
0
0
0
0
0
0
0
0
0
0
0
0
0
0
0
0
0
0
0
0
0
0
0
0
0
0
0
0
0
0
0
0
0
0
0
0
0
0
0
0
0
0
0
0
0
0
0
0
0
0
0
0
0
0
0
0
0
0
0
0
0
0
0
0
0
0
0
0
0
0
0
0
0
0
0
0
0
0
0
0
0
0
0
0
0
0
0
0
0
0
0
0
0
0
0
0
0
0
0
0
0
0
0
0
0
0
0
0
0
0
0
0
0
0
0
0
0
0
0
0
0
0
0
0
0
0
0
0
0
0
0
0
0
0
0
0
0
0
0
0
0
0
0
0
0
0
0
0
0
0
0
0
0
0
0
0
0
0
0
0
0
0
0
0
0
0
0
0
0
0
0
0
0
0
0
0
0
0
0
0
0
0
0
0
0
0
0
0
0
0
0
0
0
0
0
0
0
0
0
0
0
0
0
0
0
0
0
0
0
0
0
0
0
0
0
0
0
0
0
0
0
0
0
0
0
0
0
0
0
0
0
0
0
0
0
0
0
0
0
0
0
0
0
0
0
0
0
0
0
0
0
0
0
0
0
0
0
0
0
0
0
0
0
0
0
0
0
0
0
0
0
0
0
0
0
0
0
0
0
0
0
0
0
0
0
0
0
0
0
0
0
0
0
0
0
0
0
0
0
0
0
0
0
0
0
0
0
0
0
0
0
0
0
0
0
0
0
0
0
0
0
0
0
0
0
0
0
0
0
0
0
0
0
0
0
0
0
0
0
0
0
0
0
0
0
0
0
0
0
0
0
0
0
0
0
0
0
0
0
0
0
0
0
0
0
0
0
0
0
0
0
0
0
0
0
0
0
0
0
0
0
0
0
0
0
0
0
0
0
0
0
0
0
0
0
0
0
0
0
0
0
0
0
0
0
0
0
0
0
0
0
0
0
0
0
0
0
0
0
0
0
0
0
0
0
0
0
0
0
0
0
0
0
0
0
0
0
0
0
0
0
0
0
0
0
0
0
0
0
0
0
0
0
0
0
0
0
0
0
0
0
0
0
0
0
0
0
0
0
0
0
0
0
0
0
0
0
0
0
0
0
0
0
0
0
0
0
0
0
0
0
0
0
0
0
0
0
0
0
0
0
0
0
0
0
0
0
0
0
0
0
0
0
0
0
0
0
0
0
0
0
0
0
0
0
0
0
0
0
0
0
0
0
0
0
0
0
0
0
0
0
0
0
0
0
0
0
0
0
0
0
0
0
0
0
0
0
0
0
0
0
0
0
0
0
0
0
0
0
0
0
0
0
0
0
0
0
0
0
0
0
0
0
0
0
0
0
0
0
0
0
0
0
0
0
0
0
0
0
0
0
0
0
0
0
0
0
0
0
0
0
0
0
0
0
0
0
0
0
0
0
0
0
0
0
0
0
0
0
0
0
0
0
0
0
0
0
0
0
0
0
0
0
0
0
0
0
0
0
0
0
0
0
0
0
0
0
0
0
0
0
0
0
0
0
0
0
0
0
0
0
0
0
0
0
0
0
0
0
0
0
0
0
0
0
0
0
0
0
0
0
0
0
0
0
0
0
0
0
0
0
0
0
0
0
0
0
0
0
0
0
0
0
0
0
0
0
0
0
0
0
0
0
0
0
0
0
0
0
0
0
0
0
0
0
0
0
0
0
0
0
0
0
0
0
0
0
0
0
0
0
0
0
0
0
0
0
0
0
0
0
0
0
0
0
0
0
0
0
0
0
0
0
0
0
0
0
0
0
0
0
0
0
0
0
0
0
0
0
0
0
0
0
0
0
0
0
0
0
0
0
0
0
0
0
0
0
0
0
0
0
0
0
0
0
0
0
0
0
0
0
0
0
0
0
0
0
0
0
0
0
0
0
0
0
0
0
0
0
0
0
0
0
0
0
0
0
0
0
0
0
0
0
0
0
0
0
0
0
0
0
0
0
0
0
0
0
0
0
0
0
0
0
0
0
0
0
0
0
0
0
0
0
0
0
0
0
0
0
0
0
0
0
0
0
0
0
0
0
0
0
0
0
0
0
0
0
0
0
0
0
0
0
0
0
0
0
0
0
0
0
0
0
0
0
0
0
0
0
0
0
0
0
0
0
0
0
0
0
0
0
0
0
0
0
0
0
0
0
0
0
0
0
0
0
0
0
0
0
0
0
0
0
0
0
0
0
0
0
0
0
0
0
0
0
0
0
0
0
0
0
0
0
0
0
0
0
0
0
0
0
0
0
0
0
0
0
0
0
0
0
0
0
0
0
0
0
0
0
0
0
0
0
0
0
0
0
0
0
0
0
0
0
0
0
0
0
0
0
0
0
0
0
0
0
0
0
0
0
0
0
0
0
0
0
0
0
0
0
0
0
0
0
0
0
0
0
0
0
0
0
0
0
0
0
0
0
0
0
0
0
0
0
0
0
0
0
0
0
0
0
0
0
0
0
0
0
0
0
0
0
0
0
0
0
0
0
0
0
0
0
0
0
0
0
0
0
0
0
0
0
0
0
0
0
0
0
0
0
0
0
0
0
0
0
0
0
0
0
0
0
0
0
0
0
0
0
0
0
0
0
0
0
0
0
0
0
0
0
0
0
0
0
0
0
0
0
0
0
0
0
0
0
0
0
0
0
0
0
0
0
0
0
0
0
0
0
0
0
0
0
0
0
0
0
0
0
0
0
0
0
0
0
0
0
0
0
0
0
0
0
0
0
0
0
0
0
0
0
0
0
0
0
0
0
0
0
0
0
0
0
0
0
0
0
0
0
0
0
0
0
0
0
0
0
0
0
0
0
0
0
0
0
0
0
0
0
0
0
0
0
0
0
0
0
0
0
0
0
0
0
0
0
0
0
0
0
0
0
0
0
0
0
0
0
0
0
0
0
0
0
0
0
0
0
0
0
0
0
0
0
0
0
0
0
0
0
0
0
0
0
0
0
0
0
0
0
0
0
0
0
0
0
0
0
0
0
0
0
0
0
0
0
0
0
0
0
0
0
0
0
0
0
0
0
0
0
0
0
0
0
0
0
0
0
0
0
0
0
0
0
0
0
0
0
0
0
0
0
0
0
0
0
0
0
0
0
0
0
0
0
0
0
0
0
0
0
0
0
0
0
0
0
0
0
0
0
0
0
0
0
0
0
0
0
0
0
0
0
0
0
0
0
0
0
0
0
0
0
0
0
0
0
0
0
0
0
0
0
0
0
0
0
0
0
0
0
0
0
0
0
0
0
0
0
0
0
0
0
0
0
0
0
0
0
0
0
0
0
0
0
0
0
0
0
0
0
0
0
0
0
0
0
0
0
0
0
0
0
0
0
0
0
0
0
0
0
0
0
0
0
0
0
0
0
0
0
0
0
0
0
0
0
0
0
0
0
0
0
0
0
0
0
0
0
0
0
0
0
0
0
0
0
0
0
0
0
0
0
0
0
0
0
0
0
0
0
0
0
0
0
0
0
0
0
0
0
0
0
0
0
0
0
0
0
0
0
0
0
0
0
0
0
0
0
0
0
0
0
0
0
0
0
0
0
0
0
0
0
0
0
0
0
0
0
0
0
0
0
0
0
0
0
0
0
0
0
0
0
0
0
0
0
0
0
0
0
0
0
0
0
0
0
0
0
0
0
0
0
0
0
0
0
0
0
0
0
0
0
0
0
0
0
0
0
0
0
0
0
0
0
0
0
0
0
0
0
0
0
0
0
0
0
0
0
0
0
0
0
0
0
0
0
0
0
0
0
0
0
0
0
0
0
0
0
0
0
0
0
0
0
0
0
0
0
0
0
0
0
0
0
0
0
0
0
0
0
0
0
0
0
0
0
0
0
0
0
0
0
0
0
0
0
0
0
0
0
0
0
0
0
0
0
0
0
0
0
0
0
0
0
0
0
0
0
0
0
0
0
0
0
0
0
0
0
0
0
0
0
0
0
0
0
0
0
0
0
0
0
0
0
0
0
0
0
0
0
0
0
0
0
0
0
0
0
0
0
0
0
0
0
0
0
0
0
0
0
0
0
0
0
0
0
0
0
0
0
0
0
0
0
0
0
0
0
0
0
0
0
0
0
0
0
0
0
0
0
0
0
0
0
0
0
0
0
0
0
0
0
0
0
0
0
0
0
0
0
0
0
0
0
0
0
0
0
0
0
0
0
0
0
0
0
0
0
0
0
0
0
0
0
0
0
0
0
0
0
0
0
0
0
0
0
0
0
0
0
0
0
0
0
0
0
0
0
0
0
0
0
0
0
0
0
0
0
0
0
0
0
0
0
0
0
0
0
0
0
0
0
0
0
0
0
0
0
0
0
0
0
0
0
0
0
0
0
0
0
0
0
0
0
0
0
0
0
0
0
0
0
0
0
0
0
0
0
0
0
0
0
0
0
0
0
0
0
0
0
0
0
0
0
0
0
0
0
0
0
0
0
0
0
0
0
0
0
0
0
0
0
0
0
0
0
0
0
0
0
0
0
0
0
0
0
0
0
0
0
0
0
0
0
0
0
0
0
0
0
0
0
0
0
0
0
0
0
0
0
0
0
0
0
0
0
0
0
0
0
0
0
0
0
0
0
0
0
0
0
0
0
0
0
0
0
0
0
0
0
0
0
0
0
0
0
0
0
0
0
0
0
0
0
0
0
0
0
0
0
0
0
0
0
0
0
0
0
0
0
0
0
0
0
0
0
0
0
0
0
0
0
0
0
0
0
0
0
0
0
0
0
0
0
0
0
0
0
0
0
0
0
0
0
0
0
0
0
0
0
0
0
0
0
0
0
0
0
0
0
0
0
0
0
0
0
0
0
0
0
0
0
0
0
0
0
0
0
0
0
0
0
0
0
0
0
0
0
0
0
0
0
0
0
0
0
0
0
0
0
0
0
0
0
0
0
0
0
0
0
0
0
0
0
0
0
0
0
0
0
0
0
0
0
0
0
0
0
0
0
0
0
0
0
0
0
0
0
0
0
0
0
0
0
0
0
0
0
0
0
0
0
0
0
0
0
0
0
0
0
0
0
0
0
0
0
0
0
0
0
0
0
0
0
0
0
0
0
0
0
0
0
0
0
0
0
0
0
0
0
0
0
0
0
0
0
0
0
0
0
0
0
0
0
0
0
0
0
0
0
0
0
0
0
0
0
0
0
0
0
0
0
0
0
0
0
0
0
0
0
0
0
0
0
0
0
0
0
0
0
0
0
0
0
0
0
0
0
0
0
0
0
0
0
0
0
0
0
0
0
0
0
0
0
0
0
0
0
0
0
0
0
0
0
0
0
0
0
0
0
0
0
0
0
0
0
0
0
0
0
0
0
0
0
0
0
0
0
0
0
0
0
0
0
0
0
0
0
0
0
0
0
0
0
0
0
0
0
0
0
0
0
0
0
0
0
0
0
0
0
0
0
0
0
0
0
0
0
0
0
0
0
0
0
0
0
0
0
0
0
0
0
0
0
0
0
0
0
0
0
0
0
0
0
0
0
0
0
0
0
0
0
0
0
0
0
0
0
0
0
0
0
0
0
0
0
0
0
0
0
0
0
0
0
0
0
0
0
0
0
0
0
0
0
0
0
0
0
0
0
0
0
0
0
0
0
0
0
0
0
0
0
0
0
0
0
0
0
0
0
0
0
0
0
0
0
0
0
0
0
0
0
0
0
0
0
0
0
0
0
0
0
0
0
0
0
0
0
0
0
0
0
0
0
0
0
0
0
0
0
0
0
0
0
0
0
0
0
0
0
0
0
0
0
0
0
0
0
0
0
0
0
0
0
0
0
0
0
0
0
0
0
0
0
0
0
0
0
0
0
0
0
0
0
0
0
0
0
0
0
0
0
0
0
0
0
0
0
0
0
0
0
0
0
0
0
0
0
0
0
0
0
0
0
0
0
0
0
0
0
0
0
0
0
0
0
0
0
0
0
0
0
0
0
0
0
0
0
0
0
0
0
0
0
0
0
0
0
0
0
0
0
0
0
0
0
0
0
0
0
0
0
0
0
0
0
0
0
0
0
0
0
0
0
0
0
0
0
0
0
0
0
0
0
0
0
0
0
0
0
0
0
0
0
0
0
0
0
0
0
0
0
0
0
0
0
0
0
0
0
0
0
0
0
0
0
0
0
0
0
0
0
0
0
0
0
0
0
0
0
0
0
0
0
0
0
0
0
0
0
0
0
0
0
0
0
0
0
0
0
0
0
0
0
0
0
0
0
0
0
0
0
0
0
0
0
0
0
0
0
0
0
0
0
0
0
0
0
0
0
0
0
0
0
0
0
0
0
0
0
0
0
0
0
0
0
0
0
0
0
0
0
0
0
0
0
0
0
0
0
0
0
0
0
0
0
0
0
0
0
0
0
0
0
0
0
0
0
0
0
0
0
0
0
0
0
0
0
0
0
0
0
0
0
0
0
0
0
0
0
0
0
0
0
0
0
0
0
0
0
0
0
0
0
0
0
0
0
0
0
0
0
0
0
0
0
0
0
0
0
0
0
0
0
0
0
0
0
0
0
0
0
0
0
0
0
0
0
0
0
0
0
0
0
0
0
0
0
0
0
0
0
0
0
0
0
0
0
0
0
0
0
0
0
0
0
0
0
0
0
0
0
0
0
0
0
0
0
0
0
0
0
0
0
0
0
0
0
0
0
0
0
0
0
0
0
0
0
0
0
0
0
0
0
0
0
0
0
0
0
0
0
0
0
0
0
0
0
0
0
0
0
0
0
0
0
0
0
0
0
0
0
0
0
0
0
0
0
0
0
0
0
0
0
0
0
0
0
0
0
0
0
0
0
0
0
0
0
0
0
0
0
0
0
0
0
0
0
0
0
0
0
0
0
0
0
0
0
0
0
0
0
0
0
0
0
0
0
0
0
0
0
0
0
0
0
0
0
0
0
0
0
0
0
0
0
0
0
0
0
0
0
0
0
0
0
0
0
0
0
0
0
0
0
0
0
0
0
0
0
0
0
0
0
0
0
0
0
0
0
0
0
0
0
0
0
0
0
0
0
0
0
0
0
0
0
0
0
0
0
0
0
0
0
0
0
0
0
0
0
0
0
0
0
0
0
0
0
0
0
0
0
0
0
0
0
0
0
0
0
0
0
0
0
0
0
0
0
0
0
0
0
0
0
0
0
0
0
0
0
0
0
0
0
0
0
0
0
0
0
0
0
0
0
0
0
0
0
0
0
0
0
0
0
0
0
0
0
0
0
0
0
0
0
0
0
0
0
0
0
0
0
0
0
0
0
0
0
0
0
0
0
0
0
0
0
0
0
0
0
0
0
0
0
0
0
0
0
0
0
0
0
0
0
0
0
0
0
0
0
0
0
0
0
0
0
0
0
0
0
0
0
0
0
0
0
0
0
0
0
0
0
0
0
0
0
0
0
0
0
0
0
0
0
0
0
0
0
0
0
0
0
0
0
0
0
0
0
0
0
0
0
0
0
0
0
0
0
0
0
0
0
0
0
0
0
0
0
0
0
0
0
0
0
0
0
0
0
0
0
0
0
0
0
0
0
0
0
0
0
0
0
0
0
0
0
0
0
0
0
0
0
0
0
0
0
0
0
0
0
0
0
0
0
0
0
0
0
0
0
0
0
0
0
0
0
0
0
0
0
0
0
0
0
0
0
0
0
0
0
0
0
0
0
0
0
0
0
0
0
0
0
0
0
0
0
0
0
0
0
0
0
0
0
0
0
0
0
0
0
0
0
0
0
0
0
0
0
0
0
0
0
0
0
0
0
0
0
0
0
0
0
0
0
0
0
0
0
0
0
0
0
0
0
0
0
0
0
0
0
0
0
0
0
0
0
0
0
0
0
0
0
0
0
0
0
0
0
0
0
0
0
0
0
0
0
0
0
0
0
0
0
0
0
0
0
0
0
0
0
0
0
0
0
0
0
0
0
0
0
0
0
0
0
0
0
0
0
0
0
0
0
0
0
0
0
0
0
0
0
0
0
0
0
0
0
0
0
0
0
0
0
0
0
0
0
0
0
0
0
0
0
0
0
0
0
0
0
0
0
0
0
0
0
0
0
0
0
0
0
0
0
0
0
0
0
0
0
0
0
0
0
0
0
0
0
0
0
0
0
0
0
0
0
0
0
0
0
0
0
0
0
0
0
0
0
0
0
0
0
0
0
0
0
0
0
0
0
0
0
0
0
0
0
0
0
0
0
0
0
0
0
0
0
0
0
0
0
0
0
0
0
0
0
0
0
0
0
0
0
0
0
0
0
0
0
0
0
0
0
0
0
0
0
0
0
0
0
0
0
0
0
0
0
0
0
0
0
0
0
0
0
0
0
0
0
0
0
0
0
0
0
0
0
0
0
0
0
0
0
0
0
0
0
0
0
0
0
0
0
0
0
0
0
0
0
0
0
0
0
0
0
0
0
0
0
0
0
0
0
0
0
0
0
0
0
0
0
0
0
0
0
0
0
0
0
0
0
0
0
0
0
0
0
0
0
0
0
0
0
0
0
0
0
0
0
0
0
0
0
0
0
0
0
0
0
0
0
0
0
0
0
0
0
0
0
0
0
0
0
0
0
0
0
0
0
0
0
0
0
0
0
0
0
0
0
0
0
0
0
0
0
0
0
0
0
0
0
0
0
0
0
0
0
0
0
0
0
0
0
0
0
0
0
0
0
0
0
0
0
0
0
0
0
0
0
0
0
0
0
0
0
0
0
0
0
0
0
0
0
0
0
0
0
0
0
0
0
0
0
0
0
0
0
0
0
0
0
0
0
0
0
0
0
0
0
0
0
0
0
0
0
0
0
0
0
0
0
0
0
0
0
0
0
0
0
0
0
0
0
0
0
0
0
0
0
0
0
0
0
0
0
0
0
0
0
0
0
0
0
0
0
0
0
0
0
0
0
0
0
0
0
0
0
0
0
0
0
0
0
0
0
0
0
0
0
0
0
0
0
0
0
0
0
0
0
0
0
0
0
0
0
0
0
0
0
0
0
0
0
0
0
0
0
0
0
0
0
0
0
0
0
0
0
0
0
0
0
0
0
0
0
0
0
0
0
0
0
0
0
0
0
0
0
0
0
0
0
0
0
0
0
0
0
0
0
0
0
0
0
0
0
0
0
0
0
0
0
0
0
0
0
0
0
0
0
0
0
0
0
0
0
0
0
0
0
0
0
0
0
0
0
0
0
0
0
0
0
0
0
0
0
0
0
0
0
0
0
0
0
0
0
0
0
0
0
0
0
0
0
0
0
0
0
0
0
0
0
0
0
0
0
0
0
0
0
0
0
0
0
0
0
0
0
0
0
0
0
0
0
0
0
0
0
0
0
0
0
0
0
0
0
0
0
0
0
0
0
0
0
0
0
0
0
0
0
0
0
0
0
0
0
0
0
0
0
0
0
0
0
0
0
0
0
0
0
0
0
0
0
0
0
0
0
0
0
0
0
0
0
0
0
0
0
0
0
0
0
0
0
0
0
0
0
0
0
0
0
0
0
0
0
0
0
0
0
0
0
0
0
0
0
0
0
0
0
0
0
0
0
0
0
0
0
0
0
0
0
0
0
0
0
0
0
0
0
0
0
0
0
0
0
0
0
0
0
0
0
0
0
0
0
0
0
0
0
0
0
0
0
0
0
0
0
0
0
0
0
0
0
0
0
0
0
0
0
0
0
0
0
0
0
0
0
0
0
0
0
0
0
0
0
0
0
0
0
0
0
0
0
0
0
0
0
0
0
0
0
0
0
0
0
0
0
0
0
0
0
0
0
0
0
0
0
0
0
0
0
0
0
0
0
0
0
0
0
0
0
0
0
0
0
0
0
0
0
0
0
0
0
0
0
0
0
0
0
0
0
0
0
0
0
0
0
0
0
0
0
0
0
0
0
0
0
0
0
0
0
0
0
0
0
0
0
0
0
0
0
0
0
0
0
0
0
0
0
0
0
0
0
0
0
0
0
0
0
0
0
0
0
0
0
0
0
0
0
0
0
0
0
0
0
0
0
0
0
0
0
0
0
0
0
0
0
0
0
0
0
0
0
0
0
0
0
0
0
0
0
0
0
0
0
0
0
0
0
0
0
0
0
0
0
0
0
0
0
0
0
0
0
0
0
0
0
0
0
0
0
0
0
0
0
0
0
0
0
0
0
0
0
0
0
0
0
0
0
0
0
0
0
0
0
0
0
0
0
0
0
0
0
0
0
0
0
0
0
0
0
0
0
0
0
0
0
0
0
0
0
0
0
0
0
0
0
0
0
0
0
0
0
0
0
0
0
0
0
0
0
0
0
0
0
0
0
0
0
0
0
0
0
0
0
0
0
0
0
0
0
0
0
0
0
0
0
0
0
0
0
0
0
0
0
0
0
0
0
0
0
0
0
0
0
0
0
0
0
0
0
0
0
0
0
0
0
0
0
0
0
0
0
0
0
0
0
0
0
0
0
0
0
0
0
0
0
0
0
0
0
0
0
0
0
0
0
0
0
0
0
0
0
0
0
0
0
0
0
0
0
0
0
0
0
0
0
0
0
0
0
0
0
0
0
0
0
0
0
0
0
0
0
0
0
0
0
0
0
0
0
0
0
0
0
0
0
0
0
0
0
0
0
0
0
0
0
0
0
0
0
0
0
0
0
0
0
0
0
0
0
0
0
0
0
0
0
0
0
0
0
0
0
0
0
0
0
0
0
0
0
0
0
0
0
0
0
0
0
0
0
0
0
0
0
0
0
0
0
0
0
0
0
0
0
0
0
0
0
0
0
0
0
0
0
0
0
0
0
0
0
0
0
0
0
0
0
0
0
0
0
0
0
0
0
0
0
0
0
0
0
0
0
0
0
0
0
0
0
0
0
0
0
0
0
0
0
0
0
0
0
0
0
0
0
0
0
0
0
0
0
0
0
0
0
0
0
0
0
0
0
0
0
0
0
0
0
0
0
0
0
0
0
0
0
0
0
0
0
0
0
0
0
0
0
0
0
0
0
0
0
0
0
0
0
0
0
0
0
0
0
0
0
0
0
0
0
0
0
0
0
0
0
0
0
0
0
0
0
0
0
0
0
0
0
0
0
0
0
0
0
0
0
0
0
0
0
0
0
0
0
0
0
0
0
0
0
0
0
0
0
0
0
0
0
0
0
0
0
0
0
0
0
0
0
0
0
0
0
0
0
0
0
0
0
0
0
0
0
0
0
0
0
0
0
0
0
0
0
0
0
0
0
0
0
0
0
0
0
0
0
0
0
0
0
0
0
0
0
0
0
0
0
0
0
0
0
0
0
0
0
0
0
0
0
0
0
0
0
0
0
0
0
0
0
0
0
0
0
0
0
0
0
0
0
0
0
0
0
0
0
0
0
0
0
0
0
0
0
0
0
0
0
0
0
0
0
0
0
0
0
0
0
0
0
0
0
0
0
0
0
0
0
0
0
0
0
0
0
0
0
0
0
0
0
0
0
0
0
0
0
0
0
0
0
0
0
0
0
0
0
0
0
0
0
0
0
0
0
0
0
0
0
0
0
0
0
0
0
0
0
0
0
0
0
0
0
0
0
0
0
0
0
0
0
0
0
0
0
0
0
0
0
0
0
0
0
0
0
0
0
0
0
0
0
0
0
0
0
0
0
0
0
0
0
0
0
0
0
0
0
0
0
0
0
0
0
0
0
0
0
0
0
0
0
0
0
0
0
0
0
0
0
0
0
0
0
0
0
0
0
0
0
0
0
0
0
0
0
0
0
0
0
0
0
0
0
0
0
0
0
0
0
0
0
0
0
0
0
0
0
0
0
0
0
0
0
0
0
0
0
0
0
0
0
0
0
0
0
0
0
0
0
0
0
0
0
0
0
0
0
0
0
0
0
0
0
0
0
0
0
0
0
0
0
0
0
0
0
0
0
0
0
0
0
0
0
0
0
0
0
0
0
0
0
0
0
0
0
0
0
0
0
0
0
0
0
0
0
0
0
0
0
0
0
0
0
0
0
0
0
0
0
0
0
0
0
0
0
0
0
0
0
0
0
0
0
0
0
0
0
0
0
0
0
0
0
0
0
0
0
0
0
0
0
0
0
0
0
0
0
0
0
0
0
0
0
0
0
0
0
0
0
0
0
0
0
0
0
0
0
0
0
0
0
0
0
0
0
0
0
0
0
0
0
0
0
0
0
0
0
0
0
0
0
0
0
0
0
0
0
0
0
0
0
0
0
0
0
0
0
0
0
0
0
0
0
0
0
0
0
0
0
0
0
0
0
0
0
0
0
0
0
0
0
0
0
0
0
0
0
0
0
0
0
0
0
0
0
0
0
0
0
0
0
0
0
0
0
0
0
0
0
0
0
0
0
0
0
0
0
0
0
0
0
0
0
0
0
0
0
0
0
0
0
0
0
0
0
0
0
0
0
0
0
0
0
0
0
0
0
0
0
0
0
0
0
0
0
0
0
0
0
0
0
0
0
0
0
0
0
0
0
0
0
0
0
0
0
0
0
0
0
0
0
0
0
0
0
0
0
0
0
0
0
0
0
0
0
0
0
0
0
0
0
0
0
0
0
0
0
0
0
0
0
0
0
0
0
0
0
0
0
0
0
0
0
0
0
0
0
0
0
0
0
0
0
0
0
0
0
0
0
0
0
0
0
0
0
0
0
0
0
0
0
0
0
0
0
0
0
0
0
0
0
0
0
0
0
0
0
0
0
0
0
0
0
0
0
0
0
0
0
0
0
0
0
0
0
0
0
0
0
0
0
0
0
0
0
0
0
0
0
0
0
0
0
0
0
0
0
0
0
0
0
0
0
0
0
0
0
0
0
0
0
0
0
0
0
0
0
0
0
0
0
0
0
0
0
0
0
0
0
0
0
0
0
0
0
0
0
0
0
0
0
0
0
0
0
0
0
0
0
0
0
0
0
0
0
0
0
0
0
0
0
0
0
0
0
0
0
0
0
0
0
0
0
0
0
0
0
0
0
0
0
0
0
0
0
0
0
0
0
0
0
0
0
0
0
0
0
0
0
0
0
0
0
0
0
0
0
0
0
0
0
0
0
0
0
0
0
0
0
0
0
0
0
0
0
0
0
0
0
0
0
0
0
0
0
0
0
0
0
0
0
0
0
0
0
0
0
0
0
0
0
0
0
0
0
0
0
0
0
0
0
0
0
0
0
0
0
0
0
0
0
0
0
0
0
0
0
0
0
0
0
0
0
0
0
0
0
0
0
0
0
0
0
0
0
0
0
0
0
0
0
0
0
0
0
0
0
0
0
0
0
0
0
0
0
0
0
0
0
0
0
0
0
0
0
0
0
0
0
0
0
0
0
0
0
0
0
0
0
0
0
0
0
0
0
0
0
0
0
0
0
0
0
0
0
0
0
0
0
0
0
0
0
0
0
0
0
0
0
0
0
0
0
0
0
0
0
0
0
0
0
0
0
0
0
0
0
0
0
0
0
0
0
0
0
0
0
0
0
0
0
0
0
0
0
0
0
0
0
0
0
0
0
0
0
0
0
0
0
0
0
0
0
0
0
0
0
0
0
0
0
0
0
0
0
0
0
0
0
0
0
0
0
0
0
0
0
0
0
0
0
0
0
0
0
0
0
0
0
0
0
0
0
0
0
0
0
0
0
0
0
0
0
0
0
0
0
0
0
0
0
0
0
0
0
0
0
0
0
0
0
0
0
0
0
0
0
0
0
0
0
0
0
0
0
0
0
0
0
0
0
0
0
0
0
0
0
0
0
0
0
0
0
0
0
0
0
0
0
0
0
0
0
0
0
0
0
0
0
0
0
0
0
0
0
0
0
0
0
0
0
0
0
0
0
0
0
0
0
0
0
0
0
0
0
0
0
0
0
0
0
0
0
0
0
0
0
0
0
0
0
0
0
0
0
0
0
0
0
0
0
0
0
0
0
0
0
0
0
0
0
0
0
0
0
0
0
0
0
0
0
0
0
0
0
0
0
0
0
0
0
0
0
0
0
0
0
0
0
0
0
0
0
0
0
0
0
0
0
0
0
0
0
0
0
0
0
0
0
0
0
0
0
0
0
0
0
0
0
0
0
0
0
0
0
0
0
0
0
0
0
0
0
0
0
0
0
0
0
0
0
0
0
0
0
0
0
0
0
0
0
0
0
0
0
0
0
0
0
0
0
0
0
0
0
0
0
0
0
0
0
0
0
0
0
0
0
0
0
0
0
0
0
0
0
0
0
0
0
0
0
0
0
0
0
0
0
0
0
0
0
0
0
0
0
0
0
0
0
0
0
0
0
0
0
0
0
0
0
0
0
0
0
0
0
0
0
0
0
0
0
0
0
0
0
0
0
0
0
0
0
0
0
0
0
0
0
0
0
0
0
0
0
0
0
0
0
0
0
0
0
0
0
0
0
0
0
0
0
0
0
0
0
0
0
0
0
0
0
0
0
0
0
0
0
0
0
0
0
0
0
0
0
0
0
0
0
0
0
0
0
0
0
0
0
0
0
0
0
0
0
0
0
0
0
0
0
0
0
0
0
0
0
0
0
0
0
0
0
0
0
0
0
0
0
0
0
0
0
0
0
0
0
0
0
0
0
0
0
0
0
0
0
0
0
0
0
0
0
0
0
0
0
0
0
0
0
0
0
0
0
0
0
0
0
0
0
0
0
0
0
0
0
0
0
0
0
0
0
0
0
0
0
0
0
0
0
0
0
0
0
0
0
0
0
0
0
0
0
0
0
0
0
0
0
0
0
0
0
0
0
0
0
0
0
0
0
0
0
0
0
0
0
0
0
0
0
0
0
0
0
0
0
0
0
0
0
0
0
0
0
0
0
0
0
0
0
0
0
0
0
0
0
0
0
0
0
0
0
0
0
0
0
0
0
0
0
0
0
0
0
0
0
0
0
0
0
0
0
0
0
0
0
0
0
0
0
0
0
0
0
0
0
0
0
0
0
0
0
0
0
0
0
0
0
0
0
0
0
0
0
0
0
0
0
0
0
0
0
0
0
0
0
0
0
0
0
0
0
0
0
0
0
0
0
0
0
0
0
0
0
0
0
0
0
0
0
0
0
0
0
0
0
0
0
0
0
0
0
0
0
0
0
0
0
0
0
0
0
0
0
0
0
0
0
0
0
0
0
0
0
0
0
0
0
0
0
0
0
0
0
0
0
0
0
0
0
0
0
0
0
0
0
0
0
0
0
0
0
0
0
0
0
0
0
0
0
0
0
0
0
0
0
0
0
0
0
0
0
0
0
0
0
0
0
0
0
0
0
0
0
0
0
0
0
0
0
0
0
0
0
0
0
0
0
0
0
0
0
0
0
0
0
0
0
0
0
0
0
0
0
0
0
0
0
0
0
0
0
0
0
0
0
0
0
0
0
0
0
0
0
0
0
0
0
0
0
0
0
0
0
0
0
0
0
0
0
0
0
0
0
0
0
0
0
0
0
0
0
0
0
0
0
0
0
0
0
0
0
0
0
0
0
0
0
0
0
0
0
0
0
0
0
0
0
0
0
0
0
0
0
0
0
0
0
0
0
0
0
0
0
0
0
0
0
0
0
0
0
0
0
0
0
0
0
0
0
0
0
0
0
0
0
0
0
0
0
0
0
0
0
0
0
0
0
0
0
0
0
0
0
0
0
0
0
0
0
0
0
0
0
0
0
0
0
0
0
0
0
0
0
0
0
0
0
0
0
0
0
0
0
0
0
0
0
0
0
0
0
0
0
0
0
0
0
0
0
0
0
0
0
0
0
0
0
0
0
0
0
0
0
0
0
0
0
0
0
0
0
0
0
0
0
0
0
0
0
0
0
0
0
0
0
0
0
0
0
0
0
0
0
0
0
0
0
0
0
0
0
0
0
0
0
0
0
0
0
0
0
0
0
0
0
0
0
0
0
0
0
0
0
0
0
0
0
0
0
0
0
0
0
0
0
0
0
0
0
0
0
0
0
0
0
0
0
0
0
0
0
0
0
0
0
0
0
0
0
0
0
0
0
0
0
0
0
0
0
0
0
0
0
0
0
0
0
0
0
0
0
0
0
0
0
0
0
0
0
0
0
0
0
0
0
0
0
0
0
0
0
0
0
0
0
0
0
0
0
0
0
0
0
0
0
0
0
0
0
0
0
0
0
0
0
0
0
0
0
0
0
0
0
0
0
0
0
0
0
0
0
0
0
0
0
0
0
0
0
0
0
0
0
0
0
0
0
0
0
0
0
0
0
0
0
0
0
0
0
0
0
0
0
0
0
0
0
0
0
0
0
0
0
0
0
0
0
0
0
0
0
0
0
0
0
0
0
0
0
0
0
0
0
0
0
0
0
0
0
0
0
0
0
0
0
0
0
0
0
0
0
0
0
0
0
0
0
0
0
0
0
0
0
0
0
0
0
0
0
0
0
0
0
0
0
0
0
0
0
0
0
0
0
0
0
0
0
0
0
0
0
0
0
0
0
0
0
0
0
0
0
0
0
0
0
0
0
0
0
0
0
0
0
0
0
0
0
0
0
0
0
0
0
0
0
0
0
0
0
0
0
0
0
0
0
0
0
0
0
0
0
0
0
0
0
0
0
0
0
0
0
0
0
0
0
0
0
0
0
0
0
0
0
0
0
0
0
0
0
0
0
0
0
0
0
0
0
0
0
0
0
0
0
0
0
0
0
0
0
0
0
0
0
0
0
0
0
0
0
0
0
0
0
0
0
0
0
0
0
0
0
0
0
0
0
0
0
0
0
0
0
0
0
0
0
0
0
0
0
0
0
0
0
0
0
0
0
0
0
0
0
0
0
0
0
0
0
0
0
0
0
0
0
0
0
0
0
0
0
0
0
0
0
0
0
0
0
0
0
0
0
0
0
0
0
0
0
0
0
0
0
0
0
0
0
0
0
0
0
0
0
0
0
0
0
0
0
0
0
0
0
0
0
0
0
0
0
0
0
0
0
0
0
0
0
0
0
0
0
0
0
0
0
0
0
0
0
0
0
0
0
0
0
0
0
0
0
0
0
0
0
0
0
0
0
0
0
0
0
0
0
0
0
0
0
0
0
0
0
0
0
0
0
0
0
0
0
0
0
0
0
0
0
0
0
0
0
0
0
0
0
0
0
0
0
0
0
0
0
0
0
0
0
0
0
0
0
0
0
0
0
0
0
0
0
0
0
0
0
0
0
0
0
0
0
0
0
0
0
0
0
0
0
0
0
0
0
0
0
0
0
0
0
0
0
0
0
0
0
0
0
0
0
0
0
0
0
0
0
0
0
0
0
0
0
0
0
0
0
0
0
0
0
0
0
0
0
0
0
0
0
0
0
0
0
0
0
0
0
0
0
0
0
0
0
0
0
0
0
0
0
0
0
0
0
0
0
0
0
0
0
0
0
0
0
0
0
0
0
0
0
0
0
0
0
0
0
0
0
0
0
0
0
0
0
0
0
0
0
0
0
0
0
0
0
0
0
0
0
0
0
0
0
0
0
0
0
0
0
0
0
0
0
0
0
0
0
0
0
0
0
0
0
0
0
0
0
0
0
0
0
0
0
0
0
0
0
0
0
0
0
0
0
0
0
0
0
0
0
0
0
0
0
0
0
0
0
0
0
0
0
0
0
0
0
0
0
0
0
0
0
0
0
0
0
0
0
0
0
0
0
0
0
0
0
0
0
0
0
0
0
0
0
0
0
0
0
0
0
0
0
0
0
0
0
0
0
0
0
0
0
0
0
0
0
0
0
0
0
0
0
0
0
0
0
0
0
0
0
0
0
0
0
0
0
0
0
0
0
0
0
0
0
0
0
0
0
0
0
0
0
0
0
0
0
0
0
0
0
0
0
0
0
0
0
0
0
0
0
0
0
0
0
0
0
0
0
0
0
0
0
0
0
0
0
0
0
0
0
0
0
0
0
0
0
0
0
0
0
0
0
0
0
0
0
0
0
0
0
0
0
0
0
0
0
0
0
0
0
0
0
0
0
0
0
0
0
0
0
0
0
0
0
0
0
0
0
0
0
0
0
0
0
0
0
0
0
0
0
0
0
0
0
0
0
0
0
0
0
0
0
0
0
0
0
0
0
0
0
0
0
0
0
0
0
0
0
0
0
0
0
0
0
0
0
0
0
0
0
0
0
0
0
0
0
0
0
0
0
0
0
0
0
0
0
0
0
0
0
0
0
0
0
0
0
0
0
0
0
0
0
0
0
0
0
0
0
0
0
0
0
0
0
0
0
0
0
0
0
0
0
0
0
0
0
0
0
0
0
0
0
0
0
0
0
0
0
0
0
0
0
0
0
0
0
0
0
0
0
0
0
0
0
0
0
0
0
0
0
0
0
0
0
0
0
0
0
0
0
0
0
0
0
0
0
0
0
0
0
0
0
0
0
0
0
0
0
0
0
0
0
0
0
0
0
0
0
0
0
0
0
0
0
0
0
0
0
0
0
0
0
0
0
0
0
0
0
0
0
0
0
0
0
0
0
0
0
0
0
0
0
0
0
0
0
0
0
0
0
0
0
0
0
0
0
0
0
0
0
0
0
0
0
0
0
0
0
0
0
0
0
0
0
0
0
0
0
0
0
0
0
0
0
0
0
0
0
0
0
0
0
0
0
0
0
0
0
0
0
0
0
0
0
0
0
0
0
0
0
0
0
0
0
0
0
0
0
0
0
0
0
0
0
0
0
0
0
0
0
0
0
0
0
0
0
0
0
0
0
0
0
0
0
0
0
0
0
0
0
0
0
0
0
0
0
0
0
0
0
0
0
0
0
0
0
0
0
0
0
0
0
0
0
0
0
0
0
0
0
0
0
0
0
0
0
0
0
0
0
0
0
0
0
0
0
0
0
0
0
0
0
0
0
0
0
0
0
0
0
0
0
0
0
0
0
0
0
0
0
0
0
0
0
0
0
0
0
0
0
0
0
0
0
0
0
0
0
0
0
0
0
0
0
0
0
0
0
0
0
0
0
0
0
0
0
0
0
0
0
0
0
0
0
0
0
0
0
0
0
0
0
0
0
0
0
0
0
0
0
0
0
0
0
0
0
0
0
0
0
0
0
0
0
0
0
0
0
0
0
0
0
0
0
0
0
0
0
0
0
0
0
0
0
0
0
0
0
0
0
0
0
0
0
0
0
0
0
0
0
0
0
0
0
0
0
0
0
0
0
0
0
0
0
0
0
0
0
0
0
0
0
0
0
0
0
0
0
0
0
0
0
0
0
0
0
0
0
0
0
0
0
0
0
0
0
0
0
0
0
0
0
0
0
0
0
0
0
0
0
0
0
0
0
0
0
0
0
0
0
0
0
0
0
0
0
0
0
0
0
0
0
0
0
0
0
0
0
0
0
0
0
0
0
0
0
0
0
0
0
0
0
0
0
0
0
0
0
0
0
0
0
0
0
0
0
0
0
0
0
0
0
0
0
0
0
0
0
0
0
0
0
0
0
0
0
0
0
0
0
0
0
0
0
0
0
0
0
0
0
0
0
0
0
0
0
0
0
0
0
0
0
0
0
0
0
0
0
0
0
0
0
0
0
0
0
0
0
0
0
0
0
0
0
0
0
0
0
0
0
0
0
0
0
0
0
0
0
0
0
0
0
0
0
0
0
0
0
0
0
0
0
0
0
0
0
0
0
0
0
0
0
0
0
0
0
0
0
0
0
0
0
0
0
0
0
0
0
0
0
0
0
0
0
0
0
0
0
0
0
0
0
0
0
0
0
0
0
0
0
0
0
0
0
0
0
0
0
0
0
0
0
0
0
0
0
0
0
0
0
0
0
0
0
0
0
0
0
0
0
0
0
0
0
0
0
0
0
0
0
0
0
0
0
0
0
0
0
0
0
0
0
0
0
0
0
0
0
0
0
0
0
0
0
0
0
0
0
0
0
0
0
0
0
0
0
0
0
0
0
0
0
0
0
0
0
0
0
0
0
0
0
0
0
0
0
0
0
0
0
0
0
0
0
0
0
0
0
0
0
0
0
0
0
0
0
0
0
0
0
0
0
0
0
0
0
0
0
0
0
0
0
0
0
0
0
0
0
0
0
0
0
0
0
0
0
0
0
0
0
0
0
0
0
0
0
0
0
0
0
0
0
0
0
0
0
0
0
0
0
0
0
0
0
0
0
0
0
0
0
0
0
0
0
0
0
0
0
0
0
0
0
0
0
0
0
0
0
0
0
0
0
0
0
0
0
0
0
0
0
0
0
0
0
0
0
0
0
0
0
0
0
0
0
0
0
0
0
0
0
0
0
0
0
0
0
0
0
0
0
0
0
0
0
0
0
0
0
0
0
0
0
0
0
0
0
0
0
0
0
0
0
0
0
0
0
0
0
0
0
0
0
0
0
0
0
0
0
0
0
0
0
0
0
0
0
0
0
0
0
0
0
0
0
0
0
0
0
0
0
0
0
0
0
0
0
0
0
0
0
0
0
0
0
0
0
0
0
0
0
0
0
0
0
0
0
0
0
0
0
0
0
0
0
0
0
0
0
0
0
0
0
0
0
0
0
0
0
0
0
0
0
0
0
0
0
0
0
0
0
0
0
0
0
0
0
0
0
0
0
0
0
0
0
0
0
0
0
0
0
0
0
0
0
0
0
0
0
0
0
0
0
0
0
0
0
0
0
0
0
0
0
0
0
0
0
0
0
0
0
0
0
0
0
0
0
0
0
0
0
0
0
0
0
0
0
0
0
0
0
0
0
0
0
0
0
0
0
0
0
0
0
0
0
0
0
0
0
0
0
0
0
0
0
0
0
0
0
0
0
0
0
0
0
0
0
0
0
0
0
0
0
0
0
0
0
0
0
0
0
0
0
0
0
0
0
0
0
0
0
0
0
0
0
0
0
0
0
0
0
0
0
0
0
0
0
0
0
0
0
0
0
0
0
0
0
0
0
0
0
0
0
0
0
0
0
0
0
0
0
0
0
0
0
0
0
0
0
0
0
0
0
0
0
0
0
0
0
0
0
0
0
0
0
0
0
0
0
0
0
0
0
0
0
0
0
0
0
0
0
0
0
0
0
0
0
0
0
0
0
0
0
0
0
0
0
0
0
0
0
0
0
0
0
0
0
0
0
0
0
0
0
0
0
0
0
0
0
0
0
0
0
0
0
0
0
0
0
0
0
0
0
0
0
0
0
0
0
0
0
0
0
0
0
0
0
0
0
0
0
0
0
0
0
0
0
0
0
0
0
0
0
0
0
0
0
0
0
0
0
0
0
0
0
0
0
0
0
0
0
0
0
0
0
0
0
0
0
0
0
0
0
0
0
0
0
0
0
0
0
0
0
0
0
0
0
0
0
0
0
0
0
0
0
0
0
0
0
0
0
0
0
0
0
0
0
0
0
0
0
0
0
0
0
0
0
0
0
0
0
0
0
0
0
0
0
0
0
0
0
0
0
0
0
0
0
0
0
0
0
0
0
0
0
0
0
0
0
0
0
0
0
0
0
0
0
0
0
0
0
0
0
0
0
0
0
0
0
0
0
0
0
0
0
0
0
0
0
0
0
0
0
0
0
0
0
0
0
0
0
0
0
0
0
0
0
0
0
0
0
0
0
0
0
0
0
0
0
0
0
0
0
0
0
0
0
0
0
0
0
0
0
0
0
0
0
0
0
0
0
0
0
0
0
0
0
0
0
0
0
0
0
0
0
0
0
0
0
0
0
0
0
0
0
0
0
0
0
0
0
0
0
0
0
0
0
0
0
0
0
0
0
0
0
0
0
0
0
0
0
0
0
0
0
0
0
0
0
0
0
0
0
0
0
0
0
0
0
0
0
0
0
0
0
0
0
0
0
0
0
0
0
0
0
0
0
0
0
0
0
0
0
0
0
0
0
0
0
0
0
0
0
0
0
0
0
0
0
0
0
0
0
0
0
0
0
0
0
0
0
0
0
0
0
0
0
0
0
0
0
0
0
0
0
0
0
0
0
0
0
0
0
0
0
0
0
0
0
0
0
0
0
0
0
0
0
0
0
0
0
0
0
0
0
0
0
0
0
0
0
0
0
0
0
0
0
0
0
0
0
0
0
0
0
0
0
0
0
0
0
0
0
0
0
0
0
0
0
0
0
0
0
0
0
0
0
0
0
0
0
0
0
0
0
0
0
0
0
0
0
0
0
0
0
0
0
0
0
0
0
0
0
0
0
0
0
0
0
0
0
0
0
0
0
0
0
0
0
0
0
0
0
0
0
0
0
0
0
0
0
0
0
0
0
0
0
0
0
0
0
0
0
0
0
0
0
0
0
0
0
0
0
0
0
0
0
0
0
0
0
0
0
0
0
0
0
0
0
0
0
0
0
0
0
0
0
0
0
0
0
0
0
0
0
0
0
0
0
0
0
0
0
0
0
0
0
0
0
0
0
0
0
0
0
0
0
0
0
0
0
0
0
0
0
0
0
0
0
0
0
0
0
0
0
0
0
0
0
0
0
0
0
0
0
0
0
0
0
0
0
0
0
0
0
0
0
0
0
0
0
0
0
0
0
0
0
0
0
0
0
0
0
0
0
0
0
0
0
0
0
0
0
0
0
0
0
0
0
0
0
0
0
0
0
0
0
0
0
0
0
0
0
0
0
0
0
0
0
0
0
0
0
0
0
0
0
0
0
0
0
0
0
0
0
0
0
0
0
0
0
0
0
0
0
0
0
0
0
0
0
0
0
0
0
0
0
0
0
0
0
0
0
0
0
0
0
0
0
0
0
0
0
0
0
0
0
0
0
0
0
0
0
0
0
0
0
0
0
0
0
0
0
0
0
0
0
0
0
0
0
0
0
0
0
0
0
0
0
0
0
0
0
0
0
0
0
0
0
0
0
0
0
0
0
0
0
0
0
0
0
0
0
0
0
0
0
0
0
0
0
0
0
0
0
0
0
0
0
0
0
0
0
0
0
0
0
0
0
0
0
0
0
0
0
0
0
0
0
0
0
0
0
0
0
0
0
0
0
0
0
0
0
0
0
0
0
0
0
0
0
0
0
0
0
0
0
0
0
0
0
0
0
0
0
0
0
0
0
0
0
0
0
0
0
0
0
0
0
0
0
0
0
0
0
0
0
0
0
0
0
0
0
0
0
0
0
0
0
0
0
0
0
0
0
0
0
0
0
0
0
0
0
0
0
0
0
0
0
0
0
0
0
0
0
0
0
0
0
0
0
0
0
0
0
0
0
0
0
0
0
0
0
0
0
0
0
0
0
0
0
0
0
0
0
0
0
0
0
0
0
0
0
0
0
0
0
0
0
0
0
0
0
0
0
0
0
0
0
0
0
0
0
0
0
0
0
0
0
0
0
0
0
0
0
0
0
0
0
0
0
0
0
0
0
0
0
0
0
0
0
0
0
0
0
0
0
0
0
0
0
0
0
0
0
0
0
0
0
0
0
0
0
0
0
0
0
0
0
0
0
0
0
0
0
0
0
0
0
0
0
0
0
0
0
0
0
0
0
0
0
0
0
0
0
0
0
0
0
0
0
0
0
0
0
0
0
0
0
0
0
0
0
0
0
0
0
0
0
0
0
0
0
0
0
0
0
0
0
0
0
0
0
0
0
0
0
0
0
0
0
0
0
0
0
0
0
0
0
0
0
0
0
0
0
0
0
0
0
0
0
0
0
0
0
0
0
0
0
0
0
0
0
0
0
0
0
0
0
0
0
0
0
0
0
0
0
0
0
0
0
0
0
0
0
0
0
0
0
0
0
0
0
0
0
0
0
0
0
0
0
0
0
0
0
0
0
0
0
0
0
0
0
0
0
0
0
0
0
0
0
0
0
0
0
0
0
0
0
0
0
0
0
0
0
0
0
0
0
0
0
0
0
0
0
0
0
0
0
0
0
0
0
0
0
0
0
0
0
0
0
0
0
0
0
0
0
0
0
0
0
0
0
0
0
0
0
0
0
0
0
0
0
0
0
0
0
0
0
0
0
0
0
0
0
0
0
0
0
0
0
0
0
0
0
0
0
0
0
0
0
0
0
0
0
0
0
0
0
0
0
0
0
0
0
0
0
0
0
0
0
0
0
0
0
0
0
0
0
0
0
0
0
0
0
0
0
0
0
0
0
0
0
0
0
0
0
0
0
0
0
0
0
0
0
0
0
0
0
0
0
0
0
0
0
0
0
0
0
0
0
0
0
0
0
0
0
0
0
0
0
0
0
0
0
0
0
0
0
0
0
0
0
0
0
0
0
0
0
0
0
0
0
0
0
0
0
0
0
0
0
0
0
0
0
0
0
0
0
0
0
0
0
0
0
0
0
0
0
0
0
0
0
0
0
0
0
0
0
0
0
0
0
0
0
0
0
0
0
0
0
0
0
0
0
0
0
0
0
0
0
0
0
0
0
0
0
0
0
0
0
0
0
0
0
0
0
0
0
0
0
0
0
0
0
0
0
0
0
0
0
0
0
0
0
0
0
0
0
0
0
0
0
0
0
0
0
0
0
0
0
0
0
0
0
0
0
0
0
0
0
0
0
0
0
0
0
0
0
0
0
0
0
0
0
0
0
0
0
0
0
0
0
0
0
0
0
0
0
0
0
0
0
0
0
0
0
0
0
0
0
0
0
0
0
0
0
0
0
0
0
0
0
0
0
0
0
0
0
0
0
0
0
0
0
0
0
0
0
0
0
0
0
0
0
0
0
0
0
0
0
0
0
0
0
0
0
0
0
0
0
0
0
0
0
0
0
0
0
0
0
0
0
0
0
0
0
0
0
0
0
0
0
0
0
0
0
0
0
0
0
0
0
0
0
0
0
0
0
0
0
0
0
0
0
0
0
0
0
0
0
0
0
0
0
0
0
0
0
0
0
0
0
0
0
0
0
0
0
0
0
0
0
0
0
0
0
0
0
0
0
0
0
0
0
0
0
0
0
0
0
0
0
0
0
0
0
0
0
0
0
0
0
0
0
0
0
0
0
0
0
0
0
0
0
0
0
0
0
0
0
0
0
0
0
0
0
0
0
0
0
0
0
0
0
0
0
0
0
0
0
0
0
0
0
0
0
0
0
0
0
0
0
0
0
0
0
0
0
0
0
0
0
0
0
0
0
0
0
0
0
0
0
0
0
0
0
0
0
0
0
0
0
0
0
0
0
0
0
0
0
0
0
0
0
0
0
0
0
0
0
0
0
0
0
0
0
0
0
0
0
0
0
0
0
0
0
0
0
0
0
0
0
0
0
0
0
0
0
0
0
0
0
0
0
0
0
0
0
0
0
0
0
0
0
0
0
0
0
0
0
0
0
0
0
0
0
0
0
0
0
0
0
0
0
0
0
0
0
0
0
0
0
0
0
0
0
0
0
0
0
0
0
0
0
0
0
0
0
0
0
0
0
0
0
0
0
0
0
0
0
0
0
0
0
0
0
0
0
0
0
0
0
0
0
0
0
0
0
0
0
0
0
0
0
0
0
0
0
0
0
0
0
0
0
0
0
0
0
0
0
0
0
0
0
0
0
0
0
0
0
0
0
0
0
0
0
0
0
0
0
0
0
0
0
0
0
0
0
0
0
0
0
0
0
0
0
0
0
0
0
0
0
0
0
0
0
0
0
0
0
0
0
0
0
0
0
0
0
0
0
0
0
0
0
0
0
0
0
0
0
0
0
0
0
0
0
0
0
0
0
0
0
0
0
0
0
0
0
0
0
0
0
0
0
0
0
0
0
0
0
0
0
0
0
0
0
0
0
0
0
0
0
0
0
0
0
0
0
0
0
0
0
0
0
0
0
0
0
0
0
0
0
0
0
0
0
0
0
0
0
0
0
0
0
0
0
0
0
0
0
0
0
0
0
0
0
0
0
0
0
0
0
0
0
0
0
0
0
0
0
0
0
0
0
0
0
0
0
0
0
0
0
0
0
0
0
0
0
0
0
0
0
0
0
0
0
0
0
0
0
0
0
0
0
0
0
0
0
0
0
0
0
0
0
0
0
0
0
0
0
0
0
0
0
0
0
0
0
0
0
0
0
0
0
0
0
0
0
0
0
0
0
0
0
0
0
0
0
0
0
0
0
0
0
0
0
0
0
0
0
0
0
0
0
0
0
0
0
0
0
0
0
0
0
0
0
0
0
0
0
0
0
0
0
0
0
0
0
0
0
0
0
0
0
0
0
0
0
0
0
0
0
0
0
0
0
0
0
0
0
0
0
0
0
0
0
0
0
0
0
0
0
0
0
0
0
0
0
0
0
0
0
0
0
0
0
0
0
0
0
0
0
0
0
0
0
0
0
0
0
0
0
0
0
0
0
0
0
0
0
0
0
0
0
0
0
0
0
0
0
0
0
0
0
0
0
0
0
0
0
0
0
0
0
0
0
0
0
0
0
0
0
0
0
0
0
0
0
0
0
0
0
0
0
0
0
0
0
0
0
0
0
0
0
0
0
0
0
0
0
0
0
0
0
0
0
0
0
0
0
0
0
0
0
0
0
0
0
0
0
0
0
0
0
0
0
0
0
0
0
0
0
0
0
0
0
0
0
0
0
0
0
0
0
0
0
0
0
0
0
0
0
0
0
0
0
0
0
0
0
0
0
0
0
0
0
0
0
0
0
0
0
0
0
0
0
0
0
0
0
0
0
0
0
0
0
0
0
0
0
0
0
0
0
0
0
0
0
0
0
0
0
0
0
0
0
0
0
0
0
0
0
0
0
0
0
0
0
0
0
0
0
0
0
0
0
0
0
0
0
0
0
0
0
0
0
0
0
0
0
0
0
0
0
0
0
0
0
0
0
0
0
0
0
0
0
0
0
0
0
0
0
0
0
0
0
0
0
0
0
0
0
0
0
0
0
0
0
0
0
0
0
0
0
0
0
0
0
0
0
0
0
0
0
0
0
0
0
0
0
0
0
0
0
0
0
0
0
0
0
0
0
0
0
0
0
0
0
0
0
0
0
0
0
0
0
0
0
0
0
0
0
0
0
0
0
0
0
0
0
0
0
0
0
0
0
0
0
0
0
0
0
0
0
0
0
0
0
0
0
0
0
0
0
0
0
0
0
0
0
0
0
0
0
0
0
0
0
0
0
0
0
0
0
0
0
0
0
0
0
0
0
0
0
0
0
0
0
0
0
0
0
0
0
0
0
0
0
0
0
0
0
0
0
0
0
0
0
0
0
0
0
0
0
0
0
0
0
0
0
0
0
0
0
0
0
0
0
0
0
0
0
0
0
0
0
0
0
0
0
0
0
0
0
0
0
0
0
0
0
0
0
0
0
0
0
0
0
0
0
0
0
0
0
0
0
0
0
0
0
0
0
0
0
0
0
0
0
0
0
0
0
0
0
0
0
0
0
0
0
0
0
0
0
0
0
0
0
0
0
0
0
0
0
0
0
0
0
0
0
0
0
0
0
0
0
0
0
0
0
0
0
0
0
0
0
0
0
0
0
0
0
0
0
0
0
0
0
0
0
0
0
0
0
0
0
0
0
0
0
0
0
0
0
0
0
0
0
0
0
0
0
0
0
0
0
0
0
0
0
0
0
0
0
0
0
0
0
0
0
0
0
0
0
0
0
0
0
0
0
0
0
0
0
0
0
0
0
0
0
0
0
0
0
0
0
0
0
0
0
0
0
0
0
0
0
0
0
0
0
0
0
0
0
0
0
0
0
0
0
0
0
0
0
0
0
0
0
0
0
0
0
0
0
0
0
0
0
0
0
0
0
0
0
0
0
0
0
0
0
0
0
0
0
0
0
0
0
0
0
0
0
0
0
0
0
0
0
0
0
0
0
0
0
0
0
0
0
0
0
0
0
0
0
0
0
0
0
0
0
0
0
0
0
0
0
0
0
0
0
0
0
0
0
0
0
0
0
0
0
0
0
0
0
0
0
0
0
0
0
0
0
0
0
0
0
0
0
0
0
0
0
0
0
0
0
0
0
0
0
0
0
0
0
0
0
0
0
0
0
0
0
0
0
0
0
0
0
0
0
0
0
0
0
0
0
0
0
0
0
0
0
0
0
0
0
0
0
0
0
0
0
0
0
0
0
0
0
0
0
0
0
0
0
0
0
0
0
0
0
0
0
0
0
0
0
0
0
0
0
0
0
0
0
0
0
0
0
0
0
0
0
0
0
0
0
0
0
0
0
0
0
0
0
0
0
0
0
0
0
0
0
0
0
0
0
0
0
0
0
0
0
0
0
0
0
0
0
0
0
0
0
0
0
0
0
0
0
0
0
0
0
0
0
0
0
0
0
0
0
0
0
0
0
0
0
0
0
0
0
0
0
0
0
0
0
0
0
0
0
0
0
0
0
0
0
0
0
0
0
0
0
0
0
0
0
0
0
0
0
0
0
0
0
0
0
0
0
0
0
0
0
0
0
0
0
0
0
0
0
0
0
0
0
0
0
0
0
0
0
0
0
0
0
0
0
0
0
0
0
0
0
0
0
0
0
0
0
0
0
0
0
0
0
0
0
0
0
0
0
0
0
0
0
0
0
0
0
0
0
0
0
0
0
0
0
0
0
0
0
0
0
0
0
0
0
0
0
0
0
0
0
0
0
0
0
0
0
0
0
0
0
0
0
0
0
0
0
0
0
0
0
0
0
0
0
0
0
0
0
0
0
0
0
0
0
0
0
0
0
0
0
0
0
0
0
0
0
0
0
0
0
0
0
0
0
0
0
0
0
0
0
0
0
0
0
0
0
0
0
0
0
0
0
0
0
0
0
0
0
0
0
0
0
0
0
0
0
0
0
0
0
0
0
0
0
0
0
0
0
0
0
0
0
0
0
0
0
0
0
0
0
0
0
0
0
0
0
0
0
0
0
0
0
0
0
0
0
0
0
0
0
0
0
0
0
0
0
0
0
0
0
0
0
0
0
0
0
0
0
0
0
0
0
0
0
0
0
0
0
0
0
0
0
0
0
0
0
0
0
0
0
0
0
0
0
0
0
0
0
0
0
0
0
0
0
0
0
0
0
0
0
0
0
0
0
0
0
0
0
0
0
0
0
0
0
0
0
0
0
0
0
0
0
0
0
0
0
0
0
0
0
0
0
0
0
0
0
0
0
0
0
0
0
0
0
0
0
0
0
0
0
0
0
0
0
0
0
0
0
0
0
0
0
0
0
0
0
0
0
0
0
0
0
0
0
0
0
0
0
0
0
0
0
0
0
0
0
0
0
0
0
0
0
0
0
0
0
0
0
0
0
0
0
0
0
0
0
0
0
0
0
0
0
0
0
0
0
0
0
0
0
0
0
0
0
0
0
0
0
0
0
0
0
0
0
0
0
0
0
0
0
0
0
0
0
0
0
0
0
0
0
0
0
0
0
0
0
0
0
0
0
0
0
0
0
0
0
0
0
0
0
0
0
0
0
0
0
0
0
0
0
0
0
0
0
0
0
0
0
0
0
0
0
0
0
0
0
0
0
0
0
0
0
0
0
0
0
0
0
0
0
0
0
0
0
0
0
0
0
0
0
0
0
0
0
0
0
0
0
0
0
0
0
0
0
0
0
0
0
0
0
0
0
0
0
0
0
0
0
0
0
0
0
0
0
0
0
0
0
0
0
0
0
0
0
0
0
0
0
0
0
0
0
0
0
0
0
0
0
0
0
0
0
0
0
0
0
0
0
0
0
0
0
0
0
0
0
0
0
0
0
0
0
0
0
0
0
0
0
0
0
0
0
0
0
0
0
0
0
0
0
0
0
0
0
0
0
0
0
0
0
0
0
0
0
0
0
0
0
0
0
0
0
0
0
0
0
0
0
0
0
0
0
0
0
0
0
0
0
0
0
0
0
0
0
0
0
0
0
0
0
0
0
0
0
0
0
0
0
0
0
0
0
0
0
0
0
0
0
0
0
0
0
0
0
0
0
0
0
0
0
0
0
0
0
0
0
0
0
0
0
0
0
0
0
0
0
0
0
0
0
0
0
0
0
0
0
0
0
0
0
0
0
0
0
0
0
0
0
0
0
0
0
0
0
0
0
0
0
0
0
0
0
0
0
0
0
0
0
0
0
0
0
0
0
0
0
0
0
0
0
0
0
0
0
0
0
0
0
0
0
0
0
0
0
0
0
0
0
0
0
0
0
0
0
0
0
0
0
0
0
0
0
0
0
0
0
0
0
0
0
0
0
0
0
0
0
0
0
0
0
0
0
0
0
0
0
0
0
0
0
0
0
0
0
0
0
0
0
0
0
0
0
0
0
0
0
0
0
0
0
0
0
0
0
0
0
0
0
0
0
0
0
0
0
0
0
0
0
0
0
0
0
0
0
0
0
0
0
0
0
0
0
0
0
0
0
0
0
0
0
0
0
0
0
0
0
0
0
0
0
0
0
0
0
0
0
0
0
0
0
0
0
0
0
0
0
0
0
0
0
0
0
0
0
0
0
0
0
0
0
0
0
0
0
0
0
0
0
0
0
0
0
0
0
0
0
0
0
0
0
0
0
0
0
0
0
0
0
0
0
0
0
0
0
0
0
0
0
0
0
0
0
0
0
0
0
0
0
0
0
0
0
0
0
0
0
0
0
0
0
0
0
0
0
0
0
0
0
0
0
0
0
0
0
0
0
0
0
0
0
0
0
0
0
0
0
0
0
0
0
0
0
0
0
0
0
0
0
0
0
0
0
0
0
0
0
0
0
0
0
0
0
0
0
0
0
0
0
0
0
0
0
0
0
0
0
0
0
0
0
0
0
0
0
0
0
0
0
0
0
0
0
0
0
0
0
0
0
0
0
0
0
0
0
0
0
0
0
0
0
0
0
0
0
0
0
0
0
0
0
0
0
0
0
0
0
0
0
0
0
0
0
0
0
0
0
0
0
0
0
0
0
0
0
0
0
0
0
0
0
0
0
0
0
0
0
0
0
0
0
0
0
0
0
0
0
0
0
0
0
0
0
0
0
0
0
0
0
0
0
0
0
0
0
0
0
0
0
0
0
0
0
0
0
0
0
0
0
0
0
0
0
0
0
0
0
0
0
0
0
0
0
0
0
0
0
0
0
0
0
0
0
0
0
0
0
0
0
0
0
0
0
0
0
0
0
0
0
0
0
0
0
0
0
0
0
0
0
0
0
0
0
0
0
0
0
0
0
0
0
0
0
0
0
0
0
0
0
0
0
0
0
0
0
0
0
0
0
0
0
0
0
0
0
0
0
0
0
0
0
0
0
0
0
0
0
0
0
0
0
0
0
0
0
0
0
0
0
0
0
0
0
0
0
0
0
0
0
0
0
0
0
0
0
0
0
0
0
0
0
0
0
0
0
0
0
0
0
0
0
0
0
0
0
0
0
0
0
0
0
0
0
0
0
0
0
0
0
0
0
0
0
0
0
0
0
0
0
0
0
0
0
0
0
0
0
0
0
0
0
0
0
0
0
0
0
0
0
0
0
0
0
0
0
0
0
0
0
0
0
0
0
0
0
0
0
0
0
0
0
0
0
0
0
0
0
0
0
0
0
0
0
0
0
0
0
0
0
0
0
0
0
0
0
0
0
0
0
0
0
0
0
0
0
0
0
0
0
0
0
0
0
0
0
0
0
0
0
0
0
0
0
0
0
0
0
0
0
0
0
0
0
0
0
0
0
0
0
0
0
0
0
0
0
0
0
0
0
0
0
0
0
0
0
0
0
0
0
0
0
0
0
0
0
0
0
0
0
0
0
0
0
0
0
0
0
0
0
0
0
0
0
0
0
0
0
0
0
0
0
0
0
0
0
0
0
0
0
0
0
0
0
0
0
0
0
0
0
0
0
0
0
0
0
0
0
0
0
0
0
0
0
0
0
0
0
0
0
0
0
0
0
0
0
0
0
0
0
0
0
0
0
0
0
0
0
0
0
0
0
0
0
0
0
0
0
0
0
0
0
0
0
0
0
0
0
0
0
0
0
0
0
0
0
0
0
0
0
0
0
0
0
0
0
0
0
0
0
0
0
0
0
0
0
0
0
0
0
0
0
0
0
0
0
0
0
0
0
0
0
0
0
0
0
0
0
0
0
0
0
0
0
0
0
0
0
0
0
0
0
0
0
0
0
0
0
0
0
0
0
0
0
0
0
0
0
0
0
0
0
0
0
0
0
0
0
0
0
0
0
0
0
0
0
0
0
0
0
0
0
0
0
0
0
0
0
0
0
0
0
0
0
0
0
0
0
0
0
0
0
0
0
0
0
0
0
0
0
0
0
0
0
0
0
0
0
0
0
0
0
0
0
0
0
0
0
0
0
0
0
0
0
0
0
0
0
0
0
0
0
0
0
0
0
0
0
0
0
0
0
0
0
0
0
0
0
0
0
0
0
0
0
0
0
0
0
0
0
0
0
0
0
0
0
0
0
0
0
0
0
0
0
0
0
0
0
0
0
0
0
0
0
0
0
0
0
0
0
0
0
0
0
0
0
0
0
0
0
0
0
0
0
0
0
0
0
0
0
0
0
0
0
0
0
0
0
0
0
0
0
0
0
0
0
0
0
0
0
0
0
0
0
0
0
0
0
0
0
0
0
0
0
0
0
0
0
0
0
0
0
0
0
0
0
0
0
0
0
0
0
0
0
0
0
0
0
0
0
0
0
0
0
0
0
0
0
0
0
0
0
0
0
0
0
0
0
0
0
0
0
0
0
0
0
0
0
0
0
0
0
0
0
0
0
0
0
0
0
0
0
0
0
0
0
0
0
0
0
0
0
0
0
0
0
0
0
0
0
0
0
0
0
0
0
0
0
0
0
0
0
0
0
0
0
0
0
0
0
0
0
0
0
0
0
0
0
0
0
0
0
0
0
0
0
0
0
0
0
0
0
0
0
0
0
0
0
0
0
0
0
0
0
0
0
0
0
0
0
0
0
0
0
0
0
0
0
0
0
0
0
0
0
0
0
0
0
0
0
0
0
0
0
0
0
0
0
0
0
0
0
0
0
0
0
0
0
0
0
0
0
0
0
0
0
0
0
0
0
0
0
0
0
0
0
0
0
0
0
0
0
0
0
0
0
0
0
0
0
0
0
0
0
0
0
0
0
0
0
0
0
0
0
0
0
0
0
0
0
0
0
0
0
0
0
0
0
0
0
0
0
0
0
0
0
0
0
0
0
0
0
0
0
0
0
0
0
0
0
0
0
0
0
0
0
0
0
0
0
0
0
0
0
0
0
0
0
0
0
0
0
0
0
0
0
0
0
0
0
0
0
0
0
0
0
0
0
0
0
0
0
0
0
0
0
0
0
0
0
0
0
0
0
0
0
0
0
0
0
0
0
0
0
0
0
0
0
0
0
0
0
0
0
0
0
0
0
0
0
0
0
0
0
0
0
0
0
0
0
0
0
0
0
0
0
0
0
0
0
0
0
0
0
0
0
0
0
0
0
0
0
0
0
0
0
0
0
0
0
0
0
0
0
0
0
0
0
0
0
0
0
0
0
0
0
0
0
0
0
0
0
0
0
0
0
0
0
0
0
0
0
0
0
0
0
0
0
0
0
0
0
0
0
0
0
0
0
0
0
0
0
0
0
0
0
0
0
0
0
0
0
0
0
0
0
0
0
0
0
0
0
0
0
0
0
0
0
0
0
0
0
0
0
0
0
0
0
0
0
0
0
0
0
0
0
0
0
0
0
0
0
0
0
0
0
0
0
0
0
0
0
0
0
0
0
0
0
0
0
0
0
0
0
0
0
0
0
0
0
0
0
0
0
0
0
0
0
0
0
0
0
0
0
0
0
0
0
0
0
0
0
0
0
0
0
0
0
0
0
0
0
0
0
0
0
0
0
0
0
0
0
0
0
0
0
0
0
0
0
0
0
0
0
0
0
0
0
0
0
0
0
0
0
0
0
0
0
0
0
0
0
0
0
0
0
0
0
0
0
0
0
0
0
0
0
0
0
0
0
0
0
0
0
0
0
0
0
0
0
0
0
0
0
0
0
0
0
0
0
0
0
0
0
0
0
0
0
0
0
0
0
0
0
0
0
0
0
0
0
0
0
0
0
0
0
0
0
0
0
0
0
0
0
0
0
0
0
0
0
0
0
0
0
0
0
0
0
0
0
0
0
0
0
0
0
0
0
0
0
0
0
0
0
0
0
0
0
0
0
0
0
0
0
0
0
0
0
0
0
0
0
0
0
0
0
0
0
0
0
0
0
0
0
0
0
0
0
0
0
0
0
0
0
0
0
0
0
0
0
0
0
0
0
0
0
0
0
0
0
0
0
0
0
0
0
0
0
0
0
0
0
0
0
0
0
0
0
0
0
0
0
0
0
0
0
0
0
0
0
0
0
0
0
0
0
0
0
0
0
0
0
0
0
0
0
0
0
0
0
0
0
0
0
0
0
0
0
0
0
0
0
0
0
0
0
0
0
0
0
0
0
0
0
0
0
0
0
0
0
0
0
0
0
0
0
0
0
0
0
0
0
0
0
0
0
0
0
0
0
0
0
0
0
0
0
0
0
0
0
0
0
0
0
0
0
0
0
0
0
0
0
0
0
0
0
0
0
0
0
0
0
0
0
0
0
0
0
0
0
0
0
0
0
0
0
0
0
0
0
0
0
0
0
0
0
0
0
0
0
0
0
0
0
0
0
0
0
0
0
0
0
0
0
0
0
0
0
0
0
0
0
0
0
0
0
0
0
0
0
0
0
0
0
0
0
0
0
0
0
0
0
0
0
0
0
0
0
0
0
0
0
0
0
0
0
0
0
0
0
0
0
0
0
0
0
0
0
0
0
0
0
0
0
0
0
0
0
0
0
0
0
0
0
0
0
0
0
0
0
0
0
0
0
0
0
0
0
0
0
0
0
0
0
0
0
0
0
0
0
0
0
0
0
0
0
0
0
0
0
0
0
0
0
0
0
0
0
0
0
0
0
0
0
0
0
0
0
0
0
0
0
0
0
0
0
0
0
0
0
0
0
0
0
0
0
0
0
0
0
0
0
0
0
0
0
0
0
0
0
0
0
0
0
0
0
0
0
0
0
0
0
0
0
0
0
0
0
0
0
0
0
0
0
0
0
0
0
0
0
0
0
0
0
0
0
0
0
0
0
0
0
0
0
0
0
0
0
0
0
0
0
0
0
0
0
0
0
0
0
0
0
0
0
0
0
0
0
0
0
0
0
0
0
0
0
0
0
0
0
0
0
0
0
0
0
0
0
0
0
0
0
0
0
0
0
0
0
0
0
0
0
0
0
0
0
0
0
0
0
0
0
0
0
0
0
0
0
0
0
0
0
0
0
0
0
0
0
0
0
0
0
0
0
0
0
0
0
0
0
0
0
0
0
0
0
0
0
0
0
0
0
0
0
0
0
0
0
0
0
0
0
0
0
0
0
0
0
0
0
0
0
0
0
0
0
0
0
0
0
0
0
0
0
0
0
0
0
0
0
0
0
0
0
0
0
0
0
0
0
0
0
0
0
0
0
0
0
0
0
0
0
0
0
0
0
0
0
0
0
0
0
0
0
0
0
0
0
0
0
0
0
0
0
0
0
0
0
0
0
0
0
0
0
0
0
0
0
0
0
0
0
0
0
0
0
0
0
0
0
0
0
0
0
0
0
0
0
0
0
0
0
0
0
0
0
0
0
0
0
0
0
0
0
0
0
0
0
0
0
0
0
0
0
0
0
0
0
0
0
0
0
0
0
0
0
0
0
0
0
0
0
0
0
0
0
0
0
0
0
0
0
0
0
0
0
0
0
0
0
0
0
0
0
0
0
0
0
0
0
0
0
0
0
0
0
0
0
0
0
0
0
0
0
0
0
0
0
0
0
0
0
0
0
0
0
0
0
0
0
0
0
0
0
0
0
0
0
0
0
0
0
0
0
0
0
0
0
0
0
0
0
0
0
0
0
0
0
0
0
0
0
0
0
0
0
0
0
0
0
0
0
0
0
0
0
0
0
0
0
0
0
0
0
0
0
0
0
0
0
0
0
0
0
0
0
0
0
0
0
0
0
0
0
0
0
0
0
0
0
0
0
0
0
0
0
0
0
0
0
0
0
0
0
0
0
0
0
0
0
0
0
0
0
0
0
0
0
0
0
0
0
0
0
0
0
0
0
0
0
0
0
0
0
0
0
0
0
0
0
0
0
0
0
0
0
0
0
0
0
0
0
0
0
0
0
0
0
0
0
0
0
0
0
0
0
0
0
0
0
0
0
0
0
0
0
0
0
0
0
0
0
0
0
0
0
0
0
0
0
0
0
0
0
0
0
0
0
0
0
0
0
0
0
0
0
0
0
0
0
0
0
0
0
0
0
0
0
0
0
0
0
0
0
0
0
0
0
0
0
0
0
0
0
0
0
0
0
0
0
0
0
0
0
0
0
0
0
0
0
0
0
0
0
0
0
0
0
0
0
0
0
0
0
0
0
0
0
0
0
0
0
0
0
0
0
0
0
0
0
0
0
0
0
0
0
0
0
0
0
0
0
0
0
0
0
0
0
0
0
0
0
0
0
0
0
0
0
0
0
0
0
0
0
0
0
0
0
0
0
0
0
0
0
0
0
0
0
0
0
0
0
0
0
0
0
0
0
0
0
0
0
0
0
0
0
0
0
0
0
0
0
0
0
0
0
0
0
0
0
0
0
0
0
0
0
0
0
0
0
0
0
0
0
0
0
0
0
0
0
0
0
0
0
0
0
0
0
0
0
0
0
0
0
0
0
0
0
0
0
0
0
0
0
0
0
0
0
0
0
0
0
0
0
0
0
0
0
0
0
0
0
0
0
0
0
0
0
0
0
0
0
0
0
0
0
0
0
0
0
0
0
0
0
0
0
0
0
0
0
0
0
0
0
0
0
0
0
0
0
0
0
0
0
0
0
0
0
0
0
0
0
0
0
0
0
0
0
0
0
0
0
0
0
0
0
0
0
0
0
0
0
0
0
0
0
0
0
0
0
0
0
0
0
0
0
0
0
0
0
0
0
0
0
0
0
0
0
0
0
0
0
0
0
0
0
0
0
0
0
0
0
0
0
0
0
0
0
0
0
0
0
0
0
0
0
0
0
0
0
0
0
0
0
0
0
0
0
0
0
0
0
0
0
0
0
0
0
0
0
0
0
0
0
0
0
0
0
0
0
0
0
0
0
0
0
0
0
0
0
0
0
0
0
0
0
0
0
0
0
0
0
0
0
0
0
0
0
0
0
0
0
0
0
0
0
0
0
0
0
0
0
0
0
0
0
0
0
0
0
0
0
0
0
0
0
0
0
0
0
0
0
0
0
0
0
0
0
0
0
0
0
0
0
0
0
0
0
0
0
0
0
0
0
0
0
0
0
0
0
0
0
0
0
0
0
0
0
0
0
0
0
0
0
0
0
0
0
0
0
0
0
0
0
0
0
0
0
0
0
0
0
0
0
0
0
0
0
0
0
0
0
0
0
0
0
0
0
0
0
0
0
0
0
0
0
0
0
0
0
0
0
0
0
0
0
0
0
0
0
0
0
0
0
0
0
0
0
0
0
0
0
0
0
0
0
0
0
0
0
0
0
0
0
0
0
0
0
0
0
0
0
0
0
0
0
0
0
0
0
0
0
0
0
0
0
0
0
0
0
0
0
0
0
0
0
0
0
0
0
0
0
0
0
0
0
0
0
0
0
0
0
0
0
0
0
0
0
0
0
0
0
0
0
0
0
0
0
0
0
0
0
0
0
0
0
0
0
0
0
0
0
0
0
0
0
0
0
0
0
0
0
0
0
0
0
0
0
0
0
0
0
0
0
0
0
0
0
0
0
0
0
0
0
0
0
0
0
0
0
0
0
0
0
0
0
0
0
0
0
0
0
0
0
0
0
0
0
0
0
0
0
0
0
0
0
0
0
0
0
0
0
0
0
0
0
0
0
0
0
0
0
0
0
0
0
0
0
0
0
0
0
0
0
0
0
0
0
0
0
0
0
0
0
0
0
0
0
0
0
0
0
0
0
0
0
0
0
0
0
0
0
0
0
0
0
0
0
0
0
0
0
0
0
0
0
0
0
0
0
0
0
0
0
0
0
0
0
0
0
0
0
0
0
0
0
0
0
0
0
0
0
0
0
0
0
0
0
0
0
0
0
0
0
0
0
0
0
0
0
0
0
0
0
0
0
0
0
0
0
0
0
0
0
0
0
0
0
0
0
0
0
0
0
0
0
0
0
0
0
0
0
0
0
0
0
0
0
0
0
0
0
0
0
0
0
0
0
0
0
0
0
0
0
0
0
0
0
0
0
0
0
0
0
0
0
0
0
0
0
0
0
0
0
0
0
0
0
0
0
0
0
0
0
0
0
0
0
0
0
0
0
0
0
0
0
0
0
0
0
0
0
0
0
0
0
0
0
0
0
0
0
0
0
0
0
0
0
0
0
0
0
0
0
0
0
0
0
0
0
0
0
0
0
0
0
0
0
0
0
0
0
0
0
0
0
0
0
0
0
0
0
0
0
0
0
0
0
0
0
0
0
0
0
0
0
0
0
0
0
0
0
0
0
0
0
0
0
0
0
0
0
0
0
0
0
0
0
0
0
0
0
0
0
0
0
0
0
0
0
0
0
0
0
0
0
0
0
0
0
0
0
0
0
0
0
0
0
0
0
0
0
0
0
0
0
0
0
0
0
0
0
0
0
0
0
0
0
0
0
0
0
0
0
0
0
0
0
0
0
0
0
0
0
0
0
0
0
0
0
0
0
0
0
0
0
0
0
0
0
0
0
0
0
0
0
0
0
0
0
0
0
0
0
0
0
0
0
0
0
0
0
0
0
0
0
0
0
0
0
0
0
0
0
0
0
0
0
0
0
0
0
0
0
0
0
0
0
0
0
0
0
0
0
0
0
0
0
0
0
0
0
0
0
0
0
0
0
0
0
0
0
0
0
0
0
0
0
0
0
0
0
0
0
0
0
0
0
0
0
0
0
0
0
0
0
0
0
0
0
0
0
0
0
0
0
0
0
0
0
0
0
0
0
0
0
0
0
0
0
0
0
0
0
0
0
0
0
0
0
0
0
0
0
0
0
0
0
0
0
0
0
0
0
0
0
0
0
0
0
0
0
0
0
0
0
0
0
0
0
0
0
0
0
0
0
0
0
0
0
0
0
0
0
0
0
0
0
0
0
0
0
0
0
0
0
0
0
0
0
0
0
0
0
0
0
0
0
0
0
0
0
0
0
0
0
0
0
0
0
0
0
0
0
0
0
0
0
0
0
0
0
0
0
0
0
0
0
0
0
0
0
0
0
0
0
0
0
0
0
0
0
0
0
0
0
0
0
0
0
0
0
0
0
0
0
0
0
0
0
0
0
0
0
0
0
0
0
0
0
0
0
0
0
0
0
0
0
0
0
0
0
0
0
0
0
0
0
0
0
0
0
0
0
0
0
0
0
0
0
0
0
0
0
0
0
0
0
0
0
0
0
0
0
0
0
0
0
0
0
0
0
0
0
0
0
0
0
0
0
0
0
0
0
0
0
0
0
0
0
0
0
0
0
0
0
0
0
0
0
0
0
0
0
0
0
0
0
0
0
0
0
0
0
0
0
0
0
0
0
0
0
0
0
0
0
0
0
0
0
0
0
0
0
0
0
0
0
0
0
0
0
0
0
0
0
0
0
0
0
0
0
0
0
0
0
0
0
0
0
0
0
0
0
0
0
0
0
0
0
0
0
0
0
0
0
0
0
0
0
0
0
0
0
0
0
0
0
0
0
0
0
0
0
0
0
0
0
0
0
0
0
0
0
0
0
0
0
0
0
0
0
0
0
0
0
0
0
0
0
0
0
0
0
0
0
0
0
0
0
0
0
0
0
0
0
0
0
0
0
0
0
0
0
0
0
0
0
0
0
0
0
0
0
0
0
0
0
0
0
0
0
0
0
0
0
0
0
0
0
0
0
0
0
0
0
0
0
0
0
0
0
0
0
0
0
0
0
0
0
0
0
0
0
0
0
0
0
0
0
0
0
0
0
0
0
0
0
0
0
0
0
0
0
0
0
0
0
0
0
0
0
0
0
0
0
0
0
0
0
0
0
0
0
0
0
0
0
0
0
0
0
0
0
0
0
0
0
0
0
0
0
0
0
0
0
0
0
0
0
0
0
0
0
0
0
0
0
0
0
0
0
0
0
0
0
0
0
0
0
0
0
0
0
0
0
0
0
0
0
0
0
0
0
0
0
0
0
0
0
0
0
0
0
0
0
0
0
0
0
0
0
0
0
0
0
0
0
0
0
0
0
0
0
0
0
0
0
0
0
0
0
0
0
0
0
0
0
0
0
0
0
0
0
0
0
0
0
0
0
0
0
0
0
0
0
0
0
0
0
0
0
0
0
0
0
0
0
0
0
0
0
0
0
0
0
0
0
0
0
0
0
0
0
0
0
0
0
0
0
0
0
0
0
0
0
0
0
0
0
0
0
0
0
0
0
0
0
0
0
0
0
0
0
0
0
0
0
0
0
0
0
0
0
0
0
0
0
0
0
0
0
0
0
0
0
0
0
0
0
0
0
0
0
0
0
0
0
0
0
0
0
0
0
0
0
0
0
0
0
0
0
0
0
0
0
0
0
0
0
0
0
0
0
0
0
0
0
0
0
0
0
0
0
0
0
0
0
0
0
0
0
0
0
0
0
0
0
0
0
0
0
0
0
0
0
0
0
0
0
0
0
0
0
0
0
0
0
0
0
0
0
0
0
0
0
0
0
0
0
0
0
0
0
0
0
0
0
0
0
0
0
0
0
0
0
0
0
0
0
0
0
0
0
0
0
0
0
0
0
0
0
0
0
0
0
0
0
0
0
0
0
0
0
0
0
0
0
0
0
0
0
0
0
0
0
0
0
0
0
0
0
0
0
0
0
0
0
0
0
0
0
0
0
0
0
0
0
0
0
0
0
0
0
0
0
0
0
0
0
0
0
0
0
0
0
0
0
0
0
0
0
0
0
0
0
0
0
0
0
0
0
0
0
0
0
0
0
0
0
0
0
0
0
0
0
0
0
0
0
0
0
0
0
0
0
0
0
0
0
0
0
0
0
0
0
0
0
0
0
0
0
0
0
0
0
0
0
0
0
0
0
0
0
0
0
0
0
0
0
0
0
0
0
0
0
0
0
0
0
0
0
0
0
0
0
0
0
0
0
0
0
0
0
0
0
0
0
0
0
0
0
0
0
0
0
0
0
0
0
0
0
0
0
0
0
0
0
0
0
0
0
0
0
0
0
0
0
0
0
0
0
0
0
0
0
0
0
0
0
0
0
0
0
0
0
0
0
0
0
0
0
0
0
0
0
0
0
0
0
0
0
0
0
0
0
0
0
0
0
0
0
0
0
0
0
0
0
0
0
0
0
0
0
0
0
0
0
0
0
0
0
0
0
0
0
0
0
0
0
0
0
0
0
0
0
0
0
0
0
0
0
0
0
0
0
0
0
0
0
0
0
0
0
0
0
0
0
0
0
0
0
0
0
0
0
0
0
0
0
0
0
0
0
0
0
0
0
0
0
0
0
0
0
0
0
0
0
0
0
0
0
0
0
0
0
0
0
0
0
0
0
0
0
0
0
0
0
0
0
0
0
0
0
0
0
0
0
0
0
0
0
0
0
0
0
0
0
0
0
0
0
0
0
0
0
0
0
0
0
0
0
0
0
0
0
0
0
0
0
0
0
0
0
0
0
0
0
0
0
0
0
0
0
0
0
0
0
0
0
0
0
0
0
0
0
0
0
0
0
0
0
0
0
0
0
0
0
0
0
0
0
0
0
0
0
0
0
0
0
0
0
0
0
0
0
0
0
0
0
0
0
0
0
0
0
0
0
0
0
0
0
0
0
0
0
0
0
0
0
0
0
0
0
0
0
0
0
0
0
0
0
0
0
0
0
0
0
0
0
0
0
0
0
0
0
0
0
0
0
0
0
0
0
0
0
0
0
0
0
0
0
0
0
0
0
0
0
0
0
0
0
0
0
0
0
0
0
0
0
0
0
0
0
0
0
0
0
0
0
0
0
0
0
0
0
0
0
0
0
0
0
0
0
0
0
0
0
0
0
0
0
0
0
0
0
0
0
0
0
0
0
0
0
0
0
0
0
0
0
0
0
0
0
0
0
0
0
0
0
0
0
0
0
0
0
0
0
0
0
0
0
0
0
0
0
0
0
0
0
0
0
0
0
0
0
0
0
0
0
0
0
0
0
0
0
0
0
0
0
0
0
0
0
0
0
0
0
0
0
0
0
0
0
0
0
0
0
0
0
0
0
0
0
0
0
0
0
0
0
0
0
0
0
0
0
0
0
0
0
0
0
0
0
0
0
0
0
0
0
0
0
0
0
0
0
0
0
0
0
0
0
0
0
0
0
0
0
0
0
0
0
0
0
0
0
0
0
0
0
0
0
0
0
0
0
0
0
0
0
0
0
0
0
0
0
0
0
0
0
0
0
0
0
0
0
0
0
0
0
0
0
0
0
0
0
0
0
0
0
0
0
0
0
0
0
0
0
0
0
0
0
0
0
0
0
0
0
0
0
0
0
0
0
0
0
0
0
0
0
0
0
0
0
0
0
0
0
0
0
0
0
0
0
0
0
0
0
0
0
0
0
0
0
0
0
0
0
0
0
0
0
0
0
0
0
0
0
0
0
0
0
0
0
0
0
0
0
0
0
0
0
0
0
0
0
0
0
0
0
0
0
0
0
0
0
0
0
0
0
0
0
0
0
0
0
0
0
0
0
0
0
0
0
0
0
0
0
0
0
0
0
0
0
0
0
0
0
0
0
0
0
0
0
0
0
0
0
0
0
0
0
0
0
0
0
0
0
0
0
0
0
0
0
0
0
0
0
0
0
0
0
0
0
0
0
0
0
0
0
0
0
0
0
0
0
0
0
0
0
0
0
0
0
0
0
0
0
0
0
0
0
0
0
0
0
0
0
0
0
0
0
0
0
0
0
0
0
0
0
0
0
0
0
0
0
0
0
0
0
0
0
0
0
0
0
0
0
0
0
0
0
0
0
0
0
0
0
0
0
0
0
0
0
0
0
0
0
0
0
0
0
0
0
0
0
0
0
0
0
0
0
0
0
0
0
0
0
0
0
0
0
0
0
0
0
0
0
0
0
0
0
0
0
0
0
0
0
0
0
0
0
0
0
0
0
0
0
0
0
0
0
0
0
0
0
0
0
0
0
0
0
0
0
0
0
0
0
0
0
0
0
0
0
0
0
0
0
0
0
0
0
0
0
0
0
0
0
0
0
0
0
0
0
0
0
0
0
0
0
0
0
0
0
0
0
0
0
0
0
0
0
0
0
0
0
0
0
0
0
0
0
0
0
0
0
0
0
0
0
0
0
0
0
0
0
0
0
0
0
0
0
0
0
0
0
0
0
0
0
0
0
0
0
0
0
0
0
0
0
0
0
0
0
0
0
0
0
0
0
0
0
0
0
0
0
0
0
0
0
0
0
0
0
0
0
0
0
0
0
0
0
0
0
0
0
0
0
0
0
0
0
0
0
0
0
0
0
0
0
0
0
0
0
0
0
0
0
0
0
0
0
0
0
0
0
0
0
0
0
0
0
0
0
0
0
0
0
0
0
0
0
0
0
0
0
0
0
0
0
0
0
0
0
0
0
0
0
0
0
0
0
0
0
0
0
0
0
0
0
0
0
0
0
0
0
0
0
0
0
0
0
0
0
0
0
0
0
0
0
0
0
0
0
0
0
0
0
0
0
0
0
0
0
0
0
0
0
0
0
0
0
0
0
0
0
0
0
0
0
0
0
0
0
0
0
0
0
0
0
0
0
0
0
0
0
0
0
0
0
0
0
0
0
0
0
0
0
0
0
0
0
0
0
0
0
0
0
0
0
0
0
0
0
0
0
0
0
0
0
0
0
0
0
0
0
0
0
0
0
0
0
0
0
0
0
0
0
0
0
0
0
0
0
0
0
0
0
0
0
0
0
0
0
0
0
0
0
0
0
0
0
0
0
0
0
0
0
0
0
0
0
0
0
0
0
0
0
0
0
0
0
0
0
0
0
0
0
0
0
0
0
0
0
0
0
0
0
0
0
0
0
0
0
0
0
0
0
0
0
0
0
0
0
0
0
0
0
0
0
0
0
0
0
0
0
0
0
0
0
0
0
0
0
0
0
0
0
0
0
0
0
0
0
0
0
0
0
0
0
0
0
0
0
0
0
0
0
0
0
0
0
0
0
0
0
0
0
0
0
0
0
0
0
0
0
0
0
0
0
0
0
0
0
0
0
0
0
0
0
0
0
0
0
0
0
0
0
0
0
0
0
0
0
0
0
0
0
0
0
0
0
0
0
0
0
0
0
0
0
0
0
0
0
0
0
0
0
0
0
0
0
0
0
0
0
0
0
0
0
0
0
0
0
0
0
0
0
0
0
0
0
0
0
0
0
0
0
0
0
0
0
0
0
0
0
0
0
0
0
0
0
0
0
0
0
0
0
0
0
0
0
0
0
0
0
0
0
0
0
0
0
0
0
0
0
0
0
0
0
0
0
0
0
0
0
0
0
0
0
0
0
0
0
0
0
0
0
0
0
0
0
0
0
0
0
0
0
0
0
0
0
0
0
0
0
0
0
0
0
0
0
0
0
0
0
0
0
0
0
0
0
0
0
0
0
0
0
0
0
0
0
0
0
0
0
0
0
0
0
0
0
0
0
0
0
0
0
0
0
0
0
0
0
0
0
0
0
0
0
0
0
0
0
0
0
0
0
0
0
0
0
0
0
0
0
0
0
0
0
0
0
0
0
0
0
0
0
0
0
0
0
0
0
0
0
0
0
0
0
0
0
0
0
0
0
0
0
0
0
0
0
0
0
0
0
0
0
0
0
0
0
0
0
0
0
0
0
0
0
0
0
0
0
0
0
0
0
0
0
0
0
0
0
0
0
0
0
0
0
0
0
0
0
0
0
0
0
0
0
0
0
0
0
0
0
0
0
0
0
0
0
0
0
0
0
0
0
0
0
0
0
0
0
0
0
0
0
0
0
0
0
0
0
0
0
0
0
0
0
0
0
0
0
0
0
0
0
0
0
0
0
0
0
0
0
0
0
0
0
0
0
0
0
0
0
0
0
0
0
0
0
0
0
0
0
0
0
0
0
0
0
0
0
0
0
0
0
0
0
0
0
0
0
0
0
0
0
0
0
0
0
0
0
0
0
0
0
0
0
0
0
0
0
0
0
0
0
0
0
0
0
0
0
0
0
0
0
0
0
0
0
0
0
0
0
0
0
0
0
0
0
0
0
0
0
0
0
0
0
0
0
0
0
0
0
0
0
0
0
0
0
0
0
0
0
0
0
0
0
0
0
0
0
0
0
0
0
0
0
0
0
0
0
0
0
0
0
0
0
0
0
0
0
0
0
0
0
0
0
0
0
0
0
0
0
0
0
0
0
0
0
0
0
0
0
0
0
0
0
0
0
0
0
0
0
0
0
0
0
0
0
0
0
0
0
0
0
0
0
0
0
0
0
0
0
0
0
0
0
0
0
0
0
0
0
0
0
0
0
0
0
0
0
0
0
0
0
0
0
0
0
0
0
0
0
0
0
0
0
0
0
0
0
0
0
0
0
0
0
0
0
0
0
0
0
0
0
0
0
0
0
0
0
0
0
0
0
0
0
0
0
0
0
0
0
0
0
0
0
0
0
0
0
0
0
0
0
0
0
0
0
0
0
0
0
0
0
0
0
0
0
0
0
0
0
0
0
0
0
0
0
0
0
0
0
0
0
0
0
0
0
0
0
0
0
0
0
0
0
0
0
0
0
0
0
0
0
0
0
0
0
0
0
0
0
0
0
0
0
0
0
0
0
0
0
0
0
0
0
0
0
0
0
0
0
0
0
0
0
0
0
0
0
0
0
0
0
0
0
0
0
0
0
0
0
0
0
0
0
0
0
0
0
0
0
0
0
0
0
0
0
0
0
0
0
0
0
0
0
0
0
0
0
0
0
0
0
0
0
0
0
0
0
0
0
0
0
0
0
0
0
0
0
0
0
0
0
0
0
0
0
0
0
0
0
0
0
0
0
0
0
0
0
0
0
0
0
0
0
0
0
0
0
0
0
0
0
0
0
0
0
0
0
0
0
0
0
0
0
0
0
0
0
0
0
0
0
0
0
0
0
0
0
0
0
0
0
0
0
0
0
0
0
0
0
0
0
0
0
0
0
0
0
0
0
0
0
0
0
0
0
0
0
0
0
0
0
0
0
0
0
0
0
0
0
0
0
0
0
0
0
0
0
0
0
0
0
0
0
0
0
0
0
0
0
0
0
0
0
0
0
0
0
0
0
0
0
0
0
0
0
0
0
0
0
0
0
0
0
0
0
0
0
0
0
0
0
0
0
0
0
0
0
0
0
0
0
0
0
0
0
0
0
0
0
0
0
0
0
0
0
0
0
0
0
0
0
0
0
0
0
0
0
0
0
0
0
0
0
0
0
0
0
0
0
0
0
0
0
0
0
0
0
0
0
0
0
0
0
0
0
0
0
0
0
0
0
0
0
0
0
0
0
0
0
0
0
0
0
0
0
0
0
0
0
0
0
0
0
0
0
0
0
0
0
0
0
0
0
0
0
0
0
0
0
0
0
0
0
0
0
0
0
0
0
0
0
0
0
0
0
0
0
0
0
0
0
0
0
0
0
0
0
0
0
0
0
0
0
0
0
0
0
0
0
0
0
0
0
0
0
0
0
0
0
0
0
0
0
0
0
0
0
0
0
0
0
0
0
0
0
0
0
0
0
0
0
0
0
0
0
0
0
0
0
0
0
0
0
0
0
0
0
0
0
0
0
0
0
0
0
0
0
0
0
0
0
0
0
0
0
0
0
0
0
0
0
0
0
0
0
0
0
0
0
0
0
0
0
0
0
0
0
0
0
0
0
0
0
0
0
0
0
0
0
0
0
0
0
0
0
0
0
0
0
0
0
0
0
0
0
0
0
0
0
0
0
0
0
0
0
0
0
0
0
0
0
0
0
0
0
0
0
0
0
0
0
0
0
0
0
0
0
0
0
0
0
0
0
0
0
0
0
0
0
0
0
0
0
0
0
0
0
0
0
0
0
0
0
0
0
0
0
0
0
0
0
0
0
0
0
0
0
0
0
0
0
0
0
0
0
0
0
0
0
0
0
0
0
0
0
0
0
0
0
0
0
0
0
0
0
0
0
0
0
0
0
0
0
0
0
0
0
0
0
0
0
0
0
0
0
0
0
0
0
0
0
0
0
0
0
0
0
0
0
0
0
0
0
0
0
0
0
0
0
0
0
0
0
0
0
0
0
0
0
0
0
0
0
0
0
0
0
0
0
0
0
0
0
0
0
0
0
0
0
0
0
0
0
0
0
0
0
0
0
0
0
0
0
0
0
0
0
0
0
0
0
0
0
0
0
0
0
0
0
0
0
0
0
0
0
0
0
0
0
0
0
0
0
0
0
0
0
0
0
0
0
0
0
0
0
0
0
0
0
0
0
0
0
0
0
0
0
0
0
0
0
0
0
0
0
0
0
0
0
0
0
0
0
0
0
0
0
0
0
0
0
0
0
0
0
0
0
0
0
0
0
0
0
0
0
0
0
0
0
0
0
0
0
0
0
0
0
0
0
0
0
0
0
0
0
0
0
0
0
0
0
0
0
0
0
0
0
0
0
0
0
0
0
0
0
0
0
0
0
0
0
0
0
0
0
0
0
0
0
0
0
0
0
0
0
0
0
0
0
0
0
0
0
0
0
0
0
0
0
0
0
0
0
0
0
0
0
0
0
0
0
0
0
0
0
0
0
0
0
0
0
0
0
0
0
0
0
0
0
0
0
0
0
0
0
0
0
0
0
0
0
0
0
0
0
0
0
0
0
0
0
0
0
0
0
0
0
0
0
0
0
0
0
0
0
0
0
0
0
0
0
0
0
0
0
0
0
0
0
0
0
0
0
0
0
0
0
0
0
0
0
0
0
0
0
0
0
0
0
0
0
0
0
0
0
0
0
0
0
0
0
0
0
0
0
0
0
0
0
0
0
0
0
0
0
0
0
0
0
0
0
0
0
0
0
0
0
0
0
0
0
0
0
0
0
0
0
0
0
0
0
0
0
0
0
0
0
0
0
0
0
0
0
0
0
0
0
0
0
0
0
0
0
0
0
0
0
0
0
0
0
0
0
0
0
0
0
0
0
0
0
0
0
0
0
0
0
0
0
0
0
0
0
0
0
0
0
0
0
0
0
0
0
0
0
0
0
0
0
0
0
0
0
0
0
0
0
0
0
0
0
0
0
0
0
0
0
0
0
0
0
0
0
0
0
0
0
0
0
0
0
0
0
0
0
0
0
0
0
0
0
0
0
0
0
0
0
0
0
0
0
0
0
0
0
0
0
0
0
0
0
0
0
0
0
0
0
0
0
0
0
0
0
0
0
0
0
0
0
0
0
0
0
0
0
0
0
0
0
0
0
0
0
0
0
0
0
0
0
0
0
0
0
0
0
0
0
0
0
0
0
0
0
0
0
0
0
0
0
0
0
0
0
0
0
0
0
0
0
0
0
0
0
0
0
0
0
0
0
0
0
0
0
0
0
0
0
0
0
0
0
0
0
0
0
0
0
0
0
0
0
0
0
0
0
0
0
0
0
0
0
0
0
0
0
0
0
0
0
0
0
0
0
0
0
0
0
0
0
0
0
0
0
0
0
0
0
0
0
0
0
0
0
0
0
0
0
0
0
0
0
0
0
0
0
0
0
0
0
0
0
0
0
0
0
0
0
0
0
0
0
0
0
0
0
0
0
0
0
0
0
0
0
0
0
0
0
0
0
0
0
0
0
0
0
0
0
0
0
0
0
0
0
0
0
0
0
0
0
0
0
0
0
0
0
0
0
0
0
0
0
0
0
0
0
0
0
0
0
0
0
0
0
0
0
0
0
0
0
0
0
0
0
0
0
0
0
0
0
0
0
0
0
0
0
0
0
0
0
0
0
0
0
0
0
0
0
0
0
0
0
0
0
0
0
0
0
0
0
0
0
0
0
0
0
0
0
0
0
0
0
0
0
0
0
0
0
0
0
0
0
0
0
0
0
0
0
0
0
0
0
0
0
0
0
0
0
0
0
0
0
0
0
0
0
0
0
0
0
0
0
0
0
0
0
0
0
0
0
0
0
0
0
0
0
0
0
0
0
0
0
0
0
0
0
0
0
0
0
0
0
0
0
0
0
0
0
0
0
0
0
0
0
0
0
0
0
0
0
0
0
0
0
0
0
0
0
0
0
0
0
0
0
0
0
0
0
0
0
0
0
0
0
0
0
0
0
0
0
0
0
0
0
0
0
0
0
0
0
0
0
0
0
0
0
0
0
0
0
0
0
0
0
0
0
0
0
0
0
0
0
0
0
0
0
0
0
0
0
0
0
0
0
0
0
0
0
0
0
0
0
0
0
0
0
0
0
0
0
0
0
0
0
0
0
0
0
0
0
0
0
0
0
0
0
0
0
0
0
0
0
0
0
0
0
0
0
0
0
0
0
0
0
0
0
0
0
0
0
0
0
0
0
0
0
0
0
0
0
0
0
0
0
0
0
0
0
0
0
0
0
0
0
0
0
0
0
0
0
0
0
0
0
0
0
0
0
0
0
0
0
0
0
0
0
0
0
0
0
0
0
0
0
0
0
0
0
0
0
0
0
0
0
0
0
0
0
0
0
0
0
0
0
0
0
0
0
0
0
0
0
0
0
0
0
0
0
0
0
0
0
0
0
0
0
0
0
0
0
0
0
0
0
0
0
0
0
0
0
0
0
0
0
0
0
0
0
0
0
0
0
0
0
0
0
0
0
0
0
0
0
0
0
0
0
0
0
0
0
0
0
0
0
0
0
0
0
0
0
0
0
0
0
0
0
0
0
0
0
0
0
0
0
0
0
0
0
0
0
0
0
0
0
0
0
0
0
0
0
0
0
0
0
0
0
0
0
0
0
0
0
0
0
0
0
0
0
0
0
0
0
0
0
0
0
0
0
0
0
0
0
0
0
0
0
0
0
0
0
0
0
0
0
0
0
0
0
0
0
0
0
0
0
0
0
0
0
0
0
0
0
0
0
0
0
0
0
0
0
0
0
0
0
0
0
0
0
0
0
0
0
0
0
0
0
0
0
0
0
0
0
0
0
0
0
0
0
0
0
0
0
0
0
0
0
0
0
0
0
0
0
0
0
0
0
0
0
0
0
0
0
0
0
0
0
0
0
0
0
0
0
0
0
0
0
0
0
0
0
0
0
0
0
0
0
0
0
0
0
0
0
0
0
0
0
0
0
0
0
0
0
0
0
0
0
0
0
0
0
0
0
0
0
0
0
0
0
0
0
0
0
0
0
0
0
0
0
0
0
0
0
0
0
0
0
0
0
0
0
0
0
0
0
0
0
0
0
0
0
0
0
0
0
0
0
0
0
0
0
0
0
0
0
0
0
0
0
0
0
0
0
0
0
0
0
0
0
0
0
0
0
0
0
0
0
0
0
0
0
0
0
0
0
0
0
0
0
0
0
0
0
0
0
0
0
0
0
0
0
0
0
0
0
0
0
0
0
0
0
0
0
0
0
0
0
0
0
0
0
0
0
0
0
0
0
0
0
0
0
0
0
0
0
0
0
0
0
0
0
0
0
0
0
0
0
0
0
0
0
0
0
0
0
0
0
0
0
0
0
0
0
0
0
0
0
0
0
0
0
0
0
0
0
0
0
0
0
0
0
0
0
0
0
0
0
0
0
0
0
0
0
0
0
0
0
0
0
0
0
0
0
0
0
0
0
0
0
0
0
0
0
0
0
0
0
0
0
0
0
0
0
0
0
0
0
0
0
0
0
0
0
0
0
0
0
0
0
0
0
0
0
0
0
0
0
0
0
0
0
0
0
0
0
0
0
0
0
0
0
0
0
0
0
0
0
0
0
0
0
0
0
0
0
0
0
0
0
0
0
0
0
0
0
0
0
0
0
0
0
0
0
0
0
0
0
0
0
0
0
0
0
0
0
0
0
0
0
0
0
0
0
0
0
0
0
0
0
0
0
0
0
0
0
0
0
0
0
0
0
0
0
0
0
0
0
0
0
0
0
0
0
0
0
0
0
0
0
0
0
0
0
0
0
0
0
0
0
0
0
0
0
0
0
0
0
0
0
0
0
0
0
0
0
0
0
0
0
0
0
0
0
0
0
0
0
0
0
0
0
0
0
0
0
0
0
0
0
0
0
0
0
0
0
0
0
0
0
0
0
0
0
0
0
0
0
0
0
0
0
0
0
0
0
0
0
0
0
0
0
0
0
0
0
0
0
0
0
0
0
0
0
0
0
0
0
0
0
0
0
0
0
0
0
0
0
0
0
0
0
0
0
0
0
0
0
0
0
0
0
0
0
0
0
0
0
0
0
0
0
0
0
0
0
0
0
0
0
0
0
0
0
0
0
0
0
0
0
0
0
0
0
0
0
0
0
0
0
0
0
0
0
0
0
0
0
0
0
0
0
0
0
0
0
0
0
0
0
0
0
0
0
0
0
0
0
0
0
0
0
0
0
0
0
0
0
0
0
0
0
0
0
0
0
0
0
0
0
0
0
0
0
0
0
0
0
0
0
0
0
0
0
0
0
0
0
0
0
0
0
0
0
0
0
0
0
0
0
0
0
0
0
0
0
0
0
0
0
0
0
0
0
0
0
0
0
0
0
0
0
0
0
0
0
0
0
0
0
0
0
0
0
0
0
0
0
0
0
0
0
0
0
0
0
0
0
0
0
0
0
0
0
0
0
0
0
0
0
0
0
0
0
0
0
0
0
0
0
0
0
0
0
0
0
0
0
0
0
0
0
0
0
0
0
0
0
0
0
0
0
0
0
0
0
0
0
0
0
0
0
0
0
0
0
0
0
0
0
0
0
0
0
0
0
0
0
0
0
0
0
0
0
0
0
0
0
0
0
0
0
0
0
0
0
0
0
0
0
0
0
0
0
0
0
0
0
0
0
0
0
0
0
0
0
0
0
0
0
0
0
0
0
0
0
0
0
0
0
0
0
0
0
0
0
0
0
0
0
0
0
0
0
0
0
0
0
0
0
0
0
0
0
0
0
0
0
0
0
0
0
0
0
0
0
0
0
0
0
0
0
0
0
0
0
0
0
0
0
0
0
0
0
0
0
0
0
0
0
0
0
0
0
0
0
0
0
0
0
0
0
0
0
0
0
0
0
0
0
0
0
0
0
0
0
0
0
0
0
0
0
0
0
0
0
0
0
0
0
0
0
0
0
0
0
0
0
0
0
0
0
0
0
0
0
0
0
0
0
0
0
0
0
0
0
0
0
0
0
0
0
0
0
0
0
0
0
0
0
0
0
0
0
0
0
0
0
0
0
0
0
0
0
0
0
0
0
0
0
0
0
0
0
0
0
0
0
0
0
0
0
0
0
0
0
0
0
0
0
0
0
0
0
0
0
0
0
0
0
0
0
0
0
0
0
0
0
0
0
0
0
0
0
0
0
0
0
0
0
0
0
0
0
0
0
0
0
0
0
0
0
0
0
0
0
0
0
0
0
0
0
0
0
0
0
0
0
0
0
0
0
0
0
0
0
0
0
0
0
0
0
0
0
0
0
0
0
0
0
0
0
0
0
0
0
0
0
0
0
0
0
0
0
0
0
0
0
0
0
0
0
0
0
0
0
0
0
0
0
0
0
0
0
0
0
0
0
0
0
0
0
0
0
0
0
0
0
0
0
0
0
0
0
0
0
0
0
0
0
0
0
0
0
0
0
0
0
0
0
0
0
0
0
0
0
0
0
0
0
0
0
0
0
0
0
0
0
0
0
0
0
0
0
0
0
0
0
0
0
0
0
0
0
0
0
0
0
0
0
0
0
0
0
0
0
0
0
0
0
0
0
0
0
0
0
0
0
0
0
0
0
0
0
0
0
0
0
0
0
0
0
0
0
0
0
0
0
0
0
0
0
0
0
0
0
0
0
0
0
0
0
0
0
0
0
0
0
0
0
0
0
0
0
0
0
0
0
0
0
0
0
0
0
0
0
0
0
0
0
0
0
0
0
0
0
0
0
0
0
0
0
0
0
0
0
0
0
0
0
0
0
0
0
0
0
0
0
0
0
0
0
0
0
0
0
0
0
0
0
0
0
0
0
0
0
0
0
0
0
0
0
0
0
0
0
0
0
0
0
0
0
0
0
0
0
0
0
0
0
0
0
0
0
0
0
0
0
0
0
0
0
0
0
0
0
0
0
0
0
0
0
0
0
0
0
0
0
0
0
0
0
0
0
0
0
0
0
0
0
0
0
0
0
0
0
0
0
0
0
0
0
0
0
0
0
0
0
0
0
0
0
0
0
0
0
0
0
0
0
0
0
0
0
0
0
0
0
0
0
0
0
0
0
0
0
0
0
0
0
0
0
0
0
0
0
0
0
0
0
0
0
0
0
0
0
0
0
0
0
0
0
0
0
0
0
0
0
0
0
0
0
0
0
0
0
0
0
0
0
0
0
0
0
0
0
0
0
0
0
0
0
0
0
0
0
0
0
0
0
0
0
0
0
0
0
0
0
0
0
0
0
0
0
0
0
0
0
0
0
0
0
0
0
0
0
0
0
0
0
0
0
0
0
0
0
0
0
0
0
0
0
0
0
0
0
0
0
0
0
0
0
0
0
0
0
0
0
0
0
0
0
0
0
0
0
0
0
0
0
0
0
0
0
0
0
0
0
0
0
0
0
0
0
0
0
0
0
0
0
0
0
0
0
0
0
0
0
0
0
0
0
0
0
0
0
0
0
0
0
0
0
0
0
0
0
0
0
0
0
0
0
0
0
0
0
0
0
0
0
0
0
0
0
0
0
0
0
0
0
0
0
0
0
0
0
0
0
0
0
0
0
0
0
0
0
0
0
0
0
0
0
0
0
0
0
0
0
0
0
0
0
0
0
0
0
0
0
0
0
0
0
0
0
0
0
0
0
0
0
0
0
0
0
0
0
0
0
0
0
0
0
0
0
0
0
0
0
0
0
0
0
0
0
0
0
0
0
0
0
0
0
0
0
0
0
0
0
0
0
0
0
0
0
0
0
0
0
0
0
0
0
0
0
0
0
0
0
0
0
0
0
0
0
0
0
0
0
0
0
0
0
0
0
0
0
0
0
0
0
0
0
0
0
0
0
0
0
0
0
0
0
0
0
0
0
0
0
0
0
0
0
0
0
0
0
0
0
0
0
0
0
0
0
0
0
0
0
0
0
0
0
0
0
0
0
0
0
0
0
0
0
0
0
0
0
0
0
0
0
0
0
0
0
0
0
0
0
0
0
0
0
0
0
0
0
0
0
0
0
0
0
0
0
0
0
0
0
0
0
0
0
0
0
0
0
0
0
0
0
0
0
0
0
0
0
0
0
0
0
0
0
0
0
0
0
0
0
0
0
0
0
0
0
0
0
0
0
0
0
0
0
0
0
0
0
0
0
0
0
0
0
0
0
0
0
0
0
0
0
0
0
0
0
0
0
0
0
0
0
0
0
0
0
0
0
0
0
0
0
0
0
0
0
0
0
0
0
0
0
0
0
0
0
0
0
0
0
0
0
0
0
0
0
0
0
0
0
0
0
0
0
0
0
0
0
0
0
0
0
0
0
0
0
0
0
0
0
0
0
0
0
0
0
0
0
0
0
0
0
0
0
0
0
0
0
0
0
0
0
0
0
0
0
0
0
0
0
0
0
0
0
0
0
0
0
0
0
0
0
0
0
0
0
0
0
0
0
0
0
0
0
0
0
0
0
0
0
0
0
0
0
0
0
0
0
0
0
0
0
0
0
0
0
0
0
0
0
0
0
0
0
0
0
0
0
0
0
0
0
0
0
0
0
0
0
0
0
0
0
0
0
0
0
0
0
0
0
0
0
0
0
0
0
0
0
0
0
0
0
0
0
0
0
0
0
0
0
0
0
0
0
0
0
0
0
0
0
0
0
0
0
0
0
0
0
0
0
0
0
0
0
0
0
0
0
0
0
0
0
0
0
0
0
0
0
0
0
0
0
0
0
0
0
0
0
0
0
0
0
0
0
0
0
0
0
0
0
0
0
0
0
0
0
0
0
0
0
0
0
0
0
0
0
0
0
0
0
0
0
0
0
0
0
0
0
0
0
0
0
0
0
0
0
0
0
0
0
0
0
0
0
0
0
0
0
0
0
0
0
0
0
0
0
0
0
0
0
0
0
0
0
0
0
0
0
0
0
0
0
0
0
0
0
0
0
0
0
0
0
0
0
0
0
0
0
0
0
0
0
0
0
0
0
0
0
0
0
0
0
0
0
0
0
0
0
0
0
0
0
0
0
0
0
0
0
0
0
0
0
0
0
0
0
0
0
0
0
0
0
0
0
0
0
0
0
0
0
0
0
0
0
0
0
0
0
0
0
0
0
0
0
0
0
0
0
0
0
0
0
0
0
0
0
0
0
0
0
0
0
0
0
0
0
0
0
0
0
0
0
0
0
0
0
0
0
0
0
0
0
0
0
0
0
0
0
0
0
0
0
0
0
0
0
0
0
0
0
0
0
0
0
0
0
0
0
0
0
0
0
0
0
0
0
0
0
0
0
0
0
0
0
0
0
0
0
0
0
0
0
0
0
0
0
0
0
0
0
0
0
0
0
0
0
0
0
0
0
0
0
0
0
0
0
0
0
0
0
0
0
0
0
0
0
0
0
0
0
0
0
0
0
0
0
0
0
0
0
0
0
0
0
0
0
0
0
0
0
0
0
0
0
0
0
0
0
0
0
0
0
0
0
0
0
0
0
0
0
0
0
0
0
0
0
0
0
0
0
0
0
0
0
0
0
0
0
0
0
0
0
0
0
0
0
0
0
0
0
0
0
0
0
0
0
0
0
0
0
0
0
0
0
0
0
0
0
0
0
0
0
0
0
0
0
0
0
0
0
0
0
0
0
0
0
0
0
0
0
0
0
0
0
0
0
0
0
0
0
0
0
0
0
0
0
0
0
0
0
0
0
0
0
0
0
0
0
0
0
0
0
0
0
0
0
0
0
0
0
0
0
0
0
0
0
0
0
0
0
0
0
0
0
0
0
0
0
0
0
0
0
0
0
0
0
0
0
0
0
0
0
0
0
0
0
0
0
0
0
0
0
0
0
0
0
0
0
0
0
0
0
0
0
0
0
0
0
0
0
0
0
0
0
0
0
0
0
0
0
0
0
0
0
0
0
0
0
0
0
0
0
0
0
0
0
0
0
0
0
0
0
0
0
0
0
0
0
0
0
0
0
0
0
0
0
0
0
0
0
0
0
0
0
0
0
0
0
0
0
0
0
0
0
0
0
0
0
0
0
0
0
0
0
0
0
0
0
0
0
0
0
0
0
0
0
0
0
0
0
0
0
0
0
0
0
0
0
0
0
0
0
0
0
0
0
0
0
0
0
0
0
0
0
0
0
0
0
0
0
0
0
0
0
0
0
0
0
0
0
0
0
0
0
0
0
0
0
0
0
0
0
0
0
0
0
0
0
0
0
0
0
0
0
0
0
0
0
0
0
0
0
0
0
0
0
0
0
0
0
0
0
0
0
0
0
0
0
0
0
0
0
0
0
0
0
0
0
0
0
0
0
0
0
0
0
0
0
0
0
0
0
0
0
0
0
0
0
0
0
0
0
0
0
0
0
0
0
0
0
0
0
0
0
0
0
0
0
0
0
0
0
0
0
0
0
0
0
0
0
0
0
0
0
0
0
0
0
0
0
0
0
0
0
0
0
0
0
0
0
0
0
0
0
0
0
0
0
0
0
0
0
0
0
0
0
0
0
0
0
0
0
0
0
0
0
0
0
0
0
0
0
0
0
0
0
0
0
0
0
0
0
0
0
0
0
0
0
0
0
0
0
0
0
0
0
0
0
0
0
0
0
0
0
0
0
0
0
0
0
0
0
0
0
0
0
0
0
0
0
0
0
0
0
0
0
0
0
0
0
0
0
0
0
0
0
0
0
0
0
0
0
0
0
0
0
0
0
0
0
0
0
0
0
0
0
0
0
0
0
0
0
0
0
0
0
0
0
0
0
0
0
0
0
0
0
0
0
0
0
0
0
0
0
0
0
0
0
0
0
0
0
0
0
0
0
0
0
0
0
0
0
0
0
0
0
0
0
0
0
0
0
0
0
0
0
0
0
0
0
0
0
0
0
0
0
0
0
0
0
0
0
0
0
0
0
0
0
0
0
0
0
0
0
0
0
0
0
0
0
0
0
0
0
0
0
0
0
0
0
0
0
0
0
0
0
0
0
0
0
0
0
0
0
0
0
0
0
0
0
0
0
0
0
0
0
0
0
0
0
0
0
0
0
0
0
0
0
0
0
0
0
0
0
0
0
0
0
0
0
0
0
0
0
0
0
0
0
0
0
0
0
0
0
0
0
0
0
0
0
0
0
0
0
0
0
0
0
0
0
0
0
0
0
0
0
0
0
0
0
0
0
0
0
0
0
0
0
0
0
0
0
0
0
0
0
0
0
0
0
0
0
0
0
0
0
0
0
0
0
0
0
0
0
0
0
0
0
0
0
0
0
0
0
0
0
0
0
0
0
0
0
0
0
0
0
0
0
0
0
0
0
0
0
0
0
0
0
0
0
0
0
0
0
0
0
0
0
0
0
0
0
0
0
0
0
0
0
0
0
0
0
0
0
0
0
0
0
0
0
0
0
0
0
0
0
0
0
0
0
0
0
0
0
0
0
0
0
0
0
0
0
0
0
0
0
0
0
0
0
0
0
0
0
0
0
0
0
0
0
0
0
0
0
0
0
0
0
0
0
0
0
0
0
0
0
0
0
0
0
0
0
0
0
0
0
0
0
0
0
0
0
0
0
0
0
0
0
0
0
0
0
0
0
0
0
0
0
0
0
0
0
0
0
0
0
0
0
0
0
0
0
0
0
0
0
0
0
0
0
0
0
0
0
0
0
0
0
0
0
0
0
0
0
0
0
0
0
0
0
0
0
0
0
0
0
0
0
0
0
0
0
0
0
0
0
0
0
0
0
0
0
0
0
0
0
0
0
0
0
0
0
0
0
0
0
0
0
0
0
0
0
0
0
0
0
0
0
0
0
0
0
0
0
0
0
0
0
0
0
0
0
0
0
0
0
0
0
0
0
0
0
0
0
0
0
0
0
0
0
0
0
0
0
0
0
0
0
0
0
0
0
0
0
0
0
0
0
0
0
0
0
0
0
0
0
0
0
0
0
0
0
0
0
0
0
0
0
0
0
0
0
0
0
0
0
0
0
0
0
0
0
0
0
0
0
0
0
0
0
0
0
0
0
0
0
0
0
0
0
0
0
0
0
0
0
0
0
0
0
0
0
0
0
0
0
0
0
0
0
0
0
0
0
0
0
0
0
0
0
0
0
0
0
0
0
0
0
0
0
0
0
0
0
0
0
0
0
0
0
0
0
0
0
0
0
0
0
0
0
0
0
0
0
0
0
0
0
0
0
0
0
0
0
0
0
0
0
0
0
0
0
0
0
0
0
0
0
0
0
0
0
0
0
0
0
0
0
0
0
0
0
0
0
0
0
0
0
0
0
0
0
0
0
0
0
0
0
0
0
0
0
0
0
0
0
0
0
0
0
0
0
0
0
0
0
0
0
0
0
0
0
0
0
0
0
0
0
0
0
0
0
0
0
0
0
0
0
0
0
0
0
0
0
0
0
0
0
0
0
0
0
0
0
0
0
0
0
0
0
0
0
0
0
0
0
0
0
0
0
0
0
0
0
0
0
0
0
0
0
0
0
0
0
0
0
0
0
0
0
0
0
0
0
0
0
0
0
0
0
0
0
0
0
0
0
0
0
0
0
0
0
0
0
0
0
0
0
0
0
0
0
0
0
0
0
0
0
0
0
0
0
0
0
0
0
0
0
0
0
0
0
0
0
0
0
0
0
0
0
0
0
0
0
0
0
0
0
0
0
0
0
0
0
0
0
0
0
0
0
0
0
0
0
0
0
0
0
0
0
0
0
0
0
0
0
0
0
0
0
0
0
0
0
0
0
0
0
0
0
0
0
0
0
0
0
0
0
0
0
0
0
0
0
0
0
0
0
0
0
0
0
0
0
0
0
0
0
0
0
0
0
0
0
0
0
0
0
0
0
0
0
0
0
0
0
0
0
0
0
0
0
0
0
0
0
0
0
0
0
0
0
0
0
0
0
0
0
0
0
0
0
0
0
0
0
0
0
0
0
0
0
0
0
0
0
0
0
0
0
0
0
0
0
0
0
0
0
0
0
0
0
0
0
0
0
0
0
0
0
0
0
0
0
0
0
0
0
0
0
0
0
0
0
0
0
0
0
0
0
0
0
0
0
0
0
0
0
0
0
0
0
0
0
0
0
0
0
0
0
0
0
0
0
0
0
0
0
0
0
0
0
0
0
0
0
0
0
0
0
0
0
0
0
0
0
0
0
0
0
0
0
0
0
0
0
0
0
0
0
0
0
0
0
0
0
0
0
0
0
0
0
0
0
0
0
0
0
0
0
0
0
0
0
0
0
0
0
0
0
0
0
0
0
0
0
0
0
0
0
0
0
0
0
0
0
0
0
0
0
0
0
0
0
0
0
0
0
0
0
0
0
0
0
0
0
0
0
0
0
0
0
0
0
0
0
0
0
0
0
0
0
0
0
0
0
0
0
0
0
0
0
0
0
0
0
0
0
0
0
0
0
0
0
0
0
0
0
0
0
0
0
0
0
0
0
0
0
0
0
0
0
0
0
0
0
0
0
0
0
0
0
0
0
0
0
0
0
0
0
0
0
0
0
0
0
0
0
0
0
0
0
0
0
0
0
0
0
0
0
0
0
0
0
0
0
0
0
0
0
0
0
0
0
0
0
0
0
0
0
0
0
0
0
0
0
0
0
0
0
0
0
0
0
0
0
0
0
0
0
0
0
0
0
0
0
0
0
0
0
0
0
0
0
0
0
0
0
0
0
0
0
0
0
0
0
0
0
0
0
0
0
0
0
0
0
0
0
0
0
0
0
0
0
0
0
0
0
0
0
0
0
0
0
0
0
0
0
0
0
0
0
0
0
0
0
0
0
0
0
0
0
0
0
0
0
0
0
0
0
0
0
0
0
0
0
0
0
0
0
0
0
0
0
0
0
0
0
0
0
0
0
0
0
0
0
0
0
0
0
0
0
0
0
0
0
0
0
0
0
0
0
0
0
0
0
0
0
0
0
0
0
0
0
0
0
0
0
0
0
0
0
0
0
0
0
0
0
0
0
0
0
0
0
0
0
0
0
0
0
0
0
0
0
0
0
0
0
0
0
0
0
0
0
0
0
0
0
0
0
0
0
0
0
0
0
0
0
0
0
0
0
0
0
0
0
0
0
0
0
0
0
0
0
0
0
0
0
0
0
0
0
0
0
0
0
0
0
0
0
0
0
0
0
0
0
0
0
0
0
0
0
0
0
0
0
0
0
0
0
0
0
0
0
0
0
0
0
0
0
0
0
0
0
0
0
0
0
0
0
0
0
0
0
0
0
0
0
0
0
0
0
0
0
0
0
0
0
0
0
0
0
0
0
0
0
0
0
0
0
0
0
0
0
0
0
0
0
0
0
0
0
0
0
0
0
0
0
0
0
0
0
0
0
0
0
0
0
0
0
0
0
0
0
0
0
0
0
0
0
0
0
0
0
0
0
0
0
0
0
0
0
0
0
0
0
0
0
0
0
0
0
0
0
0
0
0
0
0
0
0
0
0
0
0
0
0
0
0
0
0
0
0
0
0
0
0
0
0
0
0
0
0
0
0
0
0
0
0
0
0
0
0
0
0
0
0
0
0
0
0
0
0
0
0
0
0
0
0
0
0
0
0
0
0
0
0
0
0
0
0
0
0
0
0
0
0
0
0
0
0
0
0
0
0
0
0
0
0
0
0
0
0
0
0
0
0
0
0
0
0
0
0
0
0
0
0
0
0
0
0
0
0
0
0
0
0
0
0
0
0
0
0
0
0
0
0
0
0
0
0
0
0
0
0
0
0
0
0
0
0
0
0
0
0
0
0
0
0
0
0
0
0
0
0
0
0
0
0
0
0
0
0
0
0
0
0
0
0
0
0
0
0
0
0
0
0
0
0
0
0
0
0
0
0
0
0
0
0
0
0
0
0
0
0
0
0
0
0
0
0
0
0
0
0
0
0
0
0
0
0
0
0
0
0
0
0
0
0
0
0
0
0
0
0
0
0
0
0
0
0
0
0
0
0
0
0
0
0
0
0
0
0
0
0
0
0
0
0
0
0
0
0
0
0
0
0
0
0
0
0
0
0
0
0
0
0
0
0
0
0
0
0
0
0
0
0
0
0
0
0
0
0
0
0
0
0
0
0
0
0
0
0
0
0
0
0
0
0
0
0
0
0
0
0
0
0
0
0
0
0
0
0
0
0
0
0
0
0
0
0
0
0
0
0
0
0
0
0
0
0
0
0
0
0
0
0
0
0
0
0
0
0
0
0
0
0
0
0
0
0
0
0
0
0
0
0
0
0
0
0
0
0
0
0
0
0
0
0
0
0
0
0
0
0
0
0
0
0
0
0
0
0
0
0
0
0
0
0
0
0
0
0
0
0
0
0
0
0
0
0
0
0
0
0
0
0
0
0
0
0
0
0
0
0
0
0
0
0
0
0
0
0
0
0
0
0
0
0
0
0
0
0
0
0
0
0
0
0
0
0
0
0
0
0
0
0
0
0
0
0
0
0
0
0
0
0
0
0
0
0
0
0
0
0
0
0
0
0
0
0
0
0
0
0
0
0
0
0
0
0
0
0
0
0
0
0
0
0
0
0
0
0
0
0
0
0
0
0
0
0
0
0
0
0
0
0
0
0
0
0
0
0
0
0
0
0
0
0
0
0
0
0
0
0
0
0
0
0
0
0
0
0
0
0
0
0
0
0
0
0
0
0
0
0
0
0
0
0
0
0
0
0
0
0
0
0
0
0
0
0
0
0
0
0
0
0
0
0
0
0
0
0
0
0
0
0
0
0
0
0
0
0
0
0
0
0
0
0
0
0
0
0
0
0
0
0
0
0
0
0
0
0
0
0
0
0
0
0
0
0
0
0
0
0
0
0
0
0
0
0
0
0
0
0
0
0
0
0
0
0
0
0
0
0
0
0
0
0
0
0
0
0
0
0
0
0
0
0
0
0
0
0
0
0
0
0
0
0
0
0
0
0
0
0
0
0
0
0
0
0
0
0
0
0
0
0
0
0
0
0
0
0
0
0
0
0
0
0
0
0
0
0
0
0
0
0
0
0
0
0
0
0
0
0
0
0
0
0
0
0
0
0
0
0
0
0
0
0
0
0
0
0
0
0
0
0
0
0
0
0
0
0
0
0
0
0
0
0
0
0
0
0
0
0
0
0
0
0
0
0
0
0
0
0
0
0
0
0
0
0
0
0
0
0
0
0
0
0
0
0
0
0
0
0
0
0
0
0
0
0
0
0
0
0
0
0
0
0
0
0
0
0
0
0
0
0
0
0
0
0
0
0
0
0
0
0
0
0
0
0
0
0
0
0
0
0
0
0
0
0
0
0
0
0
0
0
0
0
0
0
0
0
0
0
0
0
0
0
0
0
0
0
0
0
0
0
0
0
0
0
0
0
0
0
0
0
0
0
0
0
0
0
0
0
0
0
0
0
0
0
0
0
0
0
0
0
0
0
0
0
0
0
0
0
0
0
0
0
0
0
0
0
0
0
0
0
0
0
0
0
0
0
0
0
0
0
0
0
0
0
0
0
0
0
0
0
0
0
0
0
0
0
0
0
0
0
0
0
0
0
0
0
0
0
0
0
0
0
0
0
0
0
0
0
0
0
0
0
0
0
0
0
0
0
0
0
0
0
0
0
0
0
0
0
0
0
0
0
0
0
0
0
0
0
0
0
0
0
0
0
0
0
0
0
0
0
0
0
0
0
0
0
0
0
0
0
0
0
0
0
0
0
0
0
0
0
0
0
0
0
0
0
0
0
0
0
0
0
0
0
0
0
0
0
0
0
0
0
0
0
0
0
0
0
0
0
0
0
0
0
0
0
0
0
0
0
0
0
0
0
0
0
0
0
0
0
0
0
0
0
0
0
0
0
0
0
0
0
0
0
0
0
0
0
0
0
0
0
0
0
0
0
0
0
0
0
0
0
0
0
0
0
0
0
0
0
0
0
0
0
0
0
0
0
0
0
0
0
0
0
0
0
0
0
0
0
0
0
0
0
0
0
0
0
0
0
0
0
0
0
0
0
0
0
0
0
0
0
0
0
0
0
0
0
0
0
0
0
0
0
0
0
0
0
0
0
0
0
0
0
0
0
0
0
0
0
0
0
0
0
0
0
0
0
0
0
0
0
0
0
0
0
0
0
0
0
0
0
0
0
0
0
0
0
0
0
0
0
0
0
0
0
0
0
0
0
0
0
0
0
0
0
0
0
0
0
0
0
0
0
0
0
0
0
0
0
0
0
0
0
0
0
0
0
0
0
0
0
0
0
0
0
0
0
0
0
0
0
0
0
0
0
0
0
0
0
0
0
0
0
0
0
0
0
0
0
0
0
0
0
0
0
0
0
0
0
0
0
0
0
0
0
0
0
0
0
0
0
0
0
0
0
0
0
0
0
0
0
0
0
0
0
0
0
0
0
0
0
0
0
0
0
0
0
0
0
0
0
0
0
0
0
0
0
0
0
0
0
0
0
0
0
0
0
0
0
0
0
0
0
0
0
0
0
0
0
0
0
0
0
0
0
0
0
0
0
0
0
0
0
0
0
0
0
0
0
0
0
0
0
0
0
0
0
0
0
0
0
0
0
0
0
0
0
0
0
0
0
0
0
0
0
0
0
0
0
0
0
0
0
0
0
0
0
0
0
0
0
0
0
0
0
0
0
0
0
0
0
0
0
0
0
0
0
0
0
0
0
0
0
0
0
0
0
0
0
0
0
0
0
0
0
0
0
0
0
0
0
0
0
0
0
0
0
0
0
0
0
0
0
0
0
0
0
0
0
0
0
0
0
0
0
0
0
0
0
0
0
0
0
0
0
0
0
0
0
0
0
0
0
0
0
0
0
0
0
0
0
0
0
0
0
0
0
0
0
0
0
0
0
0
0
0
0
0
0
0
0
0
0
0
0
0
0
0
0
0
0
0
0
0
0
0
0
0
0
0
0
0
0
0
0
0
0
0
0
0
0
0
0
0
0
0
0
0
0
0
0
0
0
0
0
0
0
0
0
0
0
0
0
0
0
0
0
0
0
0
0
0
0
0
0
0
0
0
0
0
0
0
0
0
0
0
0
0
0
0
0
0
0
0
0
0
0
0
0
0
0
0
0
0
0
0
0
0
0
0
0
0
0
0
0
0
0
0
0
0
0
0
0
0
0
0
0
0
0
0
0
0
0
0
0
0
0
0
0
0
0
0
0
0
0
0
0
0
0
0
0
0
0
0
0
0
0
0
0
0
0
0
0
0
0
0
0
0
0
0
0
0
0
0
0
0
0
0
0
0
0
0
0
0
0
0
0
0
0
0
0
0
0
0
0
0
0
0
0
0
0
0
0
0
0
0
0
0
0
0
0
0
0
0
0
0
0
0
0
0
0
0
0
0
0
0
0
0
0
0
0
0
0
0
0
0
0
0
0
0
0
0
0
0
0
0
0
0
0
0
0
0
0
0
0
0
0
0
0
0
0
0
0
0
0
0
0
0
0
0
0
0
0
0
0
0
0
0
0
0
0
0
0
0
0
0
0
0
0
0
0
0
0
0
0
0
0
0
0
0
0
0
0
0
0
0
0
0
0
0
0
0
0
0
0
0
0
0
0
0
0
0
0
0
0
0
0
0
0
0
0
0
0
0
0
0
0
0
0
0
0
0
0
0
0
0
0
0
0
0
0
0
0
0
0
0
0
0
0
0
0
0
0
0
0
0
0
0
0
0
0
0
0
0
0
0
0
0
0
0
0
0
0
0
0
0
0
0
0
0
0
0
0
0
0
0
0
0
0
0
0
0
0
0
0
0
0
0
0
0
0
0
0
0
0
0
0
0
0
0
0
0
0
0
0
0
0
0
0
0
0
0
0
0
0
0
0
0
0
0
0
0
0
0
0
0
0
0
0
0
0
0
0
0
0
0
0
0
0
0
0
0
0
0
0
0
0
0
0
0
0
0
0
0
0
0
0
0
0
0
0
0
0
0
0
0
0
0
0
0
0
0
0
0
0
0
0
0
0
0
0
0
0
0
0
0
0
0
0
0
0
0
0
0
0
0
0
0
0
0
0
0
0
0
0
0
0
0
0
0
0
0
0
0
0
0
0
0
0
0
0
0
0
0
0
0
0
0
0
0
0
0
0
0
0
0
0
0
0
0
0
0
0
0
0
0
0
0
0
0
0
0
0
0
0
0
0
0
0
0
0
0
0
0
0
0
0
0
0
0
0
0
0
0
0
0
0
0
0
0
0
0
0
0
0
0
0
0
0
0
0
0
0
0
0
0
0
0
0
0
0
0
0
0
0
0
0
0
0
0
0
0
0
0
0
0
0
0
0
0
0
0
0
0
0
0
0
0
0
0
0
0
0
0
0
0
0
0
0
0
0
0
0
0
0
0
0
0
0
0
0
0
0
0
0
0
0
0
0
0
0
0
0
0
0
0
0
0
0
0
0
0
0
0
0
0
0
0
0
0
0
0
0
0
0
0
0
0
0
0
0
0
0
0
0
0
0
0
0
0
0
0
0
0
0
0
0
0
0
0
0
0
0
0
0
0
0
0
0
0
0
0
0
0
0
0
0
0
0
0
0
0
0
0
0
0
0
0
0
0
0
0
0
0
0
0
0
0
0
0
0
0
0
0
0
0
0
0
0
0
0
0
0
0
0
0
0
0
0
0
0
0
0
0
0
0
0
0
0
0
0
0
0
0
0
0
0
0
0
0
0
0
0
0
0
0
0
0
0
0
0
0
0
0
0
0
0
0
0
0
0
0
0
0
0
0
0
0
0
0
0
0
0
0
0
0
0
0
0
0
0
0
0
0
0
0
0
0
0
0
0
0
0
0
0
0
0
0
0
0
0
0
0
0
0
0
0
0
0
0
0
0
0
0
0
0
0
0
0
0
0
0
0
0
0
0
0
0
0
0
0
0
0
0
0
0
0
0
0
0
0
0
0
0
0
0
0
0
0
0
0
0
0
0
0
0
0
0
0
0
0
0
0
0
0
0
0
0
0
0
0
0
0
0
0
0
0
0
0
0
0
0
0
0
0
0
0
0
0
0
0
0
0
0
0
0
0
0
0
0
0
0
0
0
0
0
0
0
0
0
0
0
0
0
0
0
0
0
0
0
0
0
0
0
0
0
0
0
0
0
0
0
0
0
0
0
0
0
0
0
0
0
0
0
0
0
0
0
0
0
0
0
0
0
0
0
0
0
0
0
0
0
0
0
0
0
0
0
0
0
0
0
0
0
0
0
0
0
0
0
0
0
0
0
0
0
0
0
0
0
0
0
0
0
0
0
0
0
0
0
0
0
0
0
0
0
0
0
0
0
0
0
0
0
0
0
0
0
0
0
0
0
0
0
0
0
0
0
0
0
0
0
0
0
0
0
0
0
0
0
0
0
0
0
0
0
0
0
0
0
0
0
0
0
0
0
0
0
0
0
0
0
0
0
0
0
0
0
0
0
0
0
0
0
0
0
0
0
0
0
0
0
0
0
0
0
0
0
0
0
0
0
0
0
0
0
0
0
0
0
0
0
0
0
0
0
0
0
0
0
0
0
0
0
0
0
0
0
0
0
0
0
0
0
0
0
0
0
0
0
0
0
0
0
0
0
0
0
0
0
0
0
0
0
0
0
0
0
0
0
0
0
0
0
0
0
0
0
0
0
0
0
0
0
0
0
0
0
0
0
0
0
0
0
0
0
0
0
0
0
0
0
0
0
0
0
0
0
0
0
0
0
0
0
0
0
0
0
0
0
0
0
0
0
0
0
0
0
0
0
0
0
0
0
0
0
0
0
0
0
0
0
0
0
0
0
0
0
0
0
0
0
0
0
0
0
0
0
0
0
0
0
0
0
0
0
0
0
0
0
0
0
0
0
0
0
0
0
0
0
0
0
0
0
0
0
0
0
0
0
0
0
0
0
0
0
0
0
0
0
0
0
0
0
0
0
0
0
0
0
0
0
0
0
0
0
0
0
0
0
0
0
0
0
0
0
0
0
0
0
0
0
0
0
0
0
0
0
0
0
0
0
0
0
0
0
0
0
0
0
0
0
0
0
0
0
0
0
0
0
0
0
0
0
0
0
0
0
0
0
0
0
0
0
0
0
0
0
0
0
0
0
0
0
0
0
0
0
0
0
0
0
0
0
0
0
0
0
0
0
0
0
0
0
0
0
0
0
0
0
0
0
0
0
0
0
0
0
0
0
0
0
0
0
0
0
0
0
0
0
0
0
0
0
0
0
0
0
0
0
0
0
0
0
0
0
0
0
0
0
0
0
0
0
0
0
0
0
0
0
0
0
0
0
0
0
0
0
0
0
0
0
0
0
0
0
0
0
0
0
0
0
0
0
0
0
0
0
0
0
0
0
0
0
0
0
0
0
0
0
0
0
0
0
0
0
0
0
0
0
0
0
0
0
0
0
0
0
0
0
0
0
0
0
0
0
0
0
0
0
0
0
0
0
0
0
0
0
0
0
0
0
0
0
0
0
0
0
0
0
0
0
0
0
0
0
0
0
0
0
0
0
0
0
0
0
0
0
0
0
0
0
0
0
0
0
0
0
0
0
0
0
0
0
0
0
0
0
0
0
0
0
0
0
0
0
0
0
0
0
0
0
0
0
0
0
0
0
0
0
0
0
0
0
0
0
0
0
0
0
0
0
0
0
0
0
0
0
0
0
0
0
0
0
0
0
0
0
0
0
0
0
0
0
0
0
0
0
0
0
0
0
0
0
0
0
0
0
0
0
0
0
0
0
0
0
0
0
0
0
0
0
0
0
0
0
0
0
0
0
0
0
0
0
0
0
0
0
0
0
0
0
0
0
0
0
0
0
0
0
0
0
0
0
0
0
0
0
0
0
0
0
0
0
0
0
0
0
0
0
0
0
0
0
0
0
0
0
0
0
0
0
0
0
0
0
0
0
0
0
0
0
0
0
0
0
0
0
0
0
0
0
0
0
0
0
0
0
0
0
0
0
0
0
0
0
0
0
0
0
0
0
0
0
0
0
0
0
0
0
0
0
0
0
0
0
0
0
0
0
0
0
0
0
0
0
0
0
0
0
0
0
0
0
0
0
0
0
0
0
0
0
0
0
0
0
0
0
0
0
0
0
0
0
0
0
0
0
0
0
0
0
0
0
0
0
0
0
0
0
0
0
0
0
0
0
0
0
0
0
0
0
0
0
0
0
0
0
0
0
0
0
0
0
0
0
0
0
0
0
0
0
0
0
0
0
0
0
0
0
0
0
0
0
0
0
0
0
0
0
0
0
0
0
0
0
0
0
0
0
0
0
0
0
0
0
0
0
0
0
0
0
0
0
0
0
0
0
0
0
0
0
0
0
0
0
0
0
0
0
0
0
0
0
0
0
0
0
0
0
0
0
0
0
0
0
0
0
0
0
0
0
0
0
0
0
0
0
0
0
0
0
0
0
0
0
0
0
0
0
0
0
0
0
0
0
0
0
0
0
0
0
0
0
0
0
0
0
0
0
0
0
0
0
0
0
0
0
0
0
0
0
0
0
0
0
0
0
0
0
0
0
0
0
0
0
0
0
0
0
0
0
0
0
0
0
0
0
0
0
0
0
0
0
0
0
0
0
0
0
0
0
0
0
0
0
0
0
0
0
0
0
0
0
0
0
0
0
0
0
0
0
0
0
0
0
0
0
0
0
0
0
0
0
0
0
0
0
0
0
0
0
0
0
0
0
0
0
0
0
0
0
0
0
0
0
0
0
0
0
0
0
0
0
0
0
0
0
0
0
0
0
0
0
0
0
0
0
0
0
0
0
0
0
0
0
0
0
0
0
0
0
0
0
0
0
0
0
0
0
0
0
0
0
0
0
0
0
0
0
0
0
0
0
0
0
0
0
0
0
0
0
0
0
0
0
0
0
0
0
0
0
0
0
0
0
0
0
0
0
0
0
0
0
0
0
0
0
0
0
0
0
0
0
0
0
0
0
0
0
0
0
0
0
0
0
0
0
0
0
0
0
0
0
0
0
0
0
0
0
0
0
0
0
0
0
0
0
0
0
0
0
0
0
0
0
0
0
0
0
0
0
0
0
0
0
0
0
0
0
0
0
0
0
0
0
0
0
0
0
0
0
0
0
0
0
0
0
0
0
0
0
0
0
0
0
0
0
0
0
0
0
0
0
0
0
0
0
0
0
0
0
0
0
0
0
0
0
0
0
0
0
0
0
0
0
0
0
0
0
0
0
0
0
0
0
0
0
0
0
0
0
0
0
0
0
0
0
0
0
0
0
0
0
0
0
0
0
0
0
0
0
0
0
0
0
0
0
0
0
0
0
0
0
0
0
0
0
0
0
0
0
0
0
0
0
0
0
0
0
0
0
0
0
0
0
0
0
0
0
0
0
0
0
0
0
0
0
0
0
0
0
0
0
0
0
0
0
0
0
0
0
0
0
0
0
0
0
0
0
0
0
0
0
0
0
0
0
0
0
0
0
0
0
0
0
0
0
0
0
0
0
0
0
0
0
0
0
0
0
0
0
0
0
0
0
0
0
0
0
0
0
0
0
0
0
0
0
0
0
0
0
0
0
0
0
0
0
0
0
0
0
0
0
0
0
0
0
0
0
0
0
0
0
0
0
0
0
0
0
0
0
0
0
0
0
0
0
0
0
0
0
0
0
0
0
0
0
0
0
0
0
0
0
0
0
0
0
0
0
0
0
0
0
0
0
0
0
0
0
0
0
0
0
0
0
0
0
0
0
0
0
0
0
0
0
0
0
0
0
0
0
0
0
0
0
0
0
0
0
0
0
0
0
0
0
0
0
0
0
0
0
0
0
0
0
0
0
0
0
0
0
0
0
0
0
0
0
0
0
0
0
0
0
0
0
0
0
0
0
0
0
0
0
0
0
0
0
0
0
0
0
0
0
0
0
0
0
0
0
0
0
0
0
0
0
0
0
0
0
0
0
0
0
0
0
0
0
0
0
0
0
0
0
0
0
0
0
0
0
0
0
0
0
0
0
0
0
0
0
0
0
0
0
0
0
0
0
0
0
0
0
0
0
0
0
0
0
0
0
0
0
0
0
0
0
0
0
0
0
0
0
0
0
0
0
0
0
0
0
0
0
0
0
0
0
0
0
0
0
0
0
0
0
0
0
0
0
0
0
0
0
0
0
0
0
0
0
0
0
0
0
0
0
0
0
0
0
0
0
0
0
0
0
0
0
0
0
0
0
0
0
0
0
0
0
0
0
0
0
0
0
0
0
0
0
0
0
0
0
0
0
0
0
0
0
0
0
0
0
0
0
0
0
0
0
0
0
0
0
0
0
0
0
0
0
0
0
0
0
0
0
0
0
0
0
0
0
0
0
0
0
0
0
0
0
0
0
0
0
0
0
0
0
0
0
0
0
0
0
0
0
0
0
0
0
0
0
0
0
0
0
0
0
0
0
0
0
0
0
0
0
0
0
0
0
0
0
0
0
0
0
0
0
0
0
0
0
0
0
0
0
0
0
0
0
0
0
0
0
0
0
0
0
0
0
0
0
0
0
0
0
0
0
0
0
0
0
0
0
0
0
0
0
0
0
0
0
0
0
0
0
0
0
0
0
0
0
0
0
0
0
0
0
0
0
0
0
0
0
0
0
0
0
0
0
0
0
0
0
0
0
0
0
0
0
0
0
0
0
0
0
0
0
0
0
0
0
0
0
0
0
0
0
0
0
0
0
0
0
0
0
0
0
0
0
0
0
0
0
0
0
0
0
0
0
0
0
0
0
0
0
0
0
0
0
0
0
0
0
0
0
0
0
0
0
0
0
0
0
0
0
0
0
0
0
0
0
0
0
0
0
0
0
0
0
0
0
0
0
0
0
0
0
0
0
0
0
0
0
0
0
0
0
0
0
0
0
0
0
0
0
0
0
0
0
0
0
0
0
0
0
0
0
0
0
0
0
0
0
0
0
0
0
0
0
0
0
0
0
0
0
0
0
0
0
0
0
0
0
0
0
0
0
0
0
0
0
0
0
0
0
0
0
0
0
0
0
0
0
0
0
0
0
0
0
0
0
0
0
0
0
0
0
0
0
0
0
0
0
0
0
0
0
0
0
0
0
0
0
0
0
0
0
0
0
0
0
0
0
0
0
0
0
0
0
0
0
0
0
0
0
0
0
0
0
0
0
0
0
0
0
0
0
0
0
0
0
0
0
0
0
0
0
0
0
0
0
0
0
0
0
0
0
0
0
0
0
0
0
0
0
0
0
0
0
0
0
0
0
0
0
0
0
0
0
0
0
0
0
0
0
0
0
0
0
0
0
0
0
0
0
0
0
0
0
0
0
0
0
0
0
0
0
0
0
0
0
0
0
0
0
0
0
0
0
0
0
0
0
0
0
0
0
0
0
0
0
0
0
0
0
0
0
0
0
0
0
0
0
0
0
0
0
0
0
0
0
0
0
0
0
0
0
0
0
0
0
0
0
0
0
0
0
0
0
0
0
0
0
0
0
0
0
0
0
0
0
0
0
0
0
0
0
0
0
0
0
0
0
0
0
0
0
0
0
0
0
0
0
0
0
0
0
0
0
0
0
0
0
0
0
0
0
0
0
0
0
0
0
0
0
0
0
0
0
0
0
0
0
0
0
0
0
0
0
0
0
0
0
0
0
0
0
0
0
0
0
0
0
0
0
0
0
0
0
0
0
0
0
0
0
0
0
0
0
0
0
0
0
0
0
0
0
0
0
0
0
0
0
0
0
0
0
0
0
0
0
0
0
0
0
0
0
0
0
0
0
0
0
0
0
0
0
0
0
0
0
0
0
0
0
0
0
0
0
0
0
0
0
0
0
0
0
0
0
0
0
0
0
0
0
0
0
0
0
0
0
0
0
0
0
0
0
0
0
0
0
0
0
0
0
0
0
0
0
0
0
0
0
0
0
0
0
0
0
0
0
0
0
0
0
0
0
0
0
0
0
0
0
0
0
0
0
0
0
0
0
0
0
0
0
0
0
0
0
0
0
0
0
0
0
0
0
0
0
0
0
0
0
0
0
0
0
0
0
0
0
0
0
0
0
0
0
0
0
0
0
0
0
0
0
0
0
0
0
0
0
0
0
0
0
0
0
0
0
0
0
0
0
0
0
0
0
0
0
0
0
0
0
0
0
0
0
0
0
0
0
0
0
0
0
0
0
0
0
0
0
0
0
0
0
0
0
0
0
0
0
0
0
0
0
0
0
0
0
0
0
0
0
0
0
0
0
0
0
0
0
0
0
0
0
0
0
0
0
0
0
0
0
0
0
0
0
0
0
0
0
0
0
0
0
0
0
0
0
0
0
0
0
0
0
0
0
0
0
0
0
0
0
0
0
0
0
0
0
0
0
0
0
0
0
0
0
0
0
0
0
0
0
0
0
0
0
0
0
0
0
0
0
0
0
0
0
0
0
0
0
0
0
0
0
0
0
0
0
0
0
0
0
0
0
0
0
0
0
0
0
0
0
0
0
0
0
0
0
0
0
0
0
0
0
0
0
0
0
0
0
0
0
0
0
0
0
0
0
0
0
0
0
0
0
0
0
0
0
0
0
0
0
0
0
0
0
0
0
0
0
0
0
0
0
0
0
0
0
0
0
0
0
0
0
0
0
0
0
0
0
0
0
0
0
0
0
0
0
0
0
0
0
0
0
0
0
0
0
0
0
0
0
0
0
0
0
0
0
0
0
0
0
0
0
0
0
0
0
0
0
0
0
0
0
0
0
0
0
0
0
0
0
0
0
0
0
0
0
0
0
0
0
0
0
0
0
0
0
0
0
0
0
0
0
0
0
0
0
0
0
0
0
0
0
0
0
0
0
0
0
0
0
0
0
0
0
0
0
0
0
0
0
0
0
0
0
0
0
0
0
0
0
0
0
0
0
0
0
0
0
0
0
0
0
0
0
0
0
0
0
0
0
0
0
0
0
0
0
0
0
0
0
0
0
0
0
0
0
0
0
0
0
0
0
0
0
0
0
0
0
0
0
0
0
0
0
0
0
0
0
0
0
0
0
0
0
0
0
0
0
0
0
0
0
0
0
0
0
0
0
0
0
0
0
0
0
0
0
0
0
0
0
0
0
0
0
0
0
0
0
0
0
0
0
0
0
0
0
0
0
0
0
0
0
0
0
0
0
0
0
0
0
0
0
0
0
0
0
0
0
0
0
0
0
0
0
0
0
0
0
0
0
0
0
0
0
0
0
0
0
0
0
0
0
0
0
0
0
0
0
0
0
0
0
0
0
0
0
0
0
0
0
0
0
0
0
0
0
0
0
0
0
0
0
0
0
0
0
0
0
0
0
0
0
0
0
0
0
0
0
0
0
0
0
0
0
0
0
0
0
0
0
0
0
0
0
0
0
0
0
0
0
0
0
0
0
0
0
0
0
0
0
0
0
0
0
0
0
0
0
0
0
0
0
0
0
0
0
0
0
0
0
0
0
0
0
0
0
0
0
0
0
0
0
0
0
0
0
0
0
0
0
0
0
0
0
0
0
0
0
0
0
0
0
0
0
0
0
0
0
0
0
0
0
0
0
0
0
0
0
0
0
0
0
0
0
0
0
0
0
0
0
0
0
0
0
0
0
0
0
0
0
0
0
0
0
0
0
0
0
0
0
0
0
0
0
0
0
0
0
0
0
0
0
0
0
0
0
0
0
0
0
0
0
0
0
0
0
0
0
0
0
0
0
0
0
0
0
0
0
0
0
0
0
0
0
0
0
0
0
0
0
0
0
0
0
0
0
0
0
0
0
0
0
0
0
0
0
0
0
0
0
0
0
0
0
0
0
0
0
0
0
0
0
0
0
0
0
0
0
0
0
0
0
0
0
0
0
0
0
0
0
0
0
0
0
0
0
0
0
0
0
0
0
0
0
0
0
0
0
0
0
0
0
0
0
0
0
0
0
0
0
0
0
0
0
0
0
0
0
0
0
0
0
0
0
0
0
0
0
0
0
0
0
0
0
0
0
0
0
0
0
0
0
0
0
0
0
0
0
0
0
0
0
0
0
0
0
0
0
0
0
0
0
0
0
0
0
0
0
0
0
0
0
0
0
0
0
0
0
0
0
0
0
0
0
0
0
0
0
0
0
0
0
0
0
0
0
0
0
0
0
0
0
0
0
0
0
0
0
0
0
0
0
0
0
0
0
0
0
0
0
0
0
0
0
0
0
0
0
0
0
0
0
0
0
0
0
0
0
0
0
0
0
0
0
0
0
0
0
0
0
0
0
0
0
0
0
0
0
0
0
0
0
0
0
0
0
0
0
0
0
0
0
0
0
0
0
0
0
0
0
0
0
0
0
0
0
0
0
0
0
0
0
0
0
0
0
0
0
0
0
0
0
0
0
0
0
0
0
0
0
0
0
0
0
0
0
0
0
0
0
0
0
0
0
0
0
0
0
0
0
0
0
0
0
0
0
0
0
0
0
0
0
0
0
0
0
0
0
0
0
0
0
0
0
0
0
0
0
0
0
0
0
0
0
0
0
0
0
0
0
0
0
0
0
0
0
0
0
0
0
0
0
0
0
0
0
0
0
0
0
0
0
0
0
0
0
0
0
0
0
0
0
0
0
0
0
0
0
0
0
0
0
0
0
0
0
0
0
0
0
0
0
0
0
0
0
0
0
0
0
0
0
0
0
0
0
0
0
0
0
0
0
0
0
0
0
0
0
0
0
0
0
0
0
0
0
0
0
0
0
0
0
0
0
0
0
0
0
0
0
0
0
0
0
0
0
0
0
0
0
0
0
0
0
0
0
0
0
0
0
0
0
0
0
0
0
0
0
0
0
0
0
0
0
0
0
0
0
0
0
0
0
0
0
0
0
0
0
0
0
0
0
0
0
0
0
0
0
0
0
0
0
0
0
0
0
0
0
0
0
0
0
0
0
0
0
0
0
0
0
0
0
0
0
0
0
0
0
0
0
0
0
0
0
0
0
0
0
0
0
0
0
0
0
0
0
0
0
0
0
0
0
0
0
0
0
0
0
0
0
0
0
0
0
0
0
0
0
0
0
0
0
0
0
0
0
0
0
0
0
0
0
0
0
0
0
0
0
0
0
0
0
0
0
0
0
0
0
0
0
0
0
0
0
0
0
0
0
0
0
0
0
0
0
0
0
0
0
0
0
0
0
0
0
0
0
0
0
0
0
0
0
0
0
0
0
0
0
0
0
0
0
0
0
0
0
0
0
0
0
0
0
0
0
0
0
0
0
0
0
0
0
0
0
0
0
0
0
0
0
0
0
0
0
0
0
0
0
0
0
0
0
0
0
0
0
0
0
0
0
0
0
0
0
0
0
0
0
0
0
0
0
0
0
0
0
0
0
0
0
0
0
0
0
0
0
0
0
0
0
0
0
0
0
0
0
0
0
0
0
0
0
0
0
0
0
0
0
0
0
0
0
0
0
0
0
0
0
0
0
0
0
0
0
0
0
0
0
0
0
0
0
0
0
0
0
0
0
0
0
0
0
0
0
0
0
0
0
0
0
0
0
0
0
0
0
0
0
0
0
0
0
0
0
0
0
0
0
0
0
0
0
0
0
0
0
0
0
0
0
0
0
0
0
0
0
0
0
0
0
0
0
0
0
0
0
0
0
0
0
0
0
0
0
0
0
0
0
0
0
0
0
0
0
0
0
0
0
0
0
0
0
0
0
0
0
0
0
0
0
0
0
0
0
0
0
0
0
0
0
0
0
0
0
0
0
0
0
0
0
0
0
0
0
0
0
0
0
0
0
0
0
0
0
0
0
0
0
0
0
0
0
0
0
0
0
0
0
0
0
0
0
0
0
0
0
0
0
0
0
0
0
0
0
0
0
0
0
0
0
0
0
0
0
0
0
0
0
0
0
0
0
0
0
0
0
0
0
0
0
0
0
0
0
0
0
0
0
0
0
0
0
0
0
0
0
0
0
0
0
0
0
0
0
0
0
0
0
0
0
0
0
0
0
0
0
0
0
0
0
0
0
0
0
0
0
0
0
0
0
0
0
0
0
0
0
0
0
0
0
0
0
0
0
0
0
0
0
0
0
0
0
0
0
0
0
0
0
0
0
0
0
0
0
0
0
0
0
0
0
0
0
0
0
0
0
0
0
0
0
0
0
0
0
0
0
0
0
0
0
0
0
0
0
0
0
0
0
0
0
0
0
0
0
0
0
0
0
0
0
0
0
0
0
0
0
0
0
0
0
0
0
0
0
0
0
0
0
0
0
0
0
0
0
0
0
0
0
0
0
0
0
0
0
0
0
0
0
0
0
0
0
0
0
0
0
0
0
0
0
0
0
0
0
0
0
0
0
0
0
0
0
0
0
0
0
0
0
0
0
0
0
0
0
0
0
0
0
0
0
0
0
0
0
0
0
0
0
0
0
0
0
0
0
0
0
0
0
0
0
0
0
0
0
0
0
0
0
0
0
0
0
0
0
0
0
0
0
0
0
0
0
0
0
0
0
0
0
0
0
0
0
0
0
0
0
0
0
0
0
0
0
0
0
0
0
0
0
0
0
0
0
0
0
0
0
0
0
0
0
0
0
0
0
0
0
0
0
0
0
0
0
0
0
0
0
0
0
0
0
0
0
0
0
0
0
0
0
0
0
0
0
0
0
0
0
0
0
0
0
0
0
0
0
0
0
0
0
0
0
0
0
0
0
0
0
0
0
0
0
0
0
0
0
0
0
0
0
0
0
0
0
0
0
0
0
0
0
0
0
0
0
0
0
0
0
0
0
0
0
0
0
0
0
0
0
0
0
0
0
0
0
0
0
0
0
0
0
0
0
0
0
0
0
0
0
0
0
0
0
0
0
0
0
0
0
0
0
0
0
0
0
0
0
0
0
0
0
0
0
0
0
0
0
0
0
0
0
0
0
0
0
0
0
0
0
0
0
0
0
0
0
0
0
0
0
0
0
0
0
0
0
0
0
0
0
0
0
0
0
0
0
0
0
0
0
0
0
0
0
0
0
0
0
0
0
0
0
0
0
0
0
0
0
0
0
0
0
0
0
0
0
0
0
0
0
0
0
0
0
0
0
0
0
0
0
0
0
0
0
0
0
0
0
0
0
0
0
0
0
0
0
0
0
0
0
0
0
0
0
0
0
0
0
0
0
0
0
0
0
0
0
0
0
0
0
0
0
0
0
0
0
0
0
0
0
0
0
0
0
0
0
0
0
0
0
0
0
0
0
0
0
0
0
0
0
0
0
0
0
0
0
0
0
0
0
0
0
0
0
0
0
0
0
0
0
0
0
0
0
0
0
0
0
0
0
0
0
0
0
0
0
0
0
0
0
0
0
0
0
0
0
0
0
0
0
0
0
0
0
0
0
0
0
0
0
0
0
0
0
0
0
0
0
0
0
0
0
0
0
0
0
0
0
0
0
0
0
0
0
0
0
0
0
0
0
0
0
0
0
0
0
0
0
0
0
0
0
0
0
0
0
0
0
0
0
0
0
0
0
0
0
0
0
0
0
0
0
0
0
0
0
0
0
0
0
0
0
0
0
0
0
0
0
0
0
0
0
0
0
0
0
0
0
0
0
0
0
0
0
0
0
0
0
0
0
0
0
0
0
0
0
0
0
0
0
0
0
0
0
0
0
0
0
0
0
0
0
0
0
0
0
0
0
0
0
0
0
0
0
0
0
0
0
0
0
0
0
0
0
0
0
0
0
0
0
0
0
0
0
0
0
0
0
0
0
0
0
0
0
0
0
0
0
0
0
0
0
0
0
0
0
0
0
0
0
0
0
0
0
0
0
0
0
0
0
0
0
0
0
0
0
0
0
0
0
0
0
0
0
0
0
0
0
0
0
0
0
0
0
0
0
0
0
0
0
0
0
0
0
0
0
0
0
0
0
0
0
0
0
0
0
0
0
0
0
0
0
0
0
0
0
0
0
0
0
0
0
0
0
0
0
0
0
0
0
0
0
0
0
0
0
0
0
0
0
0
0
0
0
0
0
0
0
0
0
0
0
0
0
0
0
0
0
0
0
0
0
0
0
0
0
0
0
0
0
0
0
0
0
0
0
0
0
0
0
0
0
0
0
0
0
0
0
0
0
0
0
0
0
0
0
0
0
0
0
0
0
0
0
0
0
0
0
0
0
0
0
0
0
0
0
0
0
0
0
0
0
0
0
0
0
0
0
0
0
0
0
0
0
0
0
0
0
0
0
0
0
0
0
0
0
0
0
0
0
0
0
0
0
0
0
0
0
0
0
0
0
0
0
0
0
0
0
0
0
0
0
0
0
0
0
0
0
0
0
0
0
0
0
0
0
0
0
0
0
0
0
0
0
0
0
0
0
0
0
0
0
0
0
0
0
0
0
0
0
0
0
0
0
0
0
0
0
0
0
0
0
0
0
0
0
0
0
0
0
0
0
0
0
0
0
0
0
0
0
0
0
0
0
0
0
0
0
0
0
0
0
0
0
0
0
0
0
0
0
0
0
0
0
0
0
0
0
0
0
0
0
0
0
0
0
0
0
0
0
0
0
0
0
0
0
0
0
0
0
0
0
0
0
0
0
0
0
0
0
0
0
0
0
0
0
0
0
0
0
0
0
0
0
0
0
0
0
0
0
0
0
0
0
0
0
0
0
0
0
0
0
0
0
0
0
0
0
0
0
0
0
0
0
0
0
0
0
0
0
0
0
0
0
0
0
0
0
0
0
0
0
0
0
0
0
0
0
0
0
0
0
0
0
0
0
0
0
0
0
0
0
0
0
0
0
0
0
0
0
0
0
0
0
0
0
0
0
0
0
0
0
0
0
0
0
0
0
0
0
0
0
0
0
0
0
0
0
0
0
0
0
0
0
0
0
0
0
0
0
0
0
0
0
0
0
0
0
0
0
0
0
0
0
0
0
0
0
0
0
0
0
0
0
0
0
0
0
0
0
0
0
0
0
0
0
0
0
0
0
0
0
0
0
0
0
0
0
0
0
0
0
0
0
0
0
0
0
0
0
0
0
0
0
0
0
0
0
0
0
0
0
0
0
0
0
0
0
0
0
0
0
0
0
0
0
0
0
0
0
0
0
0
0
0
0
0
0
0
0
0
0
0
0
0
0
0
0
0
0
0
0
0
0
0
0
0
0
0
0
0
0
0
0
0
0
0
0
0
0
0
0
0
0
0
0
0
0
0
0
0
0
0
0
0
0
0
0
0
0
0
0
0
0
0
0
0
0
0
0
0
0
0
0
0
0
0
0
0
0
0
0
0
0
0
0
0
0
0
0
0
0
0
0
0
0
0
0
0
0
0
0
0
0
0
0
0
0
0
0
0
0
0
0
0
0
0
0
0
0
0
0
0
0
0
0
0
0
0
0
0
0
0
0
0
0
0
0
0
0
0
0
0
0
0
0
0
0
0
0
0
0
0
0
0
0
0
0
0
0
0
0
0
0
0
0
0
0
0
0
0
0
0
0
0
0
0
0
0
0
0
0
0
0
0
0
0
0
0
0
0
0
0
0
0
0
0
0
0
0
0
0
0
0
0
0
0
0
0
0
0
0
0
0
0
0
0
0
0
0
0
0
0
0
0
0
0
0
0
0
0
0
0
0
0
0
0
0
0
0
0
0
0
0
0
0
0
0
0
0
0
0
0
0
0
0
0
0
0
0
0
0
0
0
0
0
0
0
0
0
0
0
0
0
0
0
0
0
0
0
0
0
0
0
0
0
0
0
0
0
0
0
0
0
0
0
0
0
0
0
0
0
0
0
0
0
0
0
0
0
0
0
0
0
0
0
0
0
0
0
0
0
0
0
0
0
0
0
0
0
0
0
0
0
0
0
0
0
0
0
0
0
0
0
0
0
0
0
0
0
0
0
0
0
0
0
0
0
0
0
0
0
0
0
0
0
0
0
0
0
0
0
0
0
0
0
0
0
0
0
0
0
0
0
0
0
0
0
0
0
0
0
0
0
0
0
0
0
0
0
0
0
0
0
0
0
0
0
0
0
0
0
0
0
0
0
0
0
0
0
0
0
0
0
0
0
0
0
0
0
0
0
0
0
0
0
0
0
0
0
0
0
0
0
0
0
0
0
0
0
0
0
0
0
0
0
0
0
0
0
0
0
0
0
0
0
0
0
0
0
0
0
0
0
0
0
0
0
0
0
0
0
0
0
0
0
0
0
0
0
0
0
0
0
0
0
0
0
0
0
0
0
0
0
0
0
0
0
0
0
0
0
0
0
0
0
0
0
0
0
0
0
0
0
0
0
0
0
0
0
0
0
0
0
0
0
0
0
0
0
0
0
0
0
0
0
0
0
0
0
0
0
0
0
0
0
0
0
0
0
0
0
0
0
0
0
0
0
0
0
0
0
0
0
0
0
0
0
0
0
0
0
0
0
0
0
0
0
0
0
0
0
0
0
0
0
0
0
0
0
0
0
0
0
0
0
0
0
0
0
0
0
0
0
0
0
0
0
0
0
0
0
0
0
0
0
0
0
0
0
0
0
0
0
0
0
0
0
0
0
0
0
0
0
0
0
0
0
0
0
0
0
0
0
0
0
0
0
0
0
0
0
0
0
0
0
0
0
0
0
0
0
0
0
0
0
0
0
0
0
0
0
0
0
0
0
0
0
0
0
0
0
0
0
0
0
0
0
0
0
0
0
0
0
0
0
0
0
0
0
0
0
0
0
0
0
0
0
0
0
0
0
0
0
0
0
0
0
0
0
0
0
0
0
0
0
0
0
0
0
0
0
0
0
0
0
0
0
0
0
0
0
0
0
0
0
0
0
0
0
0
0
0
0
0
0
0
0
0
0
0
0
0
0
0
0
0
0
0
0
0
0
0
0
0
0
0
0
0
0
0
0
0
0
0
0
0
0
0
0
0
0
0
0
0
0
0
0
0
0
0
0
0
0
0
0
0
0
0
0
0
0
0
0
0
0
0
0
0
0
0
0
0
0
0
0
0
0
0
0
0
0
0
0
0
0
0
0
0
0
0
0
0
0
0
0
0
0
0
0
0
0
0
0
0
0
0
0
0
0
0
0
0
0
0
0
0
0
0
0
0
0
0
0
0
0
0
0
0
0
0
0
0
0
0
0
0
0
0
0
0
0
0
0
0
0
0
0
0
0
0
0
0
0
0
0
0
0
0
0
0
0
0
0
0
0
0
0
0
0
0
0
0
0
0
0
0
0
0
0
0
0
0
0
0
0
0
0
0
0
0
0
0
0
0
0
0
0
0
0
0
0
0
0
0
0
0
0
0
0
0
0
0
0
0
0
0
0
0
0
0
0
0
0
0
0
0
0
0
0
0
0
0
0
0
0
0
0
0
0
0
0
0
0
0
0
0
0
0
0
0
0
0
0
0
0
0
0
0
0
0
0
0
0
0
0
0
0
0
0
0
0
0
0
0
0
0
0
0
0
0
0
0
0
0
0
0
0
0
0
0
0
0
0
0
0
0
0
0
0
0
0
0
0
0
0
0
0
0
0
0
0
0
0
0
0
0
0
0
0
0
0
0
0
0
0
0
0
0
0
0
0
0
0
0
0
0
0
0
0
0
0
0
0
0
0
0
0
0
0
0
0
0
0
0
0
0
0
0
0
0
0
0
0
0
0
0
0
0
0
0
0
0
0
0
0
0
0
0
0
0
0
0
0
0
0
0
0
0
0
0
0
0
0
0
0
0
0
0
0
0
0
0
0
0
0
0
0
0
0
0
0
0
0
0
0
0
0
0
0
0
0
0
0
0
0
0
0
0
0
0
0
0
0
0
0
0
0
0
0
0
0
0
0
0
0
0
0
0
0
0
0
0
0
0
0
0
0
0
0
0
0
0
0
0
0
0
0
0
0
0
0
0
0
0
0
0
0
0
0
0
0
0
0
0
0
0
0
0
0
0
0
0
0
0
0
0
0
0
0
0
0
0
0
0
0
0
0
0
0
0
0
0
0
0
0
0
0
0
0
0
0
0
0
0
0
0
0
0
0
0
0
0
0
0
0
0
0
0
0
0
0
0
0
0
0
0
0
0
0
0
0
0
0
0
0
0
0
0
0
0
0
0
0
0
0
0
0
0
0
0
0
0
0
0
0
0
0
0
0
0
0
0
0
0
0
0
0
0
0
0
0
0
0
0
0
0
0
0
0
0
0
0
0
0
0
0
0
0
0
0
0
0
0
0
0
0
0
0
0
0
0
0
0
0
0
0
0
0
0
0
0
0
0
0
0
0
0
0
0
0
0
0
0
0
0
0
0
0
0
0
0
0
0
0
0
0
0
0
0
0
0
0
0
0
0
0
0
0
0
0
0
0
0
0
0
0
0
0
0
0
0
0
0
0
0
0
0
0
0
0
0
0
0
0
0
0
0
0
0
0
0
0
0
0
0
0
0
0
0
0
0
0
0
0
0
0
0
0
0
0
0
0
0
0
0
0
0
0
0
0
0
0
0
0
0
0
0
0
0
0
0
0
0
0
0
0
0
0
0
0
0
0
0
0
0
0
0
0
0
0
0
0
0
0
0
0
0
0
0
0
0
0
0
0
0
0
0
0
0
0
0
0
0
0
0
0
0
0
0
0
0
0
0
0
0
0
0
0
0
0
0
0
0
0
0
0
0
0
0
0
0
0
0
0
0
0
0
0
0
0
0
0
0
0
0
0
0
0
0
0
0
0
0
0
0
0
0
0
0
0
0
0
0
0
0
0
0
0
0
0
0
0
0
0
0
0
0
0
0
0
0
0
0
0
0
0
0
0
0
0
0
0
0
0
0
0
0
0
0
0
0
0
0
0
0
0
0
0
0
0
0
0
0
0
0
0
0
0
0
0
0
0
0
0
0
0
0
0
0
0
0
0
0
0
0
0
0
0
0
0
0
0
0
0
0
0
0
0
0
0
0
0
0
0
0
0
0
0
0
0
0
0
0
0
0
0
0
0
0
0
0
0
0
0
0
0
0
0
0
0
0
0
0
0
0
0
0
0
0
0
0
0
0
0
0
0
0
0
0
0
0
0
0
0
0
0
0
0
0
0
0
0
0
0
0
0
0
0
0
0
0
0
0
0
0
0
0
0
0
0
0
0
0
0
0
0
0
0
0
0
0
0
0
0
0
0
0
0
0
0
0
0
0
0
0
0
0
0
0
0
0
0
0
0
0
0
0
0
0
0
0
0
0
0
0
0
0
0
0
0
0
0
0
0
0
0
0
0
0
0
0
0
0
0
0
0
0
0
0
0
0
0
0
0
0
0
0
0
0
0
0
0
0
0
0
0
0
0
0
0
0
0
0
0
0
0
0
0
0
0
0
0
0
0
0
0
0
0
0
0
0
0
0
0
0
0
0
0
0
0
0
0
0
0
0
0
0
0
0
0
0
0
0
0
0
0
0
0
0
0
0
0
0
0
0
0
0
0
0
0
0
0
0
0
0
0
0
0
0
0
0
0
0
0
0
0
0
0
0
0
0
0
0
0
0
0
0
0
0
0
0
0
0
0
0
0
0
0
0
0
0
0
0
0
0
0
0
0
0
0
0
0
0
0
0
0
0
0
0
0
0
0
0
0
0
0
0
0
0
0
0
0
0
0
0
0
0
0
0
0
0
0
0
0
0
0
0
0
0
0
0
0
0
0
0
0
0
0
0
0
0
0
0
0
0
0
0
0
0
0
0
0
0
0
0
0
0
0
0
0
0
0
0
0
0
0
0
0
0
0
0
0
0
0
0
0
0
0
0
0
0
0
0
0
0
0
0
0
0
0
0
0
0
0
0
0
0
0
0
0
0
0
0
0
0
0
0
0
0
0
0
0
0
0
0
0
0
0
0
0
0
0
0
0
0
0
0
0
0
0
0
0
0
0
0
0
0
0
0
0
0
0
0
0
0
0
0
0
0
0
0
0
0
0
0
0
0
0
0
0
0
0
0
0
0
0
0
0
0
0
0
0
0
0
0
0
0
0
0
0
0
0
0
0
0
0
0
0
0
0
0
0
0
0
0
0
0
0
0
0
0
0
0
0
0
0
0
0
0
0
0
0
0
0
0
0
0
0
0
0
0
0
0
0
0
0
0
0
0
0
0
0
0
0
0
0
0
0
0
0
0
0
0
0
0
0
0
0
0
0
0
0
0
0
0
0
0
0
0
0
0
0
0
0
0
0
0
0
0
0
0
0
0
0
0
0
0
0
0
0
0
0
0
0
0
0
0
0
0
0
0
0
0
0
0
0
0
0
0
0
0
0
0
0
0
0
0
0
0
0
0
0
0
0
0
0
0
0
0
0
0
0
0
0
0
0
0
0
0
0
0
0
0
0
0
0
0
0
0
0
0
0
0
0
0
0
0
0
0
0
0
0
0
0
0
0
0
0
0
0
0
0
0
0
0
0
0
0
0
0
0
0
0
0
0
0
0
0
0
0
0
0
0
0
0
0
0
0
0
0
0
0
0
0
0
0
0
0
0
0
0
0
0
0
0
0
0
0
0
0
0
0
0
0
0
0
0
0
0
0
0
0
0
0
0
0
0
0
0
0
0
0
0
0
0
0
0
0
0
0
0
0
0
0
0
0
0
0
0
0
0
0
0
0
0
0
0
0
0
0
0
0
0
0
0
0
0
0
0
0
0
0
0
0
0
0
0
0
0
0
0
0
0
0
0
0
0
0
0
0
0
0
0
0
0
0
0
0
0
0
0
0
0
0
0
0
0
0
0
0
0
0
0
0
0
0
0
0
0
0
0
0
0
0
0
0
0
0
0
0
0
0
0
0
0
0
0
0
0
0
0
0
0
0
0
0
0
0
0
0
0
0
0
0
0
0
0
0
0
0
0
0
0
0
0
0
0
0
0
0
0
0
0
0
0
0
0
0
0
0
0
0
0
0
0
0
0
0
0
0
0
0
0
0
0
0
0
0
0
0
0
0
0
0
0
0
0
0
0
0
0
0
0
0
0
0
0
0
0
0
0
0
0
0
0
0
0
0
0
0
0
0
0
0
0
0
0
0
0
0
0
0
0
0
0
0
0
0
0
0
0
0
0
0
0
0
0
0
0
0
0
0
0
0
0
0
0
0
0
0
0
0
0
0
0
0
0
0
0
0
0
0
0
0
0
0
0
0
0
0
0
0
0
0
0
0
0
0
0
0
0
0
0
0
0
0
0
0
0
0
0
0
0
0
0
0
0
0
0
0
0
0
0
0
0
0
0
0
0
0
0
0
0
0
0
0
0
0
0
0
0
0
0
0
0
0
0
0
0
0
0
0
0
0
0
0
0
0
0
0
0
0
0
0
0
0
0
0
0
0
0
0
0
0
0
0
0
0
0
0
0
0
0
0
0
0
0
0
0
0
0
0
0
0
0
0
0
0
0
0
0
0
0
0
0
0
0
0
0
0
0
0
0
0
0
0
0
0
0
0
0
0
0
0
0
0
0
0
0
0
0
0
0
0
0
0
0
0
0
0
0
0
0
0
0
0
0
0
0
0
0
0
0
0
0
0
0
0
0
0
0
0
0
0
0
0
0
0
0
0
0
0
0
0
0
0
0
0
0
0
0
0
0
0
0
0
0
0
0
0
0
0
0
0
0
0
0
0
0
0
0
0
0
0
0
0
0
0
0
0
0
0
0
0
0
0
0
0
0
0
0
0
0
0
0
0
0
0
0
0
0
0
0
0
0
0
0
0
0
0
0
0
0
0
0
0
0
0
0
0
0
0
0
0
0
0
0
0
0
0
0
0
0
0
0
0
0
0
0
0
0
0
0
0
0
0
0
0
0
0
0
0
0
0
0
0
0
0
0
0
0
0
0
0
0
0
0
0
0
0
0
0
0
0
0
0
0
0
0
0
0
0
0
0
0
0
0
0
0
0
0
0
0
0
0
0
0
0
0
0
0
0
0
0
0
0
0
0
0
0
0
0
0
0
0
0
0
0
0
0
0
0
0
0
0
0
0
0
0
0
0
0
0
0
0
0
0
0
0
0
0
0
0
0
0
0
0
0
0
0
0
0
0
0
0
0
0
0
0
0
0
0
0
0
0
0
0
0
0
0
0
0
0
0
0
0
0
0
0
0
0
0
0
0
0
0
0
0
0
0
0
0
0
0
0
0
0
0
0
0
0
0
0
0
0
0
0
0
0
0
0
0
0
0
0
0
0
0
0
0
0
0
0
0
0
0
0
0
0
0
0
0
0
0
0
0
0
0
0
0
0
0
0
0
0
0
0
0
0
0
0
0
0
0
0
0
0
0
0
0
0
0
0
0
0
0
0
0
0
0
0
0
0
0
0
0
0
0
0
0
0
0
0
0
0
0
0
0
0
0
0
0
0
0
0
0
0
0
0
0
0
0
0
0
0
0
0
0
0
0
0
0
0
0
0
0
0
0
0
0
0
0
0
0
0
0
0
0
0
0
0
0
0
0
0
0
0
0
0
0
0
0
0
0
0
0
0
0
0
0
0
0
0
0
0
0
0
0
0
0
0
0
0
0
0
0
0
0
0
0
0
0
0
0
0
0
0
0
0
0
0
0
0
0
0
0
0
0
0
0
0
0
0
0
0
0
0
0
0
0
0
0
0
0
0
0
0
0
0
0
0
0
0
0
0
0
0
0
0
0
0
0
0
0
0
0
0
0
0
0
0
0
0
0
0
0
0
0
0
0
0
0
0
0
0
0
0
0
0
0
0
0
0
0
0
0
0
0
0
0
0
0
0
0
0
0
0
0
0
0
0
0
0
0
0
0
0
0
0
0
0
0
0
0
0
0
0
0
0
0
0
0
0
0
0
0
0
0
0
0
0
0
0
0
0
0
0
0
0
0
0
0
0
0
0
0
0
0
0
0
0
0
0
0
0
0
0
0
0
0
0
0
0
0
0
0
0
0
0
0
0
0
0
0
0
0
0
0
0
0
0
0
0
0
0
0
0
0
0
0
0
0
0
0
0
0
0
0
0
0
0
0
0
0
0
0
0
0
0
0
0
0
0
0
0
0
0
0
0
0
0
0
0
0
0
0
0
0
0
0
0
0
0
0
0
0
0
0
0
0
0
0
0
0
0
0
0
0
0
0
0
0
0
0
0
0
0
0
0
0
0
0
0
0
0
0
0
0
0
0
0
0
0
0
0
0
0
0
0
0
0
0
0
0
0
0
0
0
0
0
0
0
0
0
0
0
0
0
0
0
0
0
0
0
0
0
0
0
0
0
0
0
0
0
0
0
0
0
0
0
0
0
0
0
0
0
0
0
0
0
0
0
0
0
0
0
0
0
0
0
0
0
0
0
0
0
0
0
0
0
0
0
0
0
0
0
0
0
0
0
0
0
0
0
0
0
0
0
0
0
0
0
0
0
0
0
0
0
0
0
0
0
0
0
0
0
0
0
0
0
0
0
0
0
0
0
0
0
0
0
0
0
0
0
0
0
0
0
0
0
0
0
0
0
0
0
0
0
0
0
0
0
0
0
0
0
0
0
0
0
0
0
0
0
0
0
0
0
0
0
0
0
0
0
0
0
0
0
0
0
0
0
0
0
0
0
0
0
0
0
0
0
0
0
0
0
0
0
0
0
0
0
0
0
0
0
0
0
0
0
0
0
0
0
0
0
0
0
0
0
0
0
0
0
0
0
0
0
0
0
0
0
0
0
0
0
0
0
0
0
0
0
0
0
0
0
0
0
0
0
0
0
0
0
0
0
0
0
0
0
0
0
0
0
0
0
0
0
0
0
0
0
0
0
0
0
0
0
0
0
0
0
0
0
0
0
0
0
0
0
0
0
0
0
0
0
0
0
0
0
0
0
0
0
0
0
0
0
0
0
0
0
0
0
0
0
0
0
0
0
0
0
0
0
0
0
0
0
0
0
0
0
0
0
0
0
0
0
0
0
0
0
0
0
0
0
0
0
0
0
0
0
0
0
0
0
0
0
0
0
0
0
0
0
0
0
0
0
0
0
0
0
0
0
0
0
0
0
0
0
0
0
0
0
0
0
0
0
0
0
0
0
0
0
0
0
0
0
0
0
0
0
0
0
0
0
0
0
0
0
0
0
0
0
0
0
0
0
0
0
0
0
0
0
0
0
0
0
0
0
0
0
0
0
0
0
0
0
0
0
0
0
0
0
0
0
0
0
0
0
0
0
0
0
0
0
0
0
0
0
0
0
0
0
0
0
0
0
0
0
0
0
0
0
0
0
0
0
0
0
0
0
0
0
0
0
0
0
0
0
0
0
0
0
0
0
0
0
0
0
0
0
0
0
0
0
0
0
0
0
0
0
0
0
0
0
0
0
0
0
0
0
0
0
0
0
0
0
0
0
0
0
0
0
0
0
0
0
0
0
0
0
0
0
0
0
0
0
0
0
0
0
0
0
0
0
0
0
0
0
0
0
0
0
0
0
0
0
0
0
0
0
0
0
0
0
0
0
0
0
0
0
0
0
0
0
0
0
0
0
0
0
0
0
0
0
0
0
0
0
0
0
0
0
0
0
0
0
0
0
0
0
0
0
0
0
0
0
0
0
0
0
0
0
0
0
0
0
0
0
0
0
0
0
0
0
0
0
0
0
0
0
0
0
0
0
0
0
0
0
0
0
0
0
0
0
0
0
0
0
0
0
0
0
0
0
0
0
0
0
0
0
0
0
0
0
0
0
0
0
0
0
0
0
0
0
0
0
0
0
0
0
0
0
0
0
0
0
0
0
0
0
0
0
0
0
0
0
0
0
0
0
0
0
0
0
0
0
0
0
0
0
0
0
0
0
0
0
0
0
0
0
0
0
0
0
0
0
0
0
0
0
0
0
0
0
0
0
0
0
0
0
0
0
0
0
0
0
0
0
0
0
0
0
0
0
0
0
0
0
0
0
0
0
0
0
0
0
0
0
0
0
0
0
0
0
0
0
0
0
0
0
0
0
0
0
0
0
0
0
0
0
0
0
0
0
0
0
0
0
0
0
0
0
0
0
0
0
0
0
0
0
0
0
0
0
0
0
0
0
0
0
0
0
0
0
0
0
0
0
0
0
0
0
0
0
0
0
0
0
0
0
0
0
0
0
0
0
0
0
0
0
0
0
0
0
0
0
0
0
0
0
0
0
0
0
0
0
0
0
0
0
0
0
0
0
0
0
0
0
0
0
0
0
0
0
0
0
0
0
0
0
0
0
0
0
0
0
0
0
0
0
0
0
0
0
0
0
0
0
0
0
0
0
0
0
0
0
0
0
0
0
0
0
0
0
0
0
0
0
0
0
0
0
0
0
0
0
0
0
0
0
0
0
0
0
0
0
0
0
0
0
0
0
0
0
0
0
0
0
0
0
0
0
0
0
0
0
0
0
0
0
0
0
0
0
0
0
0
0
0
0
0
0
0
0
0
0
0
0
0
0
0
0
0
0
0
0
0
0
0
0
0
0
0
0
0
0
0
0
0
0
0
0
0
0
0
0
0
0
0
0
0
0
0
0
0
0
0
0
0
0
0
0
0
0
0
0
0
0
0
0
0
0
0
0
0
0
0
0
0
0
0
0
0
0
0
0
0
0
0
0
0
0
0
0
0
0
0
0
0
0
0
0
0
0
0
0
0
0
0
0
0
0
0
0
0
0
0
0
0
0
0
0
0
0
0
0
0
0
0
0
0
0
0
0
0
0
0
0
0
0
0
0
0
0
0
0
0
0
0
0
0
0
0
0
0
0
0
0
0
0
0
0
0
0
0
0
0
0
0
0
0
0
0
0
0
0
0
0
0
0
0
0
0
0
0
0
0
0
0
0
0
0
0
0
0
0
0
0
0
0
0
0
0
0
0
0
0
0
0
0
0
0
0
0
0
0
0
0
0
0
0
0
0
0
0
0
0
0
0
0
0
0
0
0
0
0
0
0
0
0
0
0
0
0
0
0
0
0
0
0
0
0
0
0
0
0
0
0
0
0
0
0
0
0
0
0
0
0
0
0
0
0
0
0
0
0
0
0
0
0
0
0
0
0
0
0
0
0
0
0
0
0
0
0
0
0
0
0
0
0
0
0
0
0
0
0
0
0
0
0
0
0
0
0
0
0
0
0
0
0
0
0
0
0
0
0
0
0
0
0
0
0
0
0
0
0
0
0
0
0
0
0
0
0
0
0
0
0
0
0
0
0
0
0
0
0
0
0
0
0
0
0
0
0
0
0
0
0
0
0
0
0
0
0
0
0
0
0
0
0
0
0
0
0
0
0
0
0
0
0
0
0
0
0
0
0
0
0
0
0
0
0
0
0
0
0
0
0
0
0
0
0
0
0
0
0
0
0
0
0
0
0
0
0
0
0
0
0
0
0
0
0
0
0
0
0
0
0
0
0
0
0
0
0
0
0
0
0
0
0
0
0
0
0
0
0
0
0
0
0
0
0
0
0
0
0
0
0
0
0
0
0
0
0
0
0
0
0
0
0
0
0
0
0
0
0
0
0
0
0
0
0
0
0
0
0
0
0
0
0
0
0
0
0
0
0
0
0
0
0
0
0
0
0
0
0
0
0
0
0
0
0
0
0
0
0
0
0
0
0
0
0
0
0
0
0
0
0
0
0
0
0
0
0
0
0
0
0
0
0
0
0
0
0
0
0
0
0
0
0
0
0
0
0
0
0
0
0
0
0
0
0
0
0
0
0
0
0
0
0
0
0
0
0
0
0
0
0
0
0
0
0
0
0
0
0
0
0
0
0
0
0
0
0
0
0
0
0
0
0
0
0
0
0
0
0
0
0
0
0
0
0
0
0
0
0
0
0
0
0
0
0
0
0
0
0
0
0
0
0
0
0
0
0
0
0
0
0
0
0
0
0
0
0
0
0
0
0
0
0
0
0
0
0
0
0
0
0
0
0
0
0
0
0
0
0
0
0
0
0
0
0
0
0
0
0
0
0
0
0
0
0
0
0
0
0
0
0
0
0
0
0
0
0
0
0
0
0
0
0
0
0
0
0
0
0
0
0
0
0
0
0
0
0
0
0
0
0
0
0
0
0
0
0
0
0
0
0
0
0
0
0
0
0
0
0
0
0
0
0
0
0
0
0
0
0
0
0
0
0
0
0
0
0
0
0
0
0
0
0
0
0
0
0
0
0
0
0
0
0
0
0
0
0
0
0
0
0
0
0
0
0
0
0
0
0
0
0
0
0
0
0
0
0
0
0
0
0
0
0
0
0
0
0
0
0
0
0
0
0
0
0
0
0
0
0
0
0
0
0
0
0
0
0
0
0
0
0
0
0
0
0
0
0
0
0
0
0
0
0
0
0
0
0
0
0
0
0
0
0
0
0
0
0
0
0
0
0
0
0
0
0
0
0
0
0
0
0
0
0
0
0
0
0
0
0
0
0
0
0
0
0
0
0
0
0
0
0
0
0
0
0
0
0
0
0
0
0
0
0
0
0
0
0
0
0
0
0
0
0
0
0
0
0
0
0
0
0
0
0
0
0
0
0
0
0
0
0
0
0
0
0
0
0
0
0
0
0
0
0
0
0
0
0
0
0
0
0
0
0
0
0
0
0
0
0
0
0
0
0
0
0
0
0
0
0
0
0
0
0
0
0
0
0
0
0
0
0
0
0
0
0
0
0
0
0
0
0
0
0
0
0
0
0
0
0
0
0
0
0
0
0
0
0
0
0
0
0
0
0
0
0
0
0
0
0
0
0
0
0
0
0
0
0
0
0
0
0
0
0
0
0
0
0
0
0
0
0
0
0
0
0
0
0
0
0
0
0
0
0
0
0
0
0
0
0
0
0
0
0
0
0
0
0
0
0
0
0
0
0
0
0
0
0
0
0
0
0
0
0
0
0
0
0
0
0
0
0
0
0
0
0
0
0
0
0
0
0
0
0
0
0
0
0
0
0
0
0
0
0
0
0
0
0
0
0
0
0
0
0
0
0
0
0
0
0
0
0
0
0
0
0
0
0
0
0
0
0
0
0
0
0
0
0
0
0
0
0
0
0
0
0
0
0
0
0
0
0
0
0
0
0
0
0
0
0
0
0
0
0
0
0
0
0
0
0
0
0
0
0
0
0
0
0
0
0
0
0
0
0
0
0
0
0
0
0
0
0
0
0
0
0
0
0
0
0
0
0
0
0
0
0
0
0
0
0
0
0
0
0
0
0
0
0
0
0
0
0
0
0
0
0
0
0
0
0
0
0
0
0
0
0
0
0
0
0
0
0
0
0
0
0
0
0
0
0
0
0
0
0
0
0
0
0
0
0
0
0
0
0
0
0
0
0
0
0
0
0
0
0
0
0
0
0
0
0
0
0
0
0
0
0
0
0
0
0
0
0
0
0
0
0
0
0
0
0
0
0
0
0
0
0
0
0
0
0
0
0
0
0
0
0
0
0
0
0
0
0
0
0
0
0
0
0
0
0
0
0
0
0
0
0
0
0
0
0
0
0
0
0
0
0
0
0
0
0
0
0
0
0
0
0
0
0
0
0
0
0
0
0
0
0
0
0
0
0
0
0
0
0
0
0
0
0
0
0
0
0
0
0
0
0
0
0
0
0
0
0
0
0
0
0
0
0
0
0
0
0
0
0
0
0
0
0
0
0
0
0
0
0
0
0
0
0
0
0
0
0
0
0
0
0
0
0
0
0
0
0
0
0
0
0
0
0
0
0
0
0
0
0
0
0
0
0
0
0
0
0
0
0
0
0
0
0
0
0
0
0
0
0
0
0
0
0
0
0
0
0
0
0
0
0
0
0
0
0
0
0
0
0
0
0
0
0
0
0
0
0
0
0
0
0
0
0
0
0
0
0
0
0
0
0
0
0
0
0
0
0
0
0
0
0
0
0
0
0
0
0
0
0
0
0
0
0
0
0
0
0
0
0
0
0
0
0
0
0
0
0
0
0
0
0
0
0
0
0
0
0
0
0
0
0
0
0
0
0
0
0
0
0
0
0
0
0
0
0
0
0
0
0
0
0
0
0
0
0
0
0
0
0
0
0
0
0
0
0
0
0
0
0
0
0
0
0
0
0
0
0
0
0
0
0
0
0
0
0
0
0
0
0
0
0
0
0
0
0
0
0
0
0
0
0
0
0
0
0
0
0
0
0
0
0
0
0
0
0
0
0
0
0
0
0
0
0
0
0
0
0
0
0
0
0
0
0
0
0
0
0
0
0
0
0
0
0
0
0
0
0
0
0
0
0
0
0
0
0
0
0
0
0
0
0
0
0
0
0
0
0
0
0
0
0
0
0
0
0
0
0
0
0
0
0
0
0
0
0
0
0
0
0
0
0
0
0
0
0
0
0
0
0
0
0
0
0
0
0
0
0
0
0
0
0
0
0
0
0
0
0
0
0
0
0
0
0
0
0
0
0
0
0
0
0
0
0
0
0
0
0
0
0
0
0
0
0
0
0
0
0
0
0
0
0
0
0
0
0
0
0
0
0
0
0
0
0
0
0
0
0
0
0
0
0
0
0
0
0
0
0
0
0
0
0
0
0
0
0
0
0
0
0
0
0
0
0
0
0
0
0
0
0
0
0
0
0
0
0
0
0
0
0
0
0
0
0
0
0
0
0
0
0
0
0
0
0
0
0
0
0
0
0
0
0
0
0
0
0
0
0
0
0
0
0
0
0
0
0
0
0
0
0
0
0
0
0
0
0
0
0
0
0
0
0
0
0
0
0
0
0
0
0
0
0
0
0
0
0
0
0
0
0
0
0
0
0
0
0
0
0
0
0
0
0
0
0
0
0
0
0
0
0
0
0
0
0
0
0
0
0
0
0
0
0
0
0
0
0
0
0
0
0
0
0
0
0
0
0
0
0
0
0
0
0
0
0
0
0
0
0
0
0
0
0
0
0
0
0
0
0
0
0
0
0
0
0
0
0
0
0
0
0
0
0
0
0
0
0
0
0
0
0
0
0
0
0
0
0
0
0
0
0
0
0
0
0
0
0
0
0
0
0
0
0
0
0
0
0
0
0
0
0
0
0
0
0
0
0
0
0
0
0
0
0
0
0
0
0
0
0
0
0
0
0
0
0
0
0
0
0
0
0
0
0
0
0
0
0
0
0
0
0
0
0
0
0
0
0
0
0
0
0
0
0
0
0
0
0
0
0
0
0
0
0
0
0
0
0
0
0
0
0
0
0
0
0
0
0
0
0
0
0
0
0
0
0
0
0
0
0
0
0
0
0
0
0
0
0
0
0
0
0
0
0
0
0
0
0
0
0
0
0
0
0
0
0
0
0
0
0
0
0
0
0
0
0
0
0
0
0
0
0
0
0
0
0
0
0
0
0
0
0
0
0
0
0
0
0
0
0
0
0
0
0
0
0
0
0
0
0
0
0
0
0
0
0
0
0
0
0
0
0
0
0
0
0
0
0
0
0
0
0
0
0
0
0
0
0
0
0
0
0
0
0
0
0
0
0
0
0
0
0
0
0
0
0
0
0
0
0
0
0
0
0
0
0
0
0
0
0
0
0
0
0
0
0
0
0
0
0
0
0
0
0
0
0
0
0
0
0
0
0
0
0
0
0
0
0
0
0
0
0
0
0
0
0
0
0
0
0
0
0
0
0
0
0
0
0
0
0
0
0
0
0
0
0
0
0
0
0
0
0
0
0
0
0
0
0
0
0
0
0
0
0
0
0
0
0
0
0
0
0
0
0
0
0
0
0
0
0
0
0
0
0
0
0
0
0
0
0
0
0
0
0
0
0
0
0
0
0
0
0
0
0
0
0
0
0
0
0
0
0
0
0
0
0
0
0
0
0
0
0
0
0
0
0
0
0
0
0
0
0
0
0
0
0
0
0
0
0
0
0
0
0
0
0
0
0
0
0
0
0
0
0
0
0
0
0
0
0
0
0
0
0
0
0
0
0
0
0
0
0
0
0
0
0
0
0
0
0
0
0
0
0
0
0
0
0
0
0
0
0
0
0
0
0
0
0
0
0
0
0
0
0
0
0
0
0
0
0
0
0
0
0
0
0
0
0
0
0
0
0
0
0
0
0
0
0
0
0
0
0
0
0
0
0
0
0
0
0
0
0
0
0
0
0
0
0
0
0
0
0
0
0
0
0
0
0
0
0
0
0
0
0
0
0
0
0
0
0
0
0
0
0
0
0
0
0
0
0
0
0
0
0
0
0
0
0
0
0
0
0
0
0
0
0
0
0
0
0
0
0
0
0
0
0
0
0
0
0
0
0
0
0
0
0
0
0
0
0
0
0
0
0
0
0
0
0
0
0
0
0
0
0
0
0
0
0
0
0
0
0
0
0
0
0
0
0
0
0
0
0
0
0
0
0
0
0
0
0
0
0
0
0
0
0
0
0
0
0
0
0
0
0
0
0
0
0
0
0
0
0
0
0
0
0
0
0
0
0
0
0
0
0
0
0
0
0
0
0
0
0
0
0
0
0
0
0
0
0
0
0
0
0
0
0
0
0
0
0
0
0
0
0
0
0
0
0
0
0
0
0
0
0
0
0
0
0
0
0
0
0
0
0
0
0
0
0
0
0
0
0
0
0
0
0
0
0
0
0
0
0
0
0
0
0
0
0
0
0
0
0
0
0
0
0
0
0
0
0
0
0
0
0
0
0
0
0
0
0
0
0
0
0
0
0
0
0
0
0
0
0
0
0
0
0
0
0
0
0
0
0
0
0
0
0
0
0
0
0
0
0
0
0
0
0
0
0
0
0
0
0
0
0
0
0
0
0
0
0
0
0
0
0
0
0
0
0
0
0
0
0
0
0
0
0
0
0
0
0
0
0
0
0
0
0
0
0
0
0
0
0
0
0
0
0
0
0
0
0
0
0
0
0
0
0
0
0
0
0
0
0
0
0
0
0
0
0
0
0
0
0
0
0
0
0
0
0
0
0
0
0
0
0
0
0
0
0
0
0
0
0
0
0
0
0
0
0
0
0
0
0
0
0
0
0
0
0
0
0
0
0
0
0
0
0
0
0
0
0
0
0
0
0
0
0
0
0
0
0
0
0
0
0
0
0
0
0
0
0
0
0
0
0
0
0
0
0
0
0
0
0
0
0
0
0
0
0
0
0
0
0
0
0
0
0
0
0
0
0
0
0
0
0
0
0
0
0
0
0
0
0
0
0
0
0
0
0
0
0
0
0
0
0
0
0
0
0
0
0
0
0
0
0
0
0
0
0
0
0
0
0
0
0
0
0
0
0
0
0
0
0
0
0
0
0
0
0
0
0
0
0
0
0
0
0
0
0
0
0
0
0
0
0
0
0
0
0
0
0
0
0
0
0
0
0
0
0
0
0
0
0
0
0
0
0
0
0
0
0
0
0
0
0
0
0
0
0
0
0
0
0
0
0
0
0
0
0
0
0
0
0
0
0
0
0
0
0
0
0
0
0
0
0
0
0
0
0
0
0
0
0
0
0
0
0
0
0
0
0
0
0
0
0
0
0
0
0
0
0
0
0
0
0
0
0
0
0
0
0
0
0
0
0
0
0
0
0
0
0
0
0
0
0
0
0
0
0
0
0
0
0
0
0
0
0
0
0
0
0
0
0
0
0
0
0
0
0
0
0
0
0
0
0
0
0
0
0
0
0
0
0
0
0
0
0
0
0
0
0
0
0
0
0
0
0
0
0
0
0
0
0
0
0
0
0
0
0
0
0
0
0
0
0
0
0
0
0
0
0
0
0
0
0
0
0
0
0
0
0
0
0
0
0
0
0
0
0
0
0
0
0
0
0
0
0
0
0
0
0
0
0
0
0
0
0
0
0
0
0
0
0
0
0
0
0
0
0
0
0
0
0
0
0
0
0
0
0
0
0
0
0
0
0
0
0
0
0
0
0
0
0
0
0
0
0
0
0
0
0
0
0
0
0
0
0
0
0
0
0
0
0
0
0
0
0
0
0
0
0
0
0
0
0
0
0
0
0
0
0
0
0
0
0
0
0
0
0
0
0
0
0
0
0
0
0
0
0
0
0
0
0
0
0
0
0
0
0
0
0
0
0
0
0
0
0
0
0
0
0
0
0
0
0
0
0
0
0
0
0
0
0
0
0
0
0
0
0
0
0
0
0
0
0
0
0
0
0
0
0
0
0
0
0
0
0
0
0
0
0
0
0
0
0
0
0
0
0
0
0
0
0
0
0
0
0
0
0
0
0
0
0
0
0
0
0
0
0
0
0
0
0
0
0
0
0
0
0
0
0
0
0
0
0
0
0
0
0
0
0
0
0
0
0
0
0
0
0
0
0
0
0
0
0
0
0
0
0
0
0
0
0
0
0
0
0
0
0
0
0
0
0
0
0
0
0
0
0
0
0
0
0
0
0
0
0
0
0
0
0
0
0
0
0
0
0
0
0
0
0
0
0
0
0
0
0
0
0
0
0
0
0
0
0
0
0
0
0
0
0
0
0
0
0
0
0
0
0
0
0
0
0
0
0
0
0
0
0
0
0
0
0
0
0
0
0
0
0
0
0
0
0
0
0
0
0
0
0
0
0
0
0
0
0
0
0
0
0
0
0
0
0
0
0
0
0
0
0
0
0
0
0
0
0
0
0
0
0
0
0
0
0
0
0
0
0
0
0
0
0
0
0
0
0
0
0
0
0
0
0
0
0
0
0
0
0
0
0
0
0
0
0
0
0
0
0
0
0
0
0
0
0
0
0
0
0
0
0
0
0
0
0
0
0
0
0
0
0
0
0
0
0
0
0
0
0
0
0
0
0
0
0
0
0
0
0
0
0
0
0
0
0
0
0
0
0
0
0
0
0
0
0
0
0
0
0
0
0
0
0
0
0
0
0
0
0
0
0
0
0
0
0
0
0
0
0
0
0
0
0
0
0
0
0
0
0
0
0
0
0
0
0
0
0
0
0
0
0
0
0
0
0
0
0
0
0
0
0
0
0
0
0
0
0
0
0
0
0
0
0
0
0
0
0
0
0
0
0
0
0
0
0
0
0
0
0
0
0
0
0
0
0
0
0
0
0
0
0
0
0
0
0
0
0
0
0
0
0
0
0
0
0
0
0
0
0
0
0
0
0
0
0
0
0
0
0
0
0
0
0
0
0
0
0
0
0
0
0
0
0
0
0
0
0
0
0
0
0
0
0
0
0
0
0
0
0
0
0
0
0
0
0
0
0
0
0
0
0
0
0
0
0
0
0
0
0
0
0
0
0
0
0
0
0
0
0
0
0
0
0
0
0
0
0
0
0
0
0
0
0
0
0
0
0
0
0
0
0
0
0
0
0
0
0
0
0
0
0
0
0
0
0
0
0
0
0
0
0
0
0
0
0
0
0
0
0
0
0
0
0
0
0
0
0
0
0
0
0
0
0
0
0
0
0
0
0
0
0
0
0
0
0
0
0
0
0
0
0
0
0
0
0
0
0
0
0
0
0
0
0
0
0
0
0
0
0
0
0
0
0
0
0
0
0
0
0
0
0
0
0
0
0
0
0
0
0
0
0
0
0
0
0
0
0
0
0
0
0
0
0
0
0
0
0
0
0
0
0
0
0
0
0
0
0
0
0
0
0
0
0
0
0
0
0
0
0
0
0
0
0
0
0
0
0
0
0
0
0
0
0
0
0
0
0
0
0
0
0
0
0
0
0
0
0
0
0
0
0
0
0
0
0
0
0
0
0
0
0
0
0
0
0
0
0
0
0
0
0
0
0
0
0
0
0
0
0
0
0
0
0
0
0
0
0
0
0
0
0
0
0
0
0
0
0
0
0
0
0
0
0
0
0
0
0
0
0
0
0
0
0
0
0
0
0
0
0
0
0
0
0
0
0
0
0
0
0
0
0
0
0
0
0
0
0
0
0
0
0
0
0
0
0
0
0
0
0
0
0
0
0
0
0
0
0
0
0
0
0
0
0
0
0
0
0
0
0
0
0
0
0
0
0
0
0
0
0
0
0
0
0
0
0
0
0
0
0
0
0
0
0
0
0
0
0
0
0
0
0
0
0
0
0
0
0
0
0
0
0
0
0
0
0
0
0
0
0
0
0
0
0
0
0
0
0
0
0
0
0
0
0
0
0
0
0
0
0
0
0
0
0
0
0
0
0
0
0
0
0
0
0
0
0
0
0
0
0
0
0
0
0
0
0
0
0
0
0
0
0
0
0
0
0
0
0
0
0
0
0
0
0
0
0
0
0
0
0
0
0
0
0
0
0
0
0
0
0
0
0
0
0
0
0
0
0
0
0
0
0
0
0
0
0
0
0
0
0
0
0
0
0
0
0
0
0
0
0
0
0
0
0
0
0
0
0
0
0
0
0
0
0
0
0
0
0
0
0
0
0
0
0
0
0
0
0
0
0
0
0
0
0
0
0
0
0
0
0
0
0
0
0
0
0
0
0
0
0
0
0
0
0
0
0
0
0
0
0
0
0
0
0
0
0
0
0
0
0
0
0
0
0
0
0
0
0
0
0
0
0
0
0
0
0
0
0
0
0
0
0
0
0
0
0
0
0
0
0
0
0
0
0
0
0
0
0
0
0
0
0
0
0
0
0
0
0
0
0
0
0
0
0
0
0
0
0
0
0
0
0
0
0
0
0
0
0
0
0
0
0
0
0
0
0
0
0
0
0
0
0
0
0
0
0
0
0
0
0
0
0
0
0
0
0
0
0
0
0
0
0
0
0
0
0
0
0
0
0
0
0
0
0
0
0
0
0
0
0
0
0
0
0
0
0
0
0
0
0
0
0
0
0
0
0
0
0
0
0
0
0
0
0
0
0
0
0
0
0
0
0
0
0
0
0
0
0
0
0
0
0
0
0
0
0
0
0
0
0
0
0
0
0
0
0
0
0
0
0
0
0
0
0
0
0
0
0
0
0
0
0
0
0
0
0
0
0
0
0
0
0
0
0
0
0
0
0
0
0
0
0
0
0
0
0
0
0
0
0
0
0
0
0
0
0
0
0
0
0
0
0
0
0
0
0
0
0
0
0
0
0
0
0
0
0
0
0
0
0
0
0
0
0
0
0
0
0
0
0
0
0
0
0
0
0
0
0
0
0
0
0
0
0
0
0
0
0
0
0
0
0
0
0
0
0
0
0
0
0
0
0
0
0
0
0
0
0
0
0
0
0
0
0
0
0
0
0
0
0
0
0
0
0
0
0
0
0
0
0
0
0
0
0
0
0
0
0
0
0
0
0
0
0
0
0
0
0
0
0
0
0
0
0
0
0
0
0
0
0
0
0
0
0
0
0
0
0
0
0
0
0
0
0
0
0
0
0
0
0
0
0
0
0
0
0
0
0
0
0
0
0
0
0
0
0
0
0
0
0
0
0
0
0
0
0
0
0
0
0
0
0
0
0
0
0
0
0
0
0
0
0
0
0
0
0
0
0
0
0
0
0
0
0
0
0
0
0
0
0
0
0
0
0
0
0
0
0
0
0
0
0
0
0
0
0
0
0
0
0
0
0
0
0
0
0
0
0
0
0
0
0
0
0
0
0
0
0
0
0
0
0
0
0
0
0
0
0
0
0
0
0
0
0
0
0
0
0
0
0
0
0
0
0
0
0
0
0
0
0
0
0
0
0
0
0
0
0
0
0
0
0
0
0
0
0
0
0
0
0
0
0
0
0
0
0
0
0
0
0
0
0
0
0
0
0
0
0
0
0
0
0
0
0
0
0
0
0
0
0
0
0
0
0
0
0
0
0
0
0
0
0
0
0
0
0
0
0
0
0
0
0
0
0
0
0
0
0
0
0
0
0
0
0
0
0
0
0
0
0
0
0
0
0
0
0
0
0
0
0
0
0
0
0
0
0
0
0
0
0
0
0
0
0
0
0
0
0
0
0
0
0
0
0
0
0
0
0
0
0
0
0
0
0
0
0
0
0
0
0
0
0
0
0
0
0
0
0
0
0
0
0
0
0
0
0
0
0
0
0
0
0
0
0
0
0
0
0
0
0
0
0
0
0
0
0
0
0
0
0
0
0
0
0
0
0
0
0
0
0
0
0
0
0
0
0
0
0
0
0
0
0
0
0
0
0
0
0
0
0
0
0
0
0
0
0
0
0
0
0
0
0
0
0
0
0
0
0
0
0
0
0
0
0
0
0
0
0
0
0
0
0
0
0
0
0
0
0
0
0
0
0
0
0
0
0
0
0
0
0
0
0
0
0
0
0
0
0
0
0
0
0
0
0
0
0
0
0
0
0
0
0
0
0
0
0
0
0
0
0
0
0
0
0
0
0
0
0
0
0
0
0
0
0
0
0
0
0
0
0
0
0
0
0
0
0
0
0
0
0
0
0
0
0
0
0
0
0
0
0
0
0
0
0
0
0
0
0
0
0
0
0
0
0
0
0
0
0
0
0
0
0
0
0
0
0
0
0
0
0
0
0
0
0
0
0
0
0
0
0
0
0
0
0
0
0
0
0
0
0
0
0
0
0
0
0
0
0
0
0
0
0
0
0
0
0
0
0
0
0
0
0
0
0
0
0
0
0
0
0
0
0
0
0
0
0
0
0
0
0
0
0
0
0
0
0
0
0
0
0
0
0
0
0
0
0
0
0
0
0
0
0
0
0
0
0
0
0
0
0
0
0
0
0
0
0
0
0
0
0
0
0
0
0
0
0
0
0
0
0
0
0
0
0
0
0
0
0
0
0
0
0
0
0
0
0
0
0
0
0
0
0
0
0
0
0
0
0
0
0
0
0
0
0
0
0
0
0
0
0
0
0
0
0
0
0
0
0
0
0
0
0
0
0
0
0
0
0
0
0
0
0
0
0
0
0
0
0
0
0
0
0
0
0
0
0
0
0
0
0
0
0
0
0
0
0
0
0
0
0
0
0
0
0
0
0
0
0
0
0
0
0
0
0
0
0
0
0
0
0
0
0
0
0
0
0
0
0
0
0
0
0
0
0
0
0
0
0
0
0
0
0
0
0
0
0
0
0
0
0
0
0
0
0
0
0
0
0
0
0
0
0
0
0
0
0
0
0
0
0
0
0
0
0
0
0
0
0
0
0
0
0
0
0
0
0
0
0
0
0
0
0
0
0
0
0
0
0
0
0
0
0
0
0
0
0
0
0
0
0
0
0
0
0
0
0
0
0
0
0
0
0
0
0
0
0
0
0
0
0
0
0
0
0
0
0
0
0
0
0
0
0
0
0
0
0
0
0
0
0
0
0
0
0
0
0
0
0
0
0
0
0
0
0
0
0
0
0
0
0
0
0
0
0
0
0
0
0
0
0
0
0
0
0
0
0
0
0
0
0
0
0
0
0
0
0
0
0
0
0
0
0
0
0
0
0
0
0
0
0
0
0
0
0
0
0
0
0
0
0
0
0
0
0
0
0
0
0
0
0
0
0
0
0
0
0
0
0
0
0
0
0
0
0
0
0
0
0
0
0
0
0
0
0
0
0
0
0
0
0
0
0
0
0
0
0
0
0
0
0
0
0
0
0
0
0
0
0
0
0
0
0
0
0
0
0
0
0
0
0
0
0
0
0
0
0
0
0
0
0
0
0
0
0
0
0
0
0
0
0
0
0
0
0
0
0
0
0
0
0
0
0
0
0
0
0
0
0
0
0
0
0
0
0
0
0
0
0
0
0
0
0
0
0
0
0
0
0
0
0
0
0
0
0
0
0
0
0
0
0
0
0
0
0
0
0
0
0
0
0
0
0
0
0
0
0
0
0
0
0
0
0
0
0
0
0
0
0
0
0
0
0
0
0
0
0
0
0
0
0
0
0
0
0
0
0
0
0
0
0
0
0
0
0
0
0
0
0
0
0
0
0
0
0
0
0
0
0
0
0
0
0
0
0
0
0
0
0
0
0
0
0
0
0
0
0
0
0
0
0
0
0
0
0
0
0
0
0
0
0
0
0
0
0
0
0
0
0
0
0
0
0
0
0
0
0
0
0
0
0
0
0
0
0
0
0
0
0
0
0
0
0
0
0
0
0
0
0
0
0
0
0
0
0
0
0
0
0
0
0
0
0
0
0
0
0
0
0
0
0
0
0
0
0
0
0
0
0
0
0
0
0
0
0
0
0
0
0
0
0
0
0
0
0
0
0
0
0
0
0
0
0
0
0
0
0
0
0
0
0
0
0
0
0
0
0
0
0
0
0
0
0
0
0
0
0
0
0
0
0
0
0
0
0
0
0
0
0
0
0
0
0
0
0
0
0
0
0
0
0
0
0
0
0
0
0
0
0
0
0
0
0
0
0
0
0
0
0
0
0
0
0
0
0
0
0
0
0
0
0
0
0
0
0
0
0
0
0
0
0
0
0
0
0
0
0
0
0
0
0
0
0
0
0
0
0
0
0
0
0
0
0
0
0
0
0
0
0
0
0
0
0
0
0
0
0
0
0
0
0
0
0
0
0
0
0
0
0
0
0
0
0
0
0
0
0
0
0
0
0
0
0
0
0
0
0
0
0
0
0
0
0
0
0
0
0
0
0
0
0
0
0
0
0
0
0
0
0
0
0
0
0
0
0
0
0
0
0
0
0
0
0
0
0
0
0
0
0
0
0
0
0
0
0
0
0
0
0
0
0
0
0
0
0
0
0
0
0
0
0
0
0
0
0
0
0
0
0
0
0
0
0
0
0
0
0
0
0
0
0
0
0
0
0
0
0
0
0
0
0
0
0
0
0
0
0
0
0
0
0
0
0
0
0
0
0
0
0
0
0
0
0
0
0
0
0
0
0
0
0
0
0
0
0
0
0
0
0
0
0
0
0
0
0
0
0
0
0
0
0
0
0
0
0
0
0
0
0
0
0
0
0
0
0
0
0
0
0
0
0
0
0
0
0
0
0
0
0
0
0
0
0
0
0
0
0
0
0
0
0
0
0
0
0
0
0
0
0
0
0
0
0
0
0
0
0
0
0
0
0
0
0
0
0
0
0
0
0
0
0
0
0
0
0
0
0
0
0
0
0
0
0
0
0
0
0
0
0
0
0
0
0
0
0
0
0
0
0
0
0
0
0
0
0
0
0
0
0
0
0
0
0
0
0
0
0
0
0
0
0
0
0
0
0
0
0
0
0
0
0
0
0
0
0
0
0
0
0
0
0
0
0
0
0
0
0
0
0
0
0
0
0
0
0
0
0
0
0
0
0
0
0
0
0
0
0
0
0
0
0
0
0
0
0
0
0
0
0
0
0
0
0
0
0
0
0
0
0
0
0
0
0
0
0
0
0
0
0
0
0
0
0
0
0
0
0
0
0
0
0
0
0
0
0
0
0
0
0
0
0
0
0
0
0
0
0
0
0
0
0
0
0
0
0
0
0
0
0
0
0
0
0
0
0
0
0
0
0
0
0
0
0
0
0
0
0
0
0
0
0
0
0
0
0
0
0
0
0
0
0
0
0
0
0
0
0
0
0
0
0
0
0
0
0
0
0
0
0
0
0
0
0
0
0
0
0
0
0
0
0
0
0
0
0
0
0
0
0
0
0
0
0
0
0
0
0
0
0
0
0
0
0
0
0
0
0
0
0
0
0
0
0
0
0
0
0
0
0
0
0
0
0
0
0
0
0
0
0
0
0
0
0
0
0
0
0
0
0
0
0
0
0
0
0
0
0
0
0
0
0
0
0
0
0
0
0
0
0
0
0
0
0
0
0
0
0
0
0
0
0
0
0
0
0
0
0
0
0
0
0
0
0
0
0
0
0
0
0
0
0
0
0
0
0
0
0
0
0
0
0
0
0
0
0
0
0
0
0
0
0
0
0
0
0
0
0
0
0
0
0
0
0
0
0
0
0
0
0
0
0
0
0
0
0
0
0
0
0
0
0
0
0
0
0
0
0
0
0
0
0
0
0
0
0
0
0
0
0
0
0
0
0
0
0
0
0
0
0
0
0
0
0
0
0
0
0
0
0
0
0
0
0
0
0
0
0
0
0
0
0
0
0
0
0
0
0
0
0
0
0
0
0
0
0
0
0
0
0
0
0
0
0
0
0
0
0
0
0
0
0
0
0
0
0
0
0
0
0
0
0
0
0
0
0
0
0
0
0
0
0
0
0
0
0
0
0
0
0
0
0
0
0
0
0
0
0
0
0
0
0
0
0
0
0
0
0
0
0
0
0
0
0
0
0
0
0
0
0
0
0
0
0
0
0
0
0
0
0
0
0
0
0
0
0
0
0
0
0
0
0
0
0
0
0
0
0
0
0
0
0
0
0
0
0
0
0
0
0
0
0
0
0
0
0
0
0
0
0
0
0
0
0
0
0
0
0
0
0
0
0
0
0
0
0
0
0
0
0
0
0
0
0
0
0
0
0
0
0
0
0
0
0
0
0
0
0
0
0
0
0
0
0
0
0
0
0
0
0
0
0
0
0
0
0
0
0
0
0
0
0
0
0
0
0
0
0
0
0
0
0
0
0
0
0
0
0
0
0
0
0
0
0
0
0
0
0
0
0
0
0
0
0
0
0
0
0
0
0
0
0
0
0
0
0
0
0
0
0
0
0
0
0
0
0
0
0
0
0
0
0
0
0
0
0
0
0
0
0
0
0
0
0
0
0
0
0
0
0
0
0
0
0
0
0
0
0
0
0
0
0
0
0
0
0
0
0
0
0
0
0
0
0
0
0
0
0
0
0
0
0
0
0
0
0
0
0
0
0
0
0
0
0
0
0
0
0
0
0
0
0
0
0
0
0
0
0
0
0
0
0
0
0
0
0
0
0
0
0
0
0
0
0
0
0
0
0
0
0
0
0
0
0
0
0
0
0
0
0
0
0
0
0
0
0
0
0
0
0
0
0
0
0
0
0
0
0
0
0
0
0
0
0
0
0
0
0
0
0
0
0
0
0
0
0
0
0
0
0
0
0
0
0
0
0
0
0
0
0
0
0
0
0
0
0
0
0
0
0
0
0
0
0
0
0
0
0
0
0
0
0
0
0
0
0
0
0
0
0
0
0
0
0
0
0
0
0
0
0
0
0
0
0
0
0
0
0
0
0
0
0
0
0
0
0
0
0
0
0
0
0
0
0
0
0
0
0
0
0
0
0
0
0
0
0
0
0
0
0
0
0
0
0
0
0
0
0
0
0
0
0
0
0
0
0
0
0
0
0
0
0
0
0
0
0
0
0
0
0
0
0
0
0
0
0
0
0
0
0
0
0
0
0
0
0
0
0
0
0
0
0
0
0
0
0
0
0
0
0
0
0
0
0
0
0
0
0
0
0
0
0
0
0
0
0
0
0
0
0
0
0
0
0
0
0
0
0
0
0
0
0
0
0
0
0
0
0
0
0
0
0
0
0
0
0
0
0
0
0
0
0
0
0
0
0
0
0
0
0
0
0
0
0
0
0
0
0
0
0
0
0
0
0
0
0
0
0
0
0
0
0
0
0
0
0
0
0
0
0
0
0
0
0
0
0
0
0
0
0
0
0
0
0
0
0
0
0
0
0
0
0
0
0
0
0
0
0
0
0
0
0
0
0
0
0
0
0
0
0
0
0
0
0
0
0
0
0
0
0
0
0
0
0
0
0
0
0
0
0
0
0
0
0
0
0
0
0
0
0
0
0
0
0
0
0
0
0
0
0
0
0
0
0
0
0
0
0
0
0
0
0
0
0
0
0
0
0
0
0
0
0
0
0
0
0
0
0
0
0
0
0
0
0
0
0
0
0
0
0
0
0
0
0
0
0
0
0
0
0
0
0
0
0
0
0
0
0
0
0
0
0
0
0
0
0
0
0
0
0
0
0
0
0
0
0
0
0
0
0
0
0
0
0
0
0
0
0
0
0
0
0
0
0
0
0
0
0
0
0
0
0
0
0
0
0
0
0
0
0
0
0
0
0
0
0
0
0
0
0
0
0
0
0
0
0
0
0
0
0
0
0
0
0
0
0
0
0
0
0
0
0
0
0
0
0
0
0
0
0
0
0
0
0
0
0
0
0
0
0
0
0
0
0
0
0
0
0
0
0
0
0
0
0
0
0
0
0
0
0
0
0
0
0
0
0
0
0
0
0
0
0
0
0
0
0
0
0
0
0
0
0
0
0
0
0
0
0
0
0
0
0
0
0
0
0
0
0
0
0
0
0
0
0
0
0
0
0
0
0
0
0
0
0
0
0
0
0
0
0
0
0
0
0
0
0
0
0
0
0
0
0
0
0
0
0
0
0
0
0
0
0
0
0
0
0
0
0
0
0
0
0
0
0
0
0
0
0
0
0
0
0
0
0
0
0
0
0
0
0
0
0
0
0
0
0
0
0
0
0
0
0
0
0
0
0
0
0
0
0
0
0
0
0
0
0
0
0
0
0
0
0
0
0
0
0
0
0
0
0
0
0
0
0
0
0
0
0
0
0
0
0
0
0
0
0
0
0
0
0
0
0
0
0
0
0
0
0
0
0
0
0
0
0
0
0
0
0
0
0
0
0
0
0
0
0
0
0
0
0
0
0
0
0
0
0
0
0
0
0
0
0
0
0
0
0
0
0
0
0
0
0
0
0
0
0
0
0
0
0
0
0
0
0
0
0
0
0
0
0
0
0
0
0
0
0
0
0
0
0
0
0
0
0
0
0
0
0
0
0
0
0
0
0
0
0
0
0
0
0
0
0
0
0
0
0
0
0
0
0
0
0
0
0
0
0
0
0
0
0
0
0
0
0
0
0
0
0
0
0
0
0
0
0
0
0
0
0
0
0
0
0
0
0
0
0
0
0
0
0
0
0
0
0
0
0
0
0
0
0
0
0
0
0
0
0
0
0
0
0
0
0
0
0
0
0
0
0
0
0
0
0
0
0
0
0
0
0
0
0
0
0
0
0
0
0
0
0
0
0
0
0
0
0
0
0
0
0
0
0
0
0
0
0
0
0
0
0
0
0
0
0
0
0
0
0
0
0
0
0
0
0
0
0
0
0
0
0
0
0
0
0
0
0
0
0
0
0
0
0
0
0
0
0
0
0
0
0
0
0
0
0
0
0
0
0
0
0
0
0
0
0
0
0
0
0
0
0
0
0
0
0
0
0
0
0
0
0
0
0
0
0
0
0
0
0
0
0
0
0
0
0
0
0
0
0
0
0
0
0
0
0
0
0
0
0
0
0
0
0
0
0
0
0
0
0
0
0
0
0
0
0
0
0
0
0
0
0
0
0
0
0
0
0
0
0
0
0
0
0
0
0
0
0
0
0
0
0
0
0
0
0
0
0
0
0
0
0
0
0
0
0
0
0
0
0
0
0
0
0
0
0
0
0
0
0
0
0
0
0
0
0
0
0
0
0
0
0
0
0
0
0
0
0
0
0
0
0
0
0
0
0
0
0
0
0
0
0
0
0
0
0
0
0
0
0
0
0
0
0
0
0
0
0
0
0
0
0
0
0
0
0
0
0
0
0
0
0
0
0
0
0
0
0
0
0
0
0
0
0
0
0
0
0
0
0
0
0
0
0
0
0
0
0
0
0
0
0
0
0
0
0
0
0
0
0
0
0
0
0
0
0
0
0
0
0
0
0
0
0
0
0
0
0
0
0
0
0
0
0
0
0
0
0
0
0
0
0
0
0
0
0
0
0
0
0
0
0
0
0
0
0
0
0
0
0
0
0
0
0
0
0
0
0
0
0
0
0
0
0
0
0
0
0
0
0
0
0
0
0
0
0
0
0
0
0
0
0
0
0
0
0
0
0
0
0
0
0
0
0
0
0
0
0
0
0
0
0
0
0
0
0
0
0
0
0
0
0
0
0
0
0
0
0
0
0
0
0
0
0
0
0
0
0
0
0
0
0
0
0
0
0
0
0
0
0
0
0
0
0
0
0
0
0
0
0
0
0
0
0
0
0
0
0
0
0
0
0
0
0
0
0
0
0
0
0
0
0
0
0
0
0
0
0
0
0
0
0
0
0
0
0
0
0
0
0
0
0
0
0
0
0
0
0
0
0
0
0
0
0
0
0
0
0
0
0
0
0
0
0
0
0
0
0
0
0
0
0
0
0
0
0
0
0
0
0
0
0
0
0
0
0
0
0
0
0
0
0
0
0
0
0
0
0
0
0
0
0
0
0
0
0
0
0
0
0
0
0
0
0
0
0
0
0
0
0
0
0
0
0
0
0
0
0
0
0
0
0
0
0
0
0
0
0
0
0
0
0
0
0
0
0
0
0
0
0
0
0
0
0
0
0
0
0
0
0
0
0
0
0
0
0
0
0
0
0
0
0
0
0
0
0
0
0
0
0
0
0
0
0
0
0
0
0
0
0
0
0
0
0
0
0
0
0
0
0
0
0
0
0
0
0
0
0
0
0
0
0
0
0
0
0
0
0
0
0
0
0
0
0
0
0
0
0
0
0
0
0
0
0
0
0
0
0
0
0
0
0
0
0
0
0
0
0
0
0
0
0
0
0
0
0
0
0
0
0
0
0
0
0
0
0
0
0
0
0
0
0
0
0
0
0
0
0
0
0
0
0
0
0
0
0
0
0
0
0
0
0
0
0
0
0
0
0
0
0
0
0
0
0
0
0
0
0
0
0
0
0
0
0
0
0
0
0
0
0
0
0
0
0
0
0
0
0
0
0
0
0
0
0
0
0
0
0
0
0
0
0
0
0
0
0
0
0
0
0
0
0
0
0
0
0
0
0
0
0
0
0
0
0
0
0
0
0
0
0
0
0
0
0
0
0
0
0
0
0
0
0
0
0
0
0
0
0
0
0
0
0
0
0
0
0
0
0
0
0
0
0
0
0
0
0
0
0
0
0
0
0
0
0
0
0
0
0
0
0
0
0
0
0
0
0
0
0
0
0
0
0
0
0
0
0
0
0
0
0
0
0
0
0
0
0
0
0
0
0
0
0
0
0
0
0
0
0
0
0
0
0
0
0
0
0
0
0
0
0
0
0
0
0
0
0
0
0
0
0
0
0
0
0
0
0
0
0
0
0
0
0
0
0
0
0
0
0
0
0
0
0
0
0
0
0
0
0
0
0
0
0
0
0
0
0
0
0
0
0
0
0
0
0
0
0
0
0
0
0
0
0
0
0
0
0
0
0
0
0
0
0
0
0
0
0
0
0
0
0
0
0
0
0
0
0
0
0
0
0
0
0
0
0
0
0
0
0
0
0
0
0
0
0
0
0
0
0
0
0
0
0
0
0
0
0
0
0
0
0
0
0
0
0
0
0
0
0
0
0
0
0
0
0
0
0
0
0
0
0
0
0
0
0
0
0
0
0
0
0
0
0
0
0
0
0
0
0
0
0
0
0
0
0
0
0
0
0
0
0
0
0
0
0
0
0
0
0
0
0
0
0
0
0
0
0
0
0
0
0
0
0
0
0
0
0
0
0
0
0
0
0
0
0
0
0
0
0
0
0
0
0
0
0
0
0
0
0
0
0
0
0
0
0
0
0
0
0
0
0
0
0
0
0
0
0
0
0
0
0
0
0
0
0
0
0
0
0
0
0
0
0
0
0
0
0
0
0
0
0
0
0
0
0
0
0
0
0
0
0
0
0
0
0
0
0
0
0
0
0
0
0
0
0
0
0
0
0
0
0
0
0
0
0
0
0
0
0
0
0
0
0
0
0
0
0
0
0
0
0
0
0
0
0
0
0
0
0
0
0
0
0
0
0
0
0
0
0
0
0
0
0
0
0
0
0
0
0
0
0
0
0
0
0
0
0
0
0
0
0
0
0
0
0
0
0
0
0
0
0
0
0
0
0
0
0
0
0
0
0
0
0
0
0
0
0
0
0
0
0
0
0
0
0
0
0
0
0
0
0
0
0
0
0
0
0
0
0
0
0
0
0
0
0
0
0
0
0
0
0
0
0
0
0
0
0
0
0
0
0
0
0
0
0
0
0
0
0
0
0
0
0
0
0
0
0
0
0
0
0
0
0
0
0
0
0
0
0
0
0
0
0
0
0
0
0
0
0
0
0
0
0
0
0
0
0
0
0
0
0
0
0
0
0
0
0
0
0
0
0
0
0
0
0
0
0
0
0
0
0
0
0
0
0
0
0
0
0
0
0
0
0
0
0
0
0
0
0
0
0
0
0
0
0
0
0
0
0
0
0
0
0
0
0
0
0
0
0
0
0
0
0
0
0
0
0
0
0
0
0
0
0
0
0
0
0
0
0
0
0
0
0
0
0
0
0
0
0
0
0
0
0
0
0
0
0
0
0
0
0
0
0
0
0
0
0
0
0
0
0
0
0
0
0
0
0
0
0
0
0
0
0
0
0
0
0
0
0
0
0
0
0
0
0
0
0
0
0
0
0
0
0
0
0
0
0
0
0
0
0
0
0
0
0
0
0
0
0
0
0
0
0
0
0
0
0
0
0
0
0
0
0
0
0
0
0
0
0
0
0
0
0
0
0
0
0
0
0
0
0
0
0
0
0
0
0
0
0
0
0
0
0
0
0
0
0
0
0
0
0
0
0
0
0
0
0
0
0
0
0
0
0
0
0
0
0
0
0
0
0
0
0
0
0
0
0
0
0
0
0
0
0
0
0
0
0
0
0
0
0
0
0
0
0
0
0
0
0
0
0
0
0
0
0
0
0
0
0
0
0
0
0
0
0
0
0
0
0
0
0
0
0
0
0
0
0
0
0
0
0
0
0
0
0
0
0
0
0
0
0
0
0
0
0
0
0
0
0
0
0
0
0
0
0
0
0
0
0
0
0
0
0
0
0
0
0
0
0
0
0
0
0
0
0
0
0
0
0
0
0
0
0
0
0
0
0
0
0
0
0
0
0
0
0
0
0
0
0
0
0
0
0
0
0
0
0
0
0
0
0
0
0
0
0
0
0
0
0
0
0
0
0
0
0
0
0
0
0
0
0
0
0
0
0
0
0
0
0
0
0
0
0
0
0
0
0
0
0
0
0
0
0
0
0
0
0
0
0
0
0
0
0
0
0
0
0
0
0
0
0
0
0
0
0
0
0
0
0
0
0
0
0
0
0
0
0
0
0
0
0
0
0
0
0
0
0
0
0
0
0
0
0
0
0
0
0
0
0
0
0
0
0
0
0
0
0
0
0
0
0
0
0
0
0
0
0
0
0
0
0
0
0
0
0
0
0
0
0
0
0
0
0
0
0
0
0
0
0
0
0
0
0
0
0
0
0
0
0
0
0
0
0
0
0
0
0
0
0
0
0
0
0
0
0
0
0
0
0
0
0
0
0
0
0
0
0
0
0
0
0
0
0
0
0
0
0
0
0
0
0
0
0
0
0
0
0
0
0
0
0
0
0
0
0
0
0
0
0
0
0
0
0
0
0
0
0
0
0
0
0
0
0
0
0
0
0
0
0
0
0
0
0
0
0
0
0
0
0
0
0
0
0
0
0
0
0
0
0
0
0
0
0
0
0
0
0
0
0
0
0
0
0
0
0
0
0
0
0
0
0
0
0
0
0
0
0
0
0
0
0
0
0
0
0
0
0
0
0
0
0
0
0
0
0
0
0
0
0
0
0
0
0
0
0
0
0
0
0
0
0
0
0
0
0
0
0
0
0
0
0
0
0
0
0
0
0
0
0
0
0
0
0
0
0
0
0
0
0
0
0
0
0
0
0
0
0
0
0
0
0
0
0
0
0
0
0
0
0
0
0
0
0
0
0
0
0
0
0
0
0
0
0
0
0
0
0
0
0
0
0
0
0
0
0
0
0
0
0
0
0
0
0
0
0
0
0
0
0
0
0
0
0
0
0
0
0
0
0
0
0
0
0
0
0
0
0
0
0
0
0
0
0
0
0
0
0
0
0
0
0
0
0
0
0
0
0
0
0
0
0
0
0
0
0
0
0
0
0
0
0
0
0
0
0
0
0
0
0
0
0
0
0
0
0
0
0
0
0
0
0
0

## BSP Headroom Gen
Grid Supply Point | Bulk Supply Point |  | Scenario | Grid Reference | Single Transformer Site (YES/NO) | Upstream Constraint (YES / NO) | Outstanding Contracted Generation (MVA) | Generation Headroom Winter (MVA) | [13 empty] | Generation Headroom Summer (MVA) | [13 empty] | Generation Headroom Spring/Autumn (MVA)
[8 empty] | 2025 | 2026 | 2027 | 2028 | 2029 | 2030 | 2031 | 2032 | 2033 | 2034 | 2035 | 2040 | 2045 | 2050 | 2025 | 2026 | 2027 | 2028 | 2029 | 2030 | 2031 | 2032 | 2033 | 2034 | 2035 | 2040 | 2045 | 2050 | 2025 | 2026 | 2027 | 2028 | 2029 | 2030 | 2031 | 2032 | 2033 | 2034 | 2035 | 2040 | 2045 | 2050
BRAMLEY (FLEE) | ALDERSHOT BSP | ALDERSHOT BSP | MINIMUM HEADROOM | SU 85922 48779 | NO | YES | 54.82 | 124.761 | 124.0093 | 123.7135 | 123.3101 | 122.8427 | 122.324 | 121.7141 | 121.2321 | 120.7286 | 120.2096 | 119.666 | 114.1813 | 104.4817 | 89.3932 | 116.4432 | 115.6593 | 115.329 | 114.8451 | 114.2921 | 113.6888 | 112.9921 | 112.406 | 111.2668 | 109.9703 | 108.417 | 98.0822 | 84.7627 | 67.8771 | 120.1462 | 119.3858 | 119.0807 | 118.6629 | 118.0422 | 117.2366 | 115.7812 | 114.186 | 112.4206 | 110.6447 | 108.8511 | 98.7754 | 85.942 | 69.2421
|  | ALDERSHOT BSP | CT |  |  |  |  | 124.761 | 124.4448 | 124.1639 | 123.7837 | 123.3223 | 122.7986 | 122.194 | 121.721 | 121.251 | 120.7643 | 120.2585 | 115.2935 | 106.458 | 93.9442 | 116.4432 | 116.0994 | 115.787 | 115.329 | 114.7846 | 114.1786 | 113.4891 | 112.9256 | 112.04 | 110.7832 | 109.343 | 99.4354 | 87.1224 | 72.7409 | 120.1462 | 119.8225 | 119.5331 | 119.1391 | 118.5509 | 117.7978 | 116.5498 | 114.9778 | 113.2307 | 111.4988 | 109.7756 | 100.0924 | 88.262 | 74.0702
|  | ALDERSHOT BSP | LW |  |  |  |  | 124.7662 | 124.0093 | 123.7135 | 123.3101 | 122.8427 | 122.324 | 121.7141 | 121.2321 | 120.7286 | 120.2096 | 119.666 | 114.1813 | 104.4817 | 89.3932 | 116.4464 | 115.6593 | 115.329 | 114.8451 | 114.2921 | 113.6888 | 112.9921 | 112.406 | 111.2668 | 109.9703 | 108.417 | 98.0822 | 84.7627 | 67.8771 | 120.1508 | 119.3858 | 119.0807 | 118.6629 | 118.0422 | 117.2366 | 115.7812 | 114.186 | 112.4206 | 110.6447 | 108.8511 | 98.7754 | 85.942 | 69.2421
|  | ALDERSHOT BSP | ST |  |  |  |  | 124.7986 | 124.7964 | 124.7788 | 124.7476 | 124.7189 | 124.6763 | 124.6356 | 124.5868 | 124.5433 | 124.5097 | 124.4756 | 124.2933 | 124.0507 | 122.6109 | 116.5134 | 116.502 | 116.4743 | 116.4099 | 116.3469 | 116.2661 | 116.1712 | 116.063 | 115.9611 | 115.871 | 115.7818 | 114.6172 | 111.6948 | 107.1095 | 120.1926 | 120.1878 | 120.1674 | 120.1273 | 120.0894 | 120.0377 | 119.9877 | 119.8573 | 119.6874 | 119.361 | 118.8458 | 115.4804 | 111.8174 | 107.6991
|  | ALDERSHOT BSP | FS |  |  |  |  | 124.7886 | 124.6728 | 124.6684 | 124.6609 | 124.6463 | 124.6243 | 124.5951 | 124.5359 | 124.4581 | 124.3858 | 124.3123 | 123.9793 | 122.898 | 120.8551 | 116.5101 | 116.3891 | 116.3791 | 116.3645 | 116.3381 | 116.2961 | 116.243 | 116.1092 | 115.9227 | 115.7659 | 115.5887 | 115.0738 | 113.772 | 110.7562 | 120.1848 | 120.0677 | 120.0618 | 120.0523 | 120.0346 | 120.0074 | 119.9725 | 119.9066 | 119.8214 | 119.7421 | 119.6615 | 118.5606 | 115.5118 | 110.8371
BRAMLEY (FLEE) | ALTON | ALTON | MINIMUM HEADROOM | SU 72730 39772 | NO | YES | 22.8074 | 48.0024 | 47.7589 | 35.5779 | 34.6785 | 26.0416 | 1.0343 | -14.8843 | -31.231 | -60.4678 | -61.5727 | -68.8619 | -72.8212 | -83.6153 | -95.1428 | 30.3603 | 29.5122 | 1.04 | -0.61059 | -14.1422 | -37.0485 | -62.8476 | -82.921 | -114.6799 | -116.5678 | -128.3827 | -132.2005 | -145.4906 | -158.0172 | 43.739 | 43.1633 | 23.556 | 22.1335 | 7.1332 | -16.4626 | -41.6387 | -61.3162 | -91.9122 | -93.8037 | -107.2579 | -109.5024 | -122.8069 | -135.3491
|  | ALTON | CT |  |  |  |  | 48.0366 | 47.7589 | 47.3595 | 46.8194 | 26.0416 | 24.9793 | -14.8843 | -31.231 | -32.3854 | -33.5474 | -68.8619 | -69.4293 | -80.5302 | -90.6974 | 30.3603 | 29.5122 | 28.46 | 26.8661 | -14.1422 | -15.9692 | -62.8476 | -82.921 | -84.892 | -86.8298 | -128.3827 | -127.8029 | -141.4851 | -152.5796 | 43.739 | 43.1633 | 42.4176 | 41.3329 | 7.1332 | 5.5356 | -41.6387 | -61.3162 | -63.2907 | -65.232 | -107.2579 | -105.0437 | -118.7644 | -129.8741
|  | ALTON | LW |  |  |  |  | 67.724 | 67.2202 | 35.5779 | 34.6785 | 33.7202 | 32.7365 | -7.127 | -25.2487 | -60.4678 | -61.5727 | -62.7255 | -72.8212 | -83.6153 | -95.1428 | 42.8677 | 41.7016 | 1.04 | -0.61059 | -2.3592 | -4.126 | -51.0263 | -73.173 | -114.6799 | -116.5678 | -118.5014 | -132.2005 | -145.4906 | -158.0172 | 64.2801 | 63.5002 | 23.556 | 22.1335 | 20.6198 | 19.0891 | -28.1041 | -49.9322 | -91.9122 | -93.8037 | -95.7407 | -109.5024 | -122.8069 | -135.3491
|  | ALTON | ST |  |  |  |  | 48.1778 | 48.149 | 48.0311 | 47.861 | 28.3703 | 27.8682 | -11.3195 | -26.9703 | -27.5196 | -28.0302 | -62.6646 | -58.354 | -62.2729 | -64.8137 | 31.1833 | 30.9655 | 30.6356 | 29.7706 | -10.3032 | -11.2912 | -57.205 | -76.3323 | -77.3989 | -78.3907 | -118.9774 | -112.6837 | -118.8825 | -123.1029 | 44.2077 | 44.0667 | 43.8234 | 43.2974 | 10.4822 | 9.6408 | -36.6575 | -55.3493 | -56.2657 | -57.1128 | -98.0289 | -89.9053 | -96.1373 | -100.3674
|  | ALTON | FS |  |  |  |  | 48.0024 | 47.9199 | 47.896 | 47.8583 | 29.0514 | 1.0343 | 0.64636 | 0.1802 | -0.51167 | -1.0531 | -1.6608 | 4.1583 | 0.31337 | -4.3556 | 31.2383 | 31.0463 | 30.9045 | 30.7183 | -8.7532 | -37.0485 | -37.9187 | -38.9788 | -40.5158 | -41.7257 | -43.1478 | -35.2513 | -40.8418 | -47.3717 | 44.113 | 43.9665 | 43.8746 | 43.753 | 11.7449 | -16.4626 | -17.1199 | -17.9062 | -19.0155 | -19.9078 | -21.2658 | -11.6535 | -17.21 | -23.7034
MELKSHAM GSP | AMESBURY | AMESBURY | MINIMUM HEADROOM | SU 15842 42724 | NO | YES | 1.564 | 29.8795 | 29.5921 | 29.3509 | 29.0086 | 28.6442 | -2.215 | -33.5839 | -33.9809 | -34.3839 | -34.7983 | -35.2305 | -38.3019 | -43.0899 | -47.4713 | 13.9359 | 13.6866 | 13.4861 | 13.1977 | 12.7957 | -23.3057 | -60.4941 | -61.1074 | -61.7236 | -62.3379 | -62.9671 | -66.4764 | -71.8744 | -76.5713 | 16.3525 | 16.0385 | 15.7693 | 15.3814 | 14.9702 | -20.7659 | -57.556 | -57.993 | -58.4355 | -59.0029 | -59.6303 | -63.1314 | -68.5173 | -73.2052
|  | AMESBURY | CT |  |  |  |  | 29.8795 | 29.6925 | 29.4617 | 29.1209 | 28.7356 | 28.3448 | -3.0141 | -33.9598 | -34.3774 | -34.7983 | -35.2305 | -38.3019 | -42.09 | -45.8349 | 13.9359 | 13.7842 | 13.5925 | 13.314 | 12.8922 | 12.4442 | -24.7207 | -61.0503 | -61.6824 | -62.3111 | -62.9466 | -66.4764 | -70.5857 | -74.6182 | 16.3525 | 16.1415 | 15.8842 | 15.4993 | 15.0687 | 14.6334 | -22.1484 | -57.9646 | -58.4221 | -58.9764 | -59.6102 | -63.1314 | -67.2321 | -71.2561
|  | AMESBURY | LW |  |  |  |  | 29.888 | 29.5921 | 29.3509 | 29.0086 | 28.6442 | -2.215 | -33.5839 | -33.9809 | -34.3839 | -34.7895 | -35.2119 | -38.0731 | -43.0899 | -47.4713 | 13.9453 | 13.6866 | 13.4861 | 13.1977 | 12.7957 | -23.3057 | -60.4941 | -61.1074 | -61.7236 | -62.3379 | -62.9671 | -66.2681 | -71.8744 | -76.5713 | 16.3598 | 16.0385 | 15.7693 | 15.3814 | 14.9702 | -20.7659 | -57.556 | -57.993 | -58.4355 | -59.0029 | -59.6303 | -62.9225 | -68.5173 | -73.2052
|  | AMESBURY | ST |  |  |  |  | 30.0378 | 30.0126 | 29.9556 | 29.8011 | 29.6461 | 29.4644 | -1.6305 | -32.332 | -32.531 | -32.7136 | -32.8924 | -33.7973 | -34.6889 | -35.8659 | 14.045 | 14.0276 | 13.9796 | 13.8701 | 13.7603 | 13.623 | -23.069 | -58.9382 | -59.1638 | -59.4287 | -59.7375 | -61.265 | -62.6489 | -64.0225 | 16.5426 | 16.5116 | 16.4481 | 16.264 | 16.079 | 15.8679 | -20.6488 | -56.2133 | -56.4394 | -56.6471 | -56.8498 | -57.9304 | -59.3089 | -60.6771
|  | AMESBURY | FS |  |  |  |  | 30.0575 | 30.0139 | 29.9954 | 29.9649 | 29.9094 | 29.82 | 29.5767 | 29.2652 | 28.7477 | 28.3717 | 27.9013 | 26.7334 | 24.2219 | 21.1931 | 14.0594 | 14.0203 | 14.0074 | 13.985 | 13.9449 | 13.8836 | 13.6598 | 13.369 | 12.848 | 12.2567 | 11.4651 | 9.4885 | 6.5687 | 3.117 | 16.5672 | 16.5201 | 16.4979 | 16.462 | 16.3965 | 16.2884 | 15.9972 | 15.6241 | 15.013 | 14.569 | 14.011 | 12.2038 | 9.2417 | 5.7431
MELKSHAM GSP | ANDOVER BSP | ANDOVER BSP | MINIMUM HEADROOM | SU 35334 46598 | NO | YES | 49.865 | 12.2199 | -27.3632 | -63.2118 | -62.4492 | -63.2118 | -67.7844 | -68.6522 | -79.6285 | -86.7005 | -93.3596 | -96.9108 | -121.2376 | -129.229 | -138.1403 | -3.7234 | -50.2168 | -96.7015 | -95.7981 | -96.8194 | -103.3141 | -104.3927 | -116.525 | -125.1636 | -133.0826 | -137.4665 | -167.0057 | -176.7977 | -186.5329 | -1.1483 | -47.6296 | -93.4451 | -92.6287 | -93.4966 | -99.388 | -100.3588 | -112.7639 | -121.3464 | -129.2422 | -133.7452 | -163.5447 | -173.2996 | -182.9984
|  | ANDOVER BSP | CT |  |  |  |  | 21.7334 | 1.3236 | 0.99602 | -30.5072 | -31.0531 | -67.7844 | -68.6522 | -68.2219 | -69.0474 | -82.3534 | -83.183 | -93.8998 | -109.9302 | -117.3238 | 6.9613 | -17.4365 | -17.8972 | -55.1492 | -55.9256 | -103.3141 | -104.3927 | -103.7749 | -104.8213 | -120.4961 | -121.5856 | -134.5866 | -153.7503 | -162.0357 | 9.6707 | -14.596 | -14.9913 | -52.0243 | -52.6891 | -99.388 | -100.3588 | -99.9055 | -100.9899 | -117.0014 | -118.2475 | -131.3188 | -150.4386 | -158.6835
|  | ANDOVER BSP | LW |  |  |  |  | 12.2199 | -27.3632 | -63.2118 | -62.4492 | -63.2118 | -63.9933 | -64.8608 | -79.6285 | -86.7005 | -93.3596 | -96.9108 | -121.2376 | -129.229 | -138.1403 | -3.7234 | -50.2168 | -96.7015 | -95.7981 | -96.8194 | -97.8618 | -98.9958 | -116.525 | -125.1636 | -133.0826 | -137.4665 | -167.0057 | -176.7977 | -186.5329 | -1.1483 | -47.6296 | -93.4451 | -92.6287 | -93.4966 | -94.382 | -95.354 | -112.7639 | -121.3464 | -129.2422 | -133.7452 | -163.5447 | -173.2996 | -182.9984
|  | ANDOVER BSP | ST |  |  |  |  | 21.8825 | 1.7666 | 1.7032 | -29.5015 | -29.6825 | -65.4733 | -65.8277 | -64.9369 | -65.315 | -78.1525 | -78.5007 | -86.2711 | -97.6967 | -99.2871 | 7.3112 | -16.736 | -16.832 | -53.7098 | -54.0422 | -100.4758 | -100.9644 | -99.8075 | -100.3304 | -115.4305 | -115.9139 | -124.9667 | -138.9589 | -141.6065 | 9.9465 | -14.0116 | -14.0897 | -50.7847 | -51.0446 | -96.8063 | -97.2283 | -96.2091 | -96.6596 | -111.8435 | -112.2597 | -121.0909 | -135.5331 | -138.3075
|  | ANDOVER BSP | FS |  |  |  |  | 21.8647 | 21.7863 | 21.7652 | -20.0725 | -20.1377 | -20.2442 | -20.5271 | -20.8997 | -32.7322 | -33.3291 | -58.8645 | -56.8906 | -60.0287 | -63.9522 | 7.3122 | 7.212 | 7.1671 | -42.4615 | -42.5781 | -42.7796 | -43.2127 | -43.7682 | -61.2557 | -62.1275 | -92.8282 | -90.1011 | -94.3699 | -99.501 | 9.9377 | 9.8466 | 9.812 | -39.6524 | -39.7447 | -39.9018 | -40.2567 | -40.716 | -57.5667 | -58.2936 | -88.8439 | -86.2994 | -90.7308 | -96.3061
MANNINGTON GSP | ARNEWOOD | ARNEWOOD | MINIMUM HEADROOM | SZ 26094 97294 | NO | YES | 20.94 | 54.8041 | 54.4167 | 54.1798 | 53.7497 | 53.2834 | 52.7989 | 52.243 | 51.4765 | 46.387 | 20.4505 | 19.637 | 12.4593 | 6.456 | -1.8964 | 49.6454 | 49.0742 | 48.7022 | 48.1521 | 47.3725 | 46.5664 | 45.6824 | 44.8557 | 38.7997 | 8.2316 | 7.1239 | -1.9263 | -8.976 | -18.1487 | 41.5936 | 41.1962 | 41.0326 | 40.8074 | 40.5482 | 40.0812 | 39.5208 | 39.0291 | 33.8116 | 12.874 | 11.7596 | 2.6474 | -4.5222 | -13.7092
|  | ARNEWOOD | CT |  |  |  |  | 54.8041 | 54.6395 | 54.4224 | 54.0072 | 53.5385 | 53.0445 | 52.5024 | 51.7625 | 50.9954 | 50.2135 | 49.427 | 17.7629 | 10.4422 | 3.3681 | 49.6454 | 49.3132 | 48.9608 | 48.4311 | 47.6887 | 46.8838 | 46.0167 | 45.1721 | 44.2363 | 43.1615 | 42.0891 | 4.3641 | -4.28 | -12.1751 | 41.5936 | 41.4289 | 41.2646 | 41.05 | 40.7848 | 40.3477 | 39.7985 | 39.2916 | 38.7969 | 38.2681 | 37.5382 | 8.9532 | 0.17833 | -7.7329
|  | ARNEWOOD | LW |  |  |  |  | 54.8143 | 54.4167 | 54.1798 | 53.7497 | 53.2834 | 52.7989 | 52.243 | 51.4765 | 46.387 | 20.4505 | 19.637 | 12.4593 | 6.456 | -1.8964 | 49.649 | 49.0742 | 48.7022 | 48.1521 | 47.3725 | 46.5664 | 45.6824 | 44.8557 | 38.7997 | 8.2316 | 7.1239 | -1.9263 | -8.976 | -18.1487 | 41.6038 | 41.2062 | 41.0326 | 40.8074 | 40.5482 | 40.0812 | 39.5208 | 39.0291 | 33.8116 | 12.874 | 11.7596 | 2.6474 | -4.5222 | -13.7092
|  | ARNEWOOD | ST |  |  |  |  | 54.8234 | 54.8225 | 54.8015 | 54.7813 | 54.7627 | 54.5988 | 54.4315 | 54.2404 | 54.0617 | 53.8968 | 53.7325 | 24.8462 | 21.8412 | 20.2744 | 49.894 | 49.8515 | 49.7845 | 49.5527 | 49.3197 | 49.0698 | 48.8223 | 48.4143 | 48.0188 | 47.6446 | 47.2764 | 13.1582 | 9.0833 | 6.7174 | 41.6128 | 41.612 | 41.5909 | 41.5707 | 41.5522 | 41.5143 | 41.4798 | 41.4335 | 41.3404 | 41.1793 | 41.0185 | 17.8051 | 13.7104 | 11.3142
|  | ARNEWOOD | FS |  |  |  |  | 54.8177 | 54.4852 | 54.4821 | 54.476 | 54.4662 | 54.4329 | 54.3235 | 54.1858 | 54.0279 | 53.8796 | 53.7333 | 53.1068 | 51.6713 | 49.5871 | 49.9173 | 49.466 | 49.4342 | 49.3904 | 49.3081 | 49.1638 | 49.012 | 48.8284 | 48.6266 | 48.4334 | 48.2236 | 46.9497 | 44.823 | 42.1642 | 41.6072 | 41.1962 | 41.193 | 41.187 | 41.1772 | 41.167 | 41.1502 | 41.1192 | 41.0724 | 41.0326 | 40.9972 | 40.6396 | 39.3412 | 37.4057
BRAMLEY (BASI) | BASINGSTOKE T1A & T2A | BASINGSTOKE T1A & T2A | MINIMUM HEADROOM | SU 65132 52710 | NO | YES | 4.3516 | 99.2487 | 99.1035 | 99.0351 | 98.9473 | 98.846 | 98.7376 | 98.6044 | 98.5001 | 98.4637 | 98.3505 | 98.2301 | 99.1038 | 98.913 | 97.8706 | 95.1689 | 94.9879 | 94.8209 | 94.5754 | 94.3118 | 94.04 | 93.7374 | 93.4589 | 93.2856 | 93.0061 | 92.7231 | 94.1025 | 93.4495 | 92.5839 | 95.3556 | 95.1302 | 94.9753 | 94.7397 | 94.4886 | 94.2327 | 93.9508 | 93.6908 | 93.5208 | 93.2579 | 92.9903 | 94.4357 | 93.8295 | 91.137
|  | BASINGSTOKE T1A & T2A | CT |  |  |  |  | 99.2487 | 99.1882 | 99.1234 | 99.039 | 98.9329 | 98.8173 | 98.6857 | 98.5717 | 98.4637 | 98.3505 | 98.2301 | 100.3845 | 99.8402 | 98.3281 | 95.1689 | 95.0835 | 94.9265 | 94.6909 | 94.4279 | 94.1534 | 93.8571 | 93.567 | 93.2856 | 93.0061 | 92.7231 | 96.5658 | 96.0215 | 94.5094 | 95.3556 | 95.2202 | 95.0725 | 94.8439 | 94.5915 | 94.3309 | 94.0535 | 93.7828 | 93.5208 | 93.2579 | 92.9903 | 95.1551 | 93.8922 | 91.6641
|  | BASINGSTOKE T1A & T2A | LW |  |  |  |  | 99.2521 | 99.1035 | 99.0351 | 98.9473 | 98.846 | 98.7376 | 98.6044 | 98.5001 | 101.3543 | 101.2393 | 101.1157 | 100.345 | 99.8364 | 97.8706 | 95.1721 | 94.9879 | 94.8209 | 94.5754 | 94.3118 | 94.04 | 93.7374 | 93.4589 | 97.5356 | 97.4206 | 97.297 | 96.5263 | 96.0177 | 94.0519 | 95.3563 | 95.1302 | 94.9753 | 94.7397 | 94.4886 | 94.2327 | 93.9508 | 93.6908 | 97.1098 | 96.8442 | 96.5717 | 95.0833 | 93.8295 | 91.137
|  | BASINGSTOKE T1A & T2A | ST |  |  |  |  | 99.2562 | 99.2562 | 99.2469 | 99.2377 | 99.2284 | 99.2107 | 99.1947 | 99.1728 | 99.156 | 99.1434 | 99.1299 | 102.0145 | 101.959 | 102.5627 | 95.1814 | 95.1803 | 95.1698 | 95.1558 | 95.0583 | 94.9382 | 94.8189 | 94.6848 | 94.5575 | 94.4388 | 94.3209 | 98.1958 | 98.1403 | 98.7441 | 95.4739 | 95.4595 | 95.4345 | 95.3287 | 95.2222 | 95.1088 | 94.998 | 94.8715 | 94.7519 | 94.64 | 94.529 | 97.6664 | 97.1625 | 97.3245
|  | BASINGSTOKE T1A & T2A | FS |  |  |  |  | 99.2546 | 99.2311 | 99.2297 | 99.2273 | 99.2228 | 99.2192 | 99.2122 | 99.2003 | 99.1808 | 99.1655 | 99.1518 | 99.1038 | 98.913 | 98.5229 | 95.1806 | 95.1564 | 95.1543 | 95.151 | 95.1449 | 95.1383 | 95.0833 | 94.9728 | 94.8293 | 94.7086 | 94.5743 | 94.1025 | 93.4495 | 92.5839 | 95.4777 | 95.445 | 95.4329 | 95.4162 | 95.3793 | 95.3115 | 95.237 | 95.1462 | 95.0438 | 94.9477 | 94.8511 | 94.4357 | 93.8855 | 93.1404
BRAMLEY (BASI) | BASINGSTOKE T1B & T2B | BASINGSTOKE T1B & T2B | MINIMUM HEADROOM | SU 65132 52711 | NO | NO | 2.9768 | 37.002 | 36.5689 | 36.3547 | 36.0415 | 35.696 | 30.4252 | 30.0186 | 26.0606 | 25.7044 | 25.3446 | 24.9724 | 21.6322 | 18.2326 | 13.3068 | 30.6162 | 30.1788 | 29.96 | 29.5017 | 28.931 | 25.006 | 24.2001 | 18.8191 | 17.8251 | 16.8454 | 15.86 | 9.4509 | 3.0581 | -4.54 | 29.9404 | 29.5133 | 29.3055 | 29.005 | 28.6717 | 23.2746 | 22.7666 | 18.3289 | 17.758 | 17.1329 | 16.2342 | 10.4302 | 4.3898 | -3.0671
|  | BASINGSTOKE T1B & T2B | CT |  |  |  |  | 51.3518 | 36.7848 | 36.5781 | 36.2749 | 35.9303 | 35.56 | 30.2434 | 29.8897 | 29.5433 | 25.5847 | 25.2275 | 23.2042 | 19.7446 | 15.8918 | 48.5202 | 30.3955 | 30.1845 | 29.7841 | 29.2263 | 28.6356 | 24.5787 | 23.6031 | 22.646 | 17.2336 | 16.2799 | 11.5347 | 5.3267 | -1.0661 | 48.1575 | 29.7306 | 29.5308 | 29.2412 | 28.9089 | 28.5497 | 23.0531 | 22.4812 | 21.917 | 17.4918 | 16.6285 | 12.2514 | 6.4639 | 0.2624
|  | BASINGSTOKE T1B & T2B | LW |  |  |  |  | 37.002 | 36.5689 | 36.3547 | 36.0415 | 35.696 | 30.4252 | 30.0186 | 26.0606 | 25.7044 | 25.3446 | 24.9724 | 21.6322 | 18.2326 | 13.3068 | 30.6162 | 30.1788 | 29.96 | 29.5017 | 28.931 | 25.006 | 24.2001 | 18.8191 | 17.8251 | 16.8454 | 15.86 | 9.4509 | 3.0581 | -4.54 | 29.9404 | 29.5133 | 29.3055 | 29.005 | 28.6717 | 23.2746 | 22.7666 | 18.3289 | 17.758 | 17.1329 | 16.2342 | 10.4302 | 4.3898 | -3.0671
|  | BASINGSTOKE T1B & T2B | ST |  |  |  |  | 51.4096 | 37.0997 | 37.0822 | 36.9935 | 36.9052 | 36.8121 | 31.8128 | 31.7128 | 31.6174 | 27.9211 | 27.835 | 27.4288 | 26.4595 | 26.1074 | 48.575 | 30.7186 | 30.6994 | 30.6057 | 30.513 | 30.3995 | 26.8374 | 26.587 | 26.3437 | 21.7709 | 21.5258 | 19.4137 | 16.7077 | 14.8112 | 48.2522 | 30.0234 | 30.0045 | 29.9253 | 29.8469 | 29.7627 | 24.7639 | 24.6307 | 24.5027 | 20.5144 | 20.398 | 19.462 | 17.2546 | 15.5681
|  | BASINGSTOKE T1B & T2B | FS |  |  |  |  | 51.4086 | 51.3507 | 51.3456 | 51.3371 | 37.0052 | 36.947 | 36.8193 | 36.643 | 36.3734 | 36.1681 | 35.9134 | 35.2755 | 34.1395 | 32.494 | 48.5744 | 48.5161 | 48.5106 | 48.5017 | 30.6222 | 30.5614 | 30.4206 | 30.2268 | 29.8545 | 29.5011 | 29.0719 | 27.8795 | 25.4783 | 22.4887 | 48.2602 | 48.199 | 48.1909 | 48.1779 | 29.9328 | 29.8818 | 29.7516 | 29.5702 | 29.2836 | 29.0705 | 28.8012 | 28.0906 | 26.4333 | 24.0755
BRAMLEY (BASI) | BASINGSTOKE T3 & T4 | BASINGSTOKE T3 & T4 | MINIMUM HEADROOM | SU 65132 52712 | NO | YES | 1.6863 | 69.7466 | 69.3175 | 68.9491 | 68.449 | 67.8924 | 67.3009 | 65.8126 | 65.1774 | 19.0409 | 18.3456 | 17.637 | 14.2636 | 9.7402 | 4.3533 | 66.8181 | 66.3796 | 65.9974 | 65.4905 | 64.9205 | 64.3094 | 62.6461 | 61.9857 | 4.1521 | 3.3654 | 2.565 | -1.2036 | -5.6867 | -11.0875 | 66.9393 | 66.5037 | 66.1246 | 65.6233 | 65.0589 | 64.4531 | 62.7944 | 62.0999 | 4.1867 | 3.3969 | 2.5934 | -1.6376 | -6.7291 | -12.5671
|  | BASINGSTOKE T3 & T4 | CT |  |  |  |  | 81.1885 | 81.0762 | 80.9538 | 68.7025 | 68.1756 | 67.6018 | 66.9542 | 65.4827 | 40.9277 | 40.2398 | 17.9486 | 14.6646 | 10.6101 | 6.0429 | 81.6441 | 81.5491 | 81.4444 | 65.7646 | 65.2296 | 64.6404 | 63.9679 | 62.3235 | 29.9575 | 29.1792 | 2.916 | -0.74285 | -4.7574 | -9.2846 | 82.4489 | 82.3656 | 82.2747 | 65.8975 | 65.3681 | 64.7841 | 64.1167 | 62.4473 | 29.9693 | 29.1879 | 2.9133 | -1.1271 | -5.7142 | -10.6957
|  | BASINGSTOKE T3 & T4 | LW |  |  |  |  | 69.7466 | 69.3175 | 68.9491 | 68.449 | 67.8924 | 67.3009 | 65.8126 | 65.1774 | 19.0409 | 18.3456 | 17.637 | 14.2636 | 9.7402 | 4.3533 | 66.8181 | 66.3796 | 65.9974 | 65.4905 | 64.9205 | 64.3094 | 62.6461 | 61.9857 | 4.1521 | 3.3654 | 2.565 | -1.2036 | -5.6867 | -11.0875 | 66.9393 | 66.5037 | 66.1246 | 65.6233 | 65.0589 | 64.4531 | 62.7944 | 62.0999 | 4.1867 | 3.3969 | 2.5934 | -1.6376 | -6.7291 | -12.5671
|  | BASINGSTOKE T3 & T4 | ST |  |  |  |  | 81.2487 | 81.2428 | 81.2238 | 69.468 | 69.2198 | 68.9498 | 68.6668 | 67.5387 | 43.5813 | 43.2473 | 21.3073 | 19.8298 | 18.4805 | 17.1323 | 81.6699 | 81.6632 | 81.643 | 66.4954 | 66.2461 | 65.9719 | 65.6818 | 64.3996 | 32.9028 | 32.5159 | 6.6396 | 4.9298 | 3.3685 | 1.8089 | 82.4641 | 82.4626 | 82.4483 | 66.6157 | 66.3702 | 66.0997 | 65.813 | 64.5344 | 32.925 | 32.5361 | 6.6495 | 4.9627 | 3.3579 | 1.4395
|  | BASINGSTOKE T3 & T4 | FS |  |  |  |  | 81.2498 | 81.2152 | 81.2094 | 81.1999 | 81.1796 | 81.1461 | 81.093 | 81.0233 | 69.0277 | 68.8388 | 68.6373 | 67.8477 | 66.8863 | 65.6273 | 81.6717 | 81.6369 | 81.6313 | 81.6232 | 81.6104 | 81.5944 | 81.5717 | 81.5405 | 66.1589 | 65.9988 | 65.8347 | 65.08 | 63.6361 | 61.8657 | 82.4625 | 82.4306 | 82.4281 | 82.4236 | 82.4159 | 82.4074 | 82.3946 | 82.375 | 66.2996 | 66.1465 | 65.9909 | 64.9203 | 63.5181 | 61.7922
EAST CLAYDON GSP | BICESTER NORTH BSP | BICESTER NORTH BSP | MINIMUM HEADROOM | SP5972023735 | NO | YES | 2.324 | 95.9051 | 91.4741 | 91.4716 | 91.4671 | 91.4577 | 91.4503 | 91.4317 | 91.1562 | 89.5553 | 88.6963 | 87.8198 | 82.4376 | 88.9124 | 87.2047 | 92.0577 | 89.5158 | 89.4406 | 89.3501 | 89.1963 | 88.2957 | 87.2932 | 86.3314 | 82.968 | 82.0232 | 81.029 | 74.9774 | 83.3055 | 80.9234 | 94.3687 | 90.3298 | 90.2583 | 90.1729 | 90.0438 | 89.8508 | 88.802 | 87.5951 | 84.0309 | 82.8543 | 81.6584 | 75.5738 | 84.321 | 81.9412
|  | BICESTER NORTH BSP | CT |  |  |  |  | 95.9051 | 95.7181 | 95.336 | 94.6726 | 93.9311 | 93.1492 | 92.2907 | 91.4092 | 90.5562 | 89.7274 | 88.9037 | 84.1897 | 112.2422 | 106.5148 | 92.0781 | 91.6387 | 91.1243 | 90.3546 | 89.5016 | 88.6052 | 87.6262 | 86.6161 | 85.6361 | 84.6858 | 83.744 | 77.0808 | 104.6044 | 98.4094 | 94.3895 | 93.9458 | 93.4263 | 92.6117 | 91.5765 | 90.4773 | 89.2637 | 88.0028 | 86.7755 | 85.5961 | 84.4341 | 77.6606 | 105.1544 | 98.924
|  | BICESTER NORTH BSP | LW |  |  |  |  | 95.9081 | 95.5763 | 95.1041 | 94.4059 | 93.6507 | 92.8687 | 91.9904 | 91.1562 | 89.5553 | 88.6963 | 87.8198 | 82.4376 | 110.1536 | 103.4988 | 92.0577 | 91.4417 | 90.8779 | 90.0677 | 89.1963 | 88.2957 | 87.2932 | 86.3314 | 82.968 | 82.0232 | 81.029 | 74.9774 | 102.1064 | 94.9429 | 94.3687 | 93.7477 | 93.178 | 92.2477 | 91.1738 | 90.0539 | 88.802 | 87.5951 | 84.0309 | 82.8543 | 81.6584 | 75.5738 | 102.6776 | 95.4594
|  | BICESTER NORTH BSP | ST |  |  |  |  | 96.0307 | 96.0057 | 95.9552 | 95.8223 | 95.4934 | 95.1027 | 94.7025 | 94.2565 | 93.8234 | 93.4188 | 93.0218 | 91.1646 | 122.9823 | 120.9924 | 92.4535 | 92.3216 | 92.1504 | 91.7298 | 91.2948 | 90.8317 | 90.3576 | 89.8314 | 89.3189 | 88.8378 | 88.3667 | 84.962 | 116.3887 | 113.9488 | 94.7687 | 94.6348 | 94.4612 | 94.0357 | 93.5956 | 93.0664 | 92.4685 | 91.8059 | 91.1576 | 90.5488 | 89.9532 | 86.02 | 116.9948 | 114.5364
|  | BICESTER NORTH BSP | FS |  |  |  |  | 96.0452 | 91.4741 | 91.4716 | 91.4671 | 91.4577 | 91.4503 | 91.4317 | 91.2664 | 91.0711 | 90.8873 | 90.7048 | 89.8864 | 88.9124 | 87.2047 | 92.5409 | 89.5158 | 89.4406 | 89.3501 | 89.2113 | 89.0005 | 88.7023 | 88.3265 | 87.834 | 87.416 | 86.948 | 85.3009 | 83.3055 | 80.9234 | 94.8574 | 90.3298 | 90.2583 | 90.1729 | 90.0438 | 89.8508 | 89.5793 | 89.2544 | 88.8207 | 88.4332 | 87.9541 | 86.2959 | 84.321 | 81.9412
BOTLEY WOOD GSP | BOTLEY WOOD BSP | BOTLEY WOOD BSP | MINIMUM HEADROOM | SU 54073 09759 | NO | YES | 1.016 | 97.5149 | 97.4425 | 97.3784 | 97.4888 | 97.4876 | 97.4855 | 108.3874 | 108.2754 | 108.0954 | 107.6828 | 107.2611 | 105.289 | 102.9989 | 99.297 | 96.3069 | 96.2215 | 96.1421 | 96.2881 | 96.2812 | 96.2706 | 110.575 | 110.0546 | 109.5362 | 109.0287 | 108.5146 | 105.513 | 101.7236 | 97.1128 | 98.7177 | 98.6374 | 98.5644 | 98.6991 | 98.6945 | 98.6867 | 112.2394 | 111.7267 | 111.2157 | 110.7154 | 110.2085 | 107.8709 | 104.1448 | 99.566
|  | BOTLEY WOOD BSP | CT |  |  |  |  | 97.5149 | 97.4425 | 97.3784 | 108.8354 | 108.7296 | 108.6109 | 108.4735 | 108.3677 | 108.2374 | 107.9041 | 107.5016 | 105.6137 | 103.4824 | 100.5538 | 96.3069 | 96.2215 | 96.1421 | 111.4816 | 111.3506 | 111.2053 | 110.8439 | 110.3119 | 109.7874 | 109.2879 | 108.7972 | 105.9963 | 102.4714 | 98.49 | 98.7177 | 98.6374 | 98.5644 | 113.3765 | 113.2562 | 113.0331 | 112.5042 | 111.98 | 111.4631 | 110.9707 | 110.4868 | 108.25 | 104.8873 | 100.9363
|  | BOTLEY WOOD BSP | LW |  |  |  |  | 109.057 | 108.8849 | 108.8208 | 108.7342 | 108.6329 | 108.5204 | 108.3874 | 108.2754 | 108.0954 | 107.6828 | 107.2611 | 105.289 | 102.9989 | 99.297 | 111.7537 | 111.5668 | 111.4855 | 111.3738 | 111.2455 | 111.1051 | 110.575 | 110.0546 | 109.5362 | 109.0287 | 108.5146 | 105.513 | 101.7236 | 97.1128 | 113.628 | 113.4476 | 113.3742 | 113.273 | 113.1564 | 112.7839 | 112.2394 | 111.7267 | 111.2157 | 110.7154 | 110.2085 | 107.8709 | 104.1448 | 99.566
|  | BOTLEY WOOD BSP | ST |  |  |  |  | 97.5179 | 97.5179 | 97.5162 | 109.0565 | 109.0548 | 109.0506 | 109.0464 | 109.0405 | 109.0363 | 109.0329 | 109.0287 | 108.9173 | 108.2301 | 107.5452 | 96.3232 | 96.3179 | 96.3101 | 111.7411 | 111.7236 | 111.7033 | 111.6824 | 111.6583 | 111.6361 | 111.586 | 111.3604 | 110.3504 | 109.4519 | 108.2224 | 98.7309 | 98.7286 | 98.7244 | 113.6237 | 113.6126 | 113.599 | 113.5853 | 113.5691 | 113.471 | 113.2444 | 113.0226 | 112.0294 | 111.1457 | 110.2677
|  | BOTLEY WOOD BSP | FS |  |  |  |  | 97.5153 | 97.4901 | 97.4895 | 97.4888 | 97.4876 | 97.4855 | 109.0238 | 109.0138 | 109.0021 | 108.9894 | 108.9775 | 108.9453 | 108.7731 | 108.3876 | 96.3246 | 96.2964 | 96.2927 | 96.2881 | 96.2812 | 96.2706 | 111.7057 | 111.6856 | 111.6629 | 111.6397 | 111.6168 | 111.5361 | 111.0631 | 110.1629 | 98.7302 | 98.7037 | 98.7017 | 98.6991 | 98.6945 | 98.6867 | 113.5876 | 113.571 | 113.5521 | 113.5326 | 113.5135 | 113.4026 | 112.7203 | 111.8275
MANNINGTON GSP | BOURNEMOUTH | BOURNEMOUTH | MINIMUM HEADROOM | SZ 06265 92437 | NO | YES | 4.8 | 109.0665 | 108.224 | 107.906 | 107.4603 | 106.9442 | 106.3634 | 105.6888 | 105.1494 | 104.5855 | 103.983 | 103.2454 | 97.9333 | 89.3697 | 75.0113 | 97.7226 | 96.8474 | 96.4964 | 95.9904 | 95.4143 | 94.775 | 94.043 | 93.3436 | 92.559 | 91.7548 | 90.9192 | 84.2831 | 74.0759 | 56.8125 | 104.7976 | 103.9574 | 103.6444 | 103.1437 | 102.5506 | 101.8947 | 101.013 | 100.2223 | 99.1562 | 98.0627 | 96.9471 | 89.1457 | 77.1817 | 59.966
|  | BOURNEMOUTH | CT |  |  |  |  | 109.0665 | 108.7389 | 108.457 | 108.0703 | 107.6039 | 107.0665 | 106.4425 | 105.9603 | 105.4643 | 104.9331 | 104.2768 | 99.4005 | 91.4684 | 80.1141 | 97.7226 | 97.3622 | 97.0474 | 96.6004 | 96.0739 | 95.4782 | 94.7968 | 94.1546 | 93.4378 | 92.705 | 91.9506 | 85.7517 | 76.2257 | 61.9417 | 104.7976 | 104.4723 | 104.1954 | 103.7537 | 103.2102 | 102.5979 | 101.7668 | 101.0333 | 100.035 | 99.0128 | 97.9786 | 90.6169 | 79.3307 | 65.0944
|  | BOURNEMOUTH | LW |  |  |  |  | 109.0667 | 108.224 | 107.906 | 107.4603 | 106.9442 | 106.3634 | 105.6888 | 105.1494 | 104.5855 | 103.983 | 103.2454 | 97.9333 | 89.3697 | 75.0113 | 97.7227 | 96.8474 | 96.4964 | 95.9904 | 95.4143 | 94.775 | 94.043 | 93.3436 | 92.559 | 91.7548 | 90.9192 | 84.2831 | 74.0759 | 56.8125 | 104.7977 | 103.9574 | 103.6444 | 103.1437 | 102.5506 | 101.8947 | 101.013 | 100.2223 | 99.1562 | 98.0627 | 96.9471 | 89.1457 | 77.1817 | 59.966
|  | BOURNEMOUTH | ST |  |  |  |  | 109.1137 | 109.1113 | 109.1012 | 109.0664 | 109.0309 | 108.9916 | 108.9535 | 108.9084 | 108.8671 | 108.828 | 108.7893 | 108.6038 | 107.7153 | 106.2267 | 97.794 | 97.7931 | 97.7846 | 97.7228 | 97.6443 | 97.5651 | 97.4878 | 97.3991 | 97.3148 | 97.2331 | 97.1523 | 96.3931 | 94.8247 | 92.6394 | 104.8417 | 104.8396 | 104.8298 | 104.7975 | 104.7661 | 104.7315 | 104.6429 | 104.5419 | 104.4454 | 104.3518 | 104.2042 | 102.6929 | 100.4343 | 97.123
|  | BOURNEMOUTH | FS |  |  |  |  | 109.0991 | 108.9609 | 108.9555 | 108.9479 | 108.931 | 108.9006 | 108.8667 | 108.7895 | 108.6993 | 108.6109 | 108.5175 | 108.2226 | 107.1353 | 104.2724 | 97.7804 | 97.6434 | 97.6394 | 97.6341 | 97.6124 | 97.5508 | 97.4845 | 97.3697 | 97.2384 | 97.1112 | 96.977 | 96.5087 | 94.85 | 91.4905 | 104.8275 | 104.6895 | 104.6843 | 104.677 | 104.6611 | 104.6327 | 104.6029 | 104.5319 | 104.3977 | 104.2612 | 104.1177 | 103.401 | 101.1222 | 97.2558
BRAMLEY (FLEE) | BRACKNELL MAIN | BRACKNELL MAIN | MINIMUM HEADROOM | SU 86026 69422 | NO | YES | 26.22 | 110.5727 | 110.3944 | 110.232 | 110.0064 | 110.5169 | 110.5038 | 110.4866 | 114.4912 | 114.4602 | 114.1835 | 113.8944 | 112.8778 | 109.3296 | 103.3361 | 106.5482 | 106.359 | 106.1847 | 105.9474 | 106.5013 | 106.4804 | 106.4502 | 111.7732 | 111.6493 | 111.2573 | 110.8325 | 108.7826 | 103.7376 | 96.8575 | 109.4552 | 109.2805 | 109.1218 | 108.9077 | 109.3951 | 109.3854 | 109.3722 | 113.9817 | 113.8785 | 113.4739 | 113.0257 | 111.7328 | 106.8544 | 100.0202
|  | BRACKNELL MAIN | CT |  |  |  |  | 110.5727 | 110.3944 | 110.232 | 110.0064 | 115.6459 | 115.3453 | 115.0014 | 114.7289 | 114.4602 | 114.1835 | 113.8944 | 113.5195 | 110.3943 | 105.7048 | 106.5482 | 106.359 | 106.1847 | 105.9474 | 113.2996 | 112.9006 | 112.4393 | 112.0406 | 111.6493 | 111.2573 | 110.8325 | 109.5152 | 105.0774 | 99.4222 | 109.4552 | 109.2805 | 109.1218 | 108.9077 | 115.4571 | 115.0654 | 114.6245 | 114.2481 | 113.8785 | 113.4739 | 113.0257 | 112.2043 | 107.9927 | 102.4513
|  | BRACKNELL MAIN | LW |  |  |  |  | 110.5754 | 116.0476 | 115.8862 | 115.6584 | 115.3931 | 115.1017 | 114.7593 | 114.4912 | 116.0098 | 115.7189 | 114.9048 | 112.8778 | 109.3296 | 103.3361 | 106.5503 | 113.7558 | 113.5773 | 113.3289 | 113.0364 | 112.6293 | 112.1651 | 111.7732 | 113.215 | 112.8084 | 111.7664 | 108.7826 | 103.7376 | 96.8575 | 109.4579 | 115.8854 | 115.7228 | 115.5019 | 115.1811 | 114.795 | 114.3518 | 113.9817 | 115.7792 | 115.3445 | 114.877 | 111.7328 | 106.8544 | 100.0202
|  | BRACKNELL MAIN | ST |  |  |  |  | 110.5973 | 110.5962 | 110.5884 | 110.5703 | 116.4483 | 116.4274 | 116.4008 | 116.3708 | 116.3434 | 116.3196 | 116.2963 | 117.7357 | 117.6486 | 117.437 | 106.588 | 106.585 | 106.5747 | 106.543 | 114.1513 | 114.1119 | 114.0733 | 114.0306 | 113.9461 | 113.8494 | 113.7549 | 114.8907 | 114.3905 | 113.5874 | 109.4733 | 109.4723 | 109.4645 | 109.4513 | 116.2851 | 116.2633 | 116.242 | 116.1826 | 116.0931 | 116.0103 | 115.9292 | 117.7419 | 117.2357 | 116.2566
|  | BRACKNELL MAIN | FS |  |  |  |  | 110.5923 | 110.5313 | 110.5291 | 110.5251 | 110.5169 | 110.5038 | 110.4866 | 116.3493 | 116.2939 | 116.2473 | 116.1979 | 116.0546 | 115.5545 | 114.2342 | 106.586 | 106.5236 | 106.52 | 106.5137 | 106.5013 | 106.4804 | 106.4502 | 114.0375 | 113.9653 | 113.8539 | 113.6829 | 113.1982 | 112.2789 | 110.5781 | 109.4683 | 109.4074 | 109.4053 | 109.4017 | 109.3951 | 109.3854 | 109.3722 | 116.1876 | 116.1274 | 115.9996 | 115.8507 | 115.4323 | 114.6127 | 112.6518
BRAMLEY (FLEE) | BRACKNELL RESERVE | BRACKNELL RESERVE | MINIMUM HEADROOM | SU 86026 69422 | NO | YES | 3.334 | 111.8807 | 111.7024 | 111.54 | 111.3144 | 111.8249 | 111.8118 | 111.7946 | 115.7992 | 115.7682 | 115.4915 | 115.2024 | 114.1858 | 110.6376 | 104.6441 | 107.8562 | 107.667 | 107.4927 | 107.2554 | 107.8093 | 107.7884 | 107.7582 | 113.0812 | 112.9573 | 112.5653 | 112.1405 | 110.0906 | 105.0456 | 98.1655 | 110.7632 | 110.5885 | 110.4298 | 110.2157 | 110.7031 | 110.6934 | 110.6802 | 115.2897 | 115.1865 | 114.7819 | 114.3337 | 113.0408 | 108.1624 | 101.3282
|  | BRACKNELL RESERVE | CT |  |  |  |  | 111.8807 | 111.7024 | 111.54 | 111.3144 | 116.9539 | 116.6533 | 116.3094 | 116.0369 | 115.7682 | 115.4915 | 115.2024 | 114.8275 | 111.7023 | 107.0128 | 107.8562 | 107.667 | 107.4927 | 107.2554 | 114.6076 | 114.2086 | 113.7473 | 113.3486 | 112.9573 | 112.5653 | 112.1405 | 110.8232 | 106.3854 | 100.7302 | 110.7632 | 110.5885 | 110.4298 | 110.2157 | 116.7651 | 116.3734 | 115.9325 | 115.5561 | 115.1865 | 114.7819 | 114.3337 | 113.5123 | 109.3007 | 103.7593
|  | BRACKNELL RESERVE | LW |  |  |  |  | 111.8834 | 117.3556 | 117.1942 | 116.9664 | 116.7011 | 116.4097 | 116.0673 | 115.7992 | 117.3178 | 117.0269 | 116.2128 | 114.1858 | 110.6376 | 104.6441 | 107.8583 | 115.0638 | 114.8853 | 114.6369 | 114.3444 | 113.9373 | 113.4731 | 113.0812 | 114.523 | 114.1164 | 113.0744 | 110.0906 | 105.0456 | 98.1655 | 110.7659 | 117.1934 | 117.0308 | 116.8099 | 116.4891 | 116.103 | 115.6598 | 115.2897 | 117.0872 | 116.6525 | 116.185 | 113.0408 | 108.1624 | 101.3282
|  | BRACKNELL RESERVE | ST |  |  |  |  | 111.9053 | 111.9042 | 111.8964 | 111.8783 | 117.7563 | 117.7354 | 117.7088 | 117.6788 | 117.6514 | 117.6276 | 117.6043 | 119.0437 | 118.9566 | 118.745 | 107.896 | 107.893 | 107.8827 | 107.851 | 115.4593 | 115.4199 | 115.3813 | 115.3386 | 115.2541 | 115.1574 | 115.0629 | 116.1987 | 115.6985 | 114.8954 | 110.7813 | 110.7803 | 110.7725 | 110.7593 | 117.5931 | 117.5713 | 117.55 | 117.4906 | 117.4011 | 117.3183 | 117.2372 | 119.0499 | 118.5437 | 117.5646
|  | BRACKNELL RESERVE | FS |  |  |  |  | 111.9003 | 111.8393 | 111.8371 | 111.8331 | 111.8249 | 111.8118 | 111.7946 | 117.6573 | 117.6019 | 117.5553 | 117.5059 | 117.3626 | 116.8625 | 115.5422 | 107.894 | 107.8316 | 107.828 | 107.8217 | 107.8093 | 107.7884 | 107.7582 | 115.3455 | 115.2733 | 115.1619 | 114.9909 | 114.5062 | 113.5869 | 111.8861 | 110.7763 | 110.7154 | 110.7133 | 110.7097 | 110.7031 | 110.6934 | 110.6802 | 117.4956 | 117.4354 | 117.3076 | 117.1587 | 116.7403 | 115.9207 | 113.9598
BRAMLEY (FLEE) | BURGHFIELD MAIN | BURGHFIELD MAIN | MINIMUM HEADROOM | SU 69442 70509 | NO | YES | 1.197 | 111.8988 | 78.1481 | 78.146 | 77.689 | 77.4318 | 40.3099 | 39.7649 | 37.5892 | -6.6184 | -7.116 | -7.6268 | -11.085 | -16.9845 | -25.3247 | 108.4116 | 74.692 | 74.687 | 74.119 | 73.8214 | 29.1464 | 28.5359 | 26.2858 | -31.6578 | -32.24 | -33.0675 | -37.8397 | -44.6805 | -53.7227 | 111.7019 | 77.9744 | 77.9705 | 77.4326 | 77.1465 | 36.0095 | 35.4067 | 33.1695 | -24.227 | -24.7877 | -25.6114 | -30.8223 | -37.341 | -46.2144
|  | BURGHFIELD MAIN | CT |  |  |  |  | 111.8991 | 111.7336 | 111.5779 | 77.689 | 77.4318 | 40.3099 | 39.7649 | 37.5892 | 37.108 | 36.6247 | 36.6055 | 33.3679 | 28.0591 | 21.1853 | 108.4125 | 108.2262 | 108.0476 | 74.119 | 73.8214 | 29.1464 | 28.5359 | 26.2858 | 25.7174 | 25.151 | 25.0253 | 20.5113 | 14.3523 | 6.8134 | 111.7025 | 111.5221 | 111.3502 | 77.4326 | 77.1465 | 36.0095 | 35.4067 | 33.1695 | 32.6278 | 32.0859 | 31.9216 | 26.9503 | 21.0472 | 13.7127
|  | BURGHFIELD MAIN | LW |  |  |  |  | 111.8988 | 111.4767 | 111.3148 | 111.0976 | 111.3148 | 74.1557 | 73.6036 | 71.4379 | -6.6184 | -7.116 | -7.6268 | -11.085 | -16.9845 | -25.3247 | 108.4116 | 107.9679 | 107.7821 | 107.5242 | 107.8727 | 63.1545 | 62.5356 | 60.2855 | -31.6578 | -32.24 | -33.0675 | -37.8397 | -44.6805 | -53.7227 | 111.7019 | 111.2646 | 111.0861 | 110.8397 | 111.1094 | 69.9306 | 69.3217 | 67.097 | -24.227 | -24.7877 | -25.6114 | -30.8223 | -37.341 | -46.2144
|  | BURGHFIELD MAIN | ST |  |  |  |  | 111.9064 | 111.9055 | 78.2135 | 78.2054 | 78.1973 | 41.8523 | 41.7123 | 40.7146 | 40.5651 | 40.4229 | 40.7551 | 40.136 | 39.4251 | 38.3498 | 108.4506 | 108.4457 | 74.7493 | 74.7148 | 74.6798 | 30.8559 | 30.6743 | 29.6313 | 29.4371 | 29.2519 | 29.7144 | 28.869 | 27.4693 | 25.6327 | 111.733 | 111.7298 | 78.0354 | 78.0081 | 77.9806 | 37.7012 | 37.5243 | 36.4865 | 36.2974 | 36.1171 | 36.4973 | 35.7103 | 34.0527 | 32.0368
|  | BURGHFIELD MAIN | FS |  |  |  |  | 111.9 | 78.1481 | 78.146 | 78.1435 | 78.1396 | 78.1336 | 78.1268 | 78.1007 | 78.0609 | 78.0295 | 77.9949 | 78.3787 | 77.9171 | 76.8969 | 108.4464 | 74.692 | 74.687 | 74.6804 | 74.6674 | 74.6438 | 74.6173 | 74.5683 | 74.5027 | 74.4476 | 74.3879 | 74.8321 | 74.2113 | 71.9689 | 111.7277 | 77.9744 | 77.9705 | 77.9653 | 77.9549 | 77.9357 | 77.9153 | 77.8735 | 77.8171 | 77.7697 | 77.7188 | 78.1205 | 77.5938 | 75.945
BRAMLEY (FLEE) | BURGHFIELD RESERVE | BURGHFIELD RESERVE | MINIMUM HEADROOM | SU 69442 70509 | NO | YES | 6.9242 | 78.5123 | 74.8877 | 74.6762 | 74.3807 | 73.6739 | 69.25 | 68.6451 | 68.0559 | 67.4955 | 66.9368 | 62.3105 | 52.8667 | 47.356 | 41.2557 | 61.8353 | 60.1734 | 59.9197 | 59.4413 | 58.0379 | 52.8992 | 52.2736 | 51.664 | 51.0841 | 50.504 | 42.9486 | 32.0217 | 26.0516 | 19.9074 | 67.14 | 63.3657 | 63.1037 | 62.7205 | 61.3872 | 56.148 | 55.4234 | 54.7091 | 54.0261 | 53.346 | 47.3553 | 35.6936 | 29.2182 | 22.8566
|  | BURGHFIELD RESERVE | CT |  |  |  |  | 92.5277 | 74.8877 | 74.6762 | 74.3807 | 73.6739 | 69.25 | 68.6451 | 68.0559 | 67.4955 | 66.9368 | 66.3653 | 59.6575 | 55.7836 | 50.7188 | 81.8651 | 60.1734 | 59.9197 | 59.4413 | 58.0379 | 52.8992 | 52.2736 | 51.664 | 51.0841 | 50.504 | 49.9078 | 42.0032 | 35.9304 | 30.7887 | 86.614 | 63.3657 | 63.1037 | 62.7205 | 61.3872 | 56.148 | 55.4234 | 54.7091 | 54.0261 | 53.346 | 52.5788 | 44.1544 | 39.104 | 33.7479
|  | BURGHFIELD RESERVE | LW |  |  |  |  | 78.5123 | 78.1362 | 77.9282 | 77.3494 | 76.9442 | 72.537 | 71.9395 | 71.4007 | 70.851 | 70.3027 | 62.3105 | 52.8667 | 47.356 | 41.2557 | 61.8353 | 61.4401 | 61.208 | 59.9398 | 59.4315 | 54.3621 | 53.7889 | 53.2718 | 52.7439 | 52.2161 | 42.9486 | 32.0217 | 26.0516 | 19.9074 | 67.14 | 66.7155 | 66.4544 | 65.2747 | 64.759 | 59.5487 | 58.8376 | 58.1763 | 57.508 | 56.8431 | 47.3553 | 35.6936 | 29.2182 | 22.8566
|  | BURGHFIELD RESERVE | ST |  |  |  |  | 92.544 | 75.1432 | 75.1151 | 75.0394 | 74.7148 | 70.7237 | 70.6119 | 70.4782 | 70.2494 | 70.0358 | 69.8275 | 65.1412 | 64.4594 | 63.5631 | 81.9769 | 60.5219 | 60.486 | 60.3609 | 59.4641 | 54.7168 | 54.4805 | 54.2149 | 53.9645 | 53.7305 | 53.5033 | 48.0785 | 45.0303 | 43.9189 | 86.7554 | 63.7313 | 63.6933 | 63.559 | 62.6799 | 57.9483 | 57.774 | 57.561 | 57.281 | 56.9791 | 56.6857 | 50.9488 | 49.1985 | 47.702
|  | BURGHFIELD RESERVE | FS |  |  |  |  | 92.5399 | 89.0543 | 75.0957 | 75.0823 | 75.0557 | 75.0117 | 74.8734 | 74.6664 | 74.0901 | 73.6168 | 73.0035 | 71.5556 | 72.5798 | 69.5161 | 81.9862 | 80.5276 | 60.4823 | 60.4626 | 60.4205 | 60.3465 | 60.1067 | 59.617 | 58.8037 | 58.2192 | 57.4559 | 55.7208 | 54.7047 | 51.1941 | 86.7701 | 83.1713 | 63.693 | 63.6721 | 63.6274 | 63.5484 | 63.3151 | 63.0034 | 62.4858 | 62.1118 | 61.3604 | 59.134 | 59.4554 | 55.5088
BRAMLEY (FLEE) | CAMBERLEY MAIN | CAMBERLEY MAIN | MINIMUM HEADROOM | SU 86530 59483 | NO | YES | 8.0221 | 107.3765 | 106.2573 | 106.1836 | 105.5462 | 104.8493 | 104.1121 | 103.2978 | 102.5724 | 101.8389 | 101.1089 | 100.3652 | 96.4742 | 89.5696 | 78.8413 | 94.8375 | 93.5765 | 93.4783 | 92.7983 | 92.0438 | 91.0071 | 89.832 | 88.7324 | 87.6324 | 86.5454 | 85.4511 | 78.876 | 69.5027 | 58.0641 | 96.089 | 94.8389 | 94.7321 | 94.0365 | 93.2663 | 92.2633 | 91.1124 | 90.038 | 88.9625 | 87.8708 | 86.7651 | 80.5172 | 71.1659 | 59.7211
|  | CAMBERLEY MAIN | CT |  |  |  |  | 115.8459 | 106.6067 | 106.1978 | 105.5896 | 104.909 | 104.1766 | 103.3673 | 102.6413 | 102.284 | 101.5773 | 100.8673 | 97.1051 | 91.288 | 82.237 | 111.243 | 93.9307 | 93.4783 | 92.7983 | 92.0438 | 91.0149 | 89.8501 | 88.7474 | 88.1214 | 87.059 | 86.0027 | 79.6954 | 71.4211 | 61.6925 | 113.0128 | 95.1936 | 94.7321 | 94.0365 | 93.2663 | 92.2883 | 91.1474 | 90.07 | 89.4493 | 88.3856 | 87.3183 | 81.3363 | 73.0817 | 63.3501
|  | CAMBERLEY MAIN | LW |  |  |  |  | 107.3765 | 106.2573 | 106.1836 | 105.5462 | 104.8493 | 104.1121 | 103.2978 | 102.5724 | 101.8389 | 101.1089 | 100.3652 | 96.4742 | 89.5696 | 78.8413 | 94.8375 | 93.5765 | 93.5566 | 92.8445 | 92.0711 | 91.0071 | 89.832 | 88.7324 | 87.6324 | 86.5454 | 85.4511 | 78.876 | 69.5027 | 58.0641 | 96.089 | 94.8389 | 94.7902 | 94.0622 | 93.2727 | 92.2633 | 91.1124 | 90.038 | 88.9625 | 87.8708 | 86.7651 | 80.5172 | 71.1659 | 59.7211
|  | CAMBERLEY MAIN | ST |  |  |  |  | 115.8662 | 107.2165 | 107.1496 | 106.9172 | 106.6795 | 106.4345 | 106.1893 | 105.9211 | 106.0204 | 105.7753 | 105.537 | 104.4468 | 103.474 | 102.5356 | 111.2854 | 94.6191 | 94.5413 | 94.2622 | 93.9762 | 93.6837 | 93.3909 | 93.0711 | 93.1979 | 92.7163 | 92.2487 | 90.0989 | 87.8999 | 85.442 | 113.0559 | 95.9018 | 95.822 | 95.5316 | 95.2352 | 94.9324 | 94.6295 | 94.2986 | 94.4174 | 93.9678 | 93.5157 | 91.4288 | 89.4412 | 87.1203
|  | CAMBERLEY MAIN | FS |  |  |  |  | 115.8592 | 115.4161 | 115.4127 | 107.1206 | 107.0369 | 106.8947 | 106.6889 | 106.4208 | 106.0666 | 105.7679 | 105.426 | 104.6894 | 103.0153 | 100.637 | 111.2822 | 110.7368 | 110.7312 | 94.5231 | 94.4242 | 94.2538 | 94.0076 | 93.6909 | 93.2731 | 92.9214 | 92.5182 | 90.9669 | 88.2764 | 84.8454 | 113.0515 | 112.526 | 112.5209 | 95.805 | 95.702 | 95.5246 | 95.2712 | 94.9462 | 94.5193 | 94.1589 | 93.7469 | 92.2727 | 89.6148 | 86.1955
BRAMLEY (FLEE) | CAMBERLEY RESERVE | CAMBERLEY RESERVE | MINIMUM HEADROOM | SU 86530 59483 | NO | YES | 15.4874 | 84.7298 | 84.5587 | 84.4043 | 84.1963 | 83.9429 | 83.6562 | 83.2975 | 82.9845 | 82.9206 | 82.6059 | 82.2827 | 96.5201 | 93.3032 | 86.166 | 78.1722 | 77.8879 | 77.6051 | 77.1905 | 76.7204 | 76.2109 | 75.6436 | 75.1002 | 74.8825 | 74.0491 | 73.1225 | 85.0721 | 79.8029 | 72.0811 | 80.2636 | 80.0426 | 79.832 | 79.5212 | 79.1555 | 78.7017 | 77.9056 | 76.9547 | 76.7228 | 75.8153 | 74.9169 | 92.6735 | 86.881 | 78.8919
|  | CAMBERLEY RESERVE | CT |  |  |  |  | 84.7298 | 84.5587 | 84.4043 | 84.1963 | 83.9429 | 83.6562 | 83.2975 | 82.9845 | 82.9206 | 82.6059 | 82.2827 | 98.1284 | 94.0954 | 88.1708 | 78.1722 | 77.8879 | 77.6051 | 77.1905 | 76.7204 | 76.2109 | 75.6436 | 75.1002 | 74.8825 | 74.0491 | 73.1225 | 85.6377 | 80.6485 | 74.1682 | 80.2636 | 80.0426 | 79.832 | 79.5212 | 79.1555 | 78.7017 | 77.9056 | 76.9547 | 76.7228 | 75.8153 | 74.9169 | 93.2572 | 87.7714 | 81.0397
|  | CAMBERLEY RESERVE | LW |  |  |  |  | 96.8639 | 96.4615 | 96.3036 | 96.3357 | 96.0859 | 95.8084 | 95.4797 | 101.1243 | 100.8711 | 100.6114 | 100.3385 | 97.6825 | 93.3032 | 86.166 | 89.589 | 89.0265 | 88.6871 | 88.5231 | 87.9794 | 87.4026 | 86.7582 | 91.8334 | 91.1757 | 90.3072 | 89.4306 | 85.0721 | 79.8029 | 72.0811 | 95.2807 | 94.8768 | 94.7175 | 94.7981 | 94.5455 | 94.0859 | 93.1601 | 99.9317 | 99.0141 | 98.109 | 97.1957 | 92.6735 | 86.881 | 78.8919
|  | CAMBERLEY RESERVE | ST |  |  |  |  | 84.7472 | 84.7439 | 84.7352 | 84.721 | 84.7064 | 84.684 | 84.6612 | 84.635 | 84.8586 | 84.839 | 84.795 | 102.7771 | 102.7419 | 101.9931 | 78.323 | 78.2828 | 78.2328 | 78.0824 | 77.9274 | 77.7645 | 77.5983 | 77.4161 | 77.5705 | 77.4036 | 77.2405 | 92.905 | 91.312 | 89.7588 | 80.3403 | 80.3212 | 80.2947 | 80.2203 | 80.1437 | 80.0564 | 79.9593 | 79.8523 | 80.0758 | 79.8576 | 79.6329 | 100.7298 | 99.0436 | 97.3976
|  | CAMBERLEY RESERVE | FS |  |  |  |  | 84.7433 | 84.6818 | 84.6785 | 84.6737 | 84.6656 | 84.6547 | 84.6402 | 84.6099 | 84.5721 | 84.5355 | 84.5 | 96.5201 | 96.0752 | 95.1437 | 78.3469 | 78.2633 | 78.2367 | 78.2029 | 78.1471 | 78.0546 | 77.9544 | 77.8265 | 77.6838 | 77.5466 | 77.4065 | 87.9664 | 86.8672 | 84.7868 | 80.3482 | 80.277 | 80.2635 | 80.2461 | 80.217 | 80.1698 | 80.1172 | 80.0433 | 79.9578 | 79.8683 | 79.7776 | 94.6878 | 92.7678 | 90.3347
IVER 132KV | CHALVEY BSP | CHALVEY BSP | MINIMUM HEADROOM | SU 96669 79364 | NO | YES | 135.7042 | 105.5732 | 105.2409 | 105.1024 | 104.9094 | 104.6869 | 104.4346 | 102.7012 | 101.8606 | 101.0163 | 100.1813 | 99.335 | 93.8962 | 87.0676 | 78.1553 | 101.1816 | 100.8492 | 100.7054 | 100.506 | 100.276 | 100.0153 | 96.4212 | 95.457 | 94.4907 | 93.2345 | 91.8001 | 84.989 | 77.3422 | 67.6141 | 104.0131 | 103.6926 | 103.5676 | 103.396 | 103.1736 | 102.9043 | 97.9545 | 96.9947 | 95.7095 | 94.2956 | 92.8666 | 86.0572 | 78.3957 | 68.6527
|  | CHALVEY BSP | CT |  |  |  |  | 105.5758 | 105.4443 | 105.3274 | 105.1636 | 104.9697 | 104.7442 | 104.4822 | 102.42 | 101.5976 | 100.8035 | 100.0132 | 95.1766 | 88.9957 | 81.6398 | 101.1834 | 101.0541 | 100.933 | 100.7637 | 100.5632 | 100.3301 | 100.0589 | 96.0591 | 95.1125 | 94.0928 | 92.7421 | 86.379 | 79.4434 | 71.3265 | 104.0149 | 103.8944 | 103.7899 | 103.6467 | 103.4634 | 103.222 | 102.9418 | 97.5954 | 96.5189 | 95.1521 | 93.8066 | 87.447 | 80.5012 | 72.3709
|  | CHALVEY BSP | LW |  |  |  |  | 105.5732 | 105.2409 | 105.1024 | 104.9094 | 104.6869 | 104.4346 | 102.7012 | 101.8606 | 101.0163 | 100.1813 | 99.335 | 93.8962 | 87.0676 | 78.1553 | 101.1816 | 100.8492 | 100.7054 | 100.506 | 100.276 | 100.0153 | 96.4212 | 95.457 | 94.4907 | 93.2345 | 91.8001 | 84.989 | 77.3422 | 67.6141 | 104.0131 | 103.6926 | 103.5676 | 103.396 | 103.1736 | 102.9043 | 97.9545 | 96.9947 | 95.7095 | 94.2956 | 92.8666 | 86.0572 | 78.3957 | 68.6527
|  | CHALVEY BSP | ST |  |  |  |  | 105.6036 | 105.5944 | 105.5841 | 105.5573 | 105.5292 | 105.4954 | 105.4605 | 104.9129 | 104.7869 | 104.4066 | 104.0331 | 102.3033 | 100.6784 | 98.3163 | 101.1975 | 101.1916 | 101.185 | 101.1627 | 101.1309 | 101.093 | 101.0534 | 99.1535 | 98.6793 | 98.2283 | 97.7853 | 95.7339 | 92.7444 | 89.6251 | 104.029 | 104.0231 | 104.0165 | 104.0033 | 103.9892 | 103.9694 | 103.9488 | 100.6778 | 100.2062 | 99.7578 | 99.3174 | 96.8399 | 93.8104 | 90.6916
|  | CHALVEY BSP | FS |  |  |  |  | 105.6025 | 105.5444 | 105.5375 | 105.5293 | 105.5164 | 105.4958 | 105.4747 | 105.4365 | 105.3937 | 105.3511 | 105.306 | 105.1512 | 104.7006 | 103.7952 | 101.1949 | 101.1388 | 101.134 | 101.1285 | 101.1205 | 101.1037 | 101.081 | 101.0413 | 100.9969 | 100.9528 | 100.9061 | 100.743 | 100.2856 | 99.3723 | 104.0265 | 103.9703 | 103.9656 | 103.96 | 103.952 | 103.9401 | 103.9281 | 103.9004 | 103.8687 | 103.8369 | 103.8029 | 103.6312 | 103.1585 | 102.2006
LOVEDEAN GSP | CHICHESTER & HUNSTON | CHICHESTER & HUNSTON | MINIMUM HEADROOM | SU 92282 07416 | NO | YES | 1.6937 | 214.1993 | 198.5732 | 197.8256 | 196.7783 | 190.0758 | 155.9798 | 153.5465 | 149.9772 | 147.3372 | 143.9605 | 125.2073 | 89.2798 | 63.3089 | 35.479 | 190.0742 | 171.1594 | 168.9195 | 166.9188 | 155.7254 | 113.9488 | 109.931 | 105.6359 | 101.7905 | 97.5767 | 77.1269 | 33.1444 | 1.2922 | -30.108 | 197.5561 | 178.5213 | 175.9639 | 173.7309 | 162.0624 | 119.2284 | 114.3925 | 109.5316 | 105.2066 | 100.5755 | 80.1209 | 34.2958 | 1.561 | -30.1274
|  | CHICHESTER & HUNSTON | CT |  |  |  |  | 214.2247 | 199.2598 | 197.925 | 196.9737 | 190.3745 | 156.351 | 154.2435 | 150.8824 | 147.3372 | 143.9605 | 140.589 | 119.0464 | 92.6024 | 66.7097 | 190.1714 | 172.0222 | 168.9195 | 166.9188 | 155.7254 | 113.9488 | 110.2767 | 106.2204 | 101.7905 | 97.5767 | 93.4447 | 67.8586 | 35.4155 | 5.647 | 197.6613 | 179.4021 | 175.9639 | 173.7309 | 162.0624 | 119.4262 | 114.9335 | 110.0483 | 105.2066 | 100.5755 | 96.0262 | 68.9453 | 36.091 | 5.7443
|  | CHICHESTER & HUNSTON | LW |  |  |  |  | 214.1993 | 198.5732 | 197.8256 | 196.7783 | 190.0758 | 155.9798 | 153.5465 | 149.9772 | 147.6895 | 144.2035 | 125.2073 | 89.2798 | 63.3089 | 35.479 | 190.0742 | 171.1594 | 169.5958 | 167.3793 | 155.9934 | 113.9769 | 109.931 | 105.6359 | 104.0238 | 99.694 | 77.1269 | 33.1444 | 1.2922 | -30.108 | 197.5561 | 178.5213 | 176.7852 | 174.2419 | 162.0933 | 119.2284 | 114.3925 | 109.5316 | 108.0533 | 103.3147 | 80.1209 | 34.2958 | 1.561 | -30.1274
|  | CHICHESTER & HUNSTON | ST |  |  |  |  | 214.5091 | 200.1016 | 199.2838 | 198.9506 | 193.3726 | 160.2673 | 159.7897 | 159.2625 | 158.743 | 158.0233 | 157.0222 | 144.4884 | 129.3524 | 119.521 | 190.6551 | 173.5792 | 171.3573 | 170.3739 | 160.419 | 120.3377 | 119.1447 | 117.8346 | 116.4074 | 114.8663 | 113.033 | 98.6361 | 80.5378 | 67.2547 | 198.5752 | 181.2482 | 178.7961 | 177.6376 | 167.7574 | 127.6308 | 126.0416 | 124.0819 | 121.9175 | 119.808 | 117.6235 | 102.3311 | 82.7923 | 68.6949
|  | CHICHESTER & HUNSTON | FS |  |  |  |  | 214.9014 | 200.3861 | 199.6392 | 199.5447 | 193.5269 | 193.325 | 193.107 | 192.8185 | 192.4956 | 192.1846 | 191.8459 | 184.7853 | 182.0719 | 175.6857 | 191.0849 | 173.9281 | 172.2061 | 171.9099 | 166.6376 | 166.0472 | 165.4361 | 164.7146 | 163.9407 | 163.1636 | 162.36 | 149.5247 | 145.5245 | 138.178 | 199.127 | 181.8973 | 179.5755 | 179.3059 | 172.3903 | 171.6924 | 170.9276 | 170.0237 | 169.0254 | 168.0725 | 167.0673 | 152.6583 | 147.4759 | 138.8746
CHICKERELL GSP | CHICKERELL BSP | CHICKERELL BSP | MINIMUM HEADROOM | SY 65479 80511 | NO | YES | 1.3411 | 81.2425 | 81.1087 | 81.0722 | 88.8485 | 87.6519 | 86.3836 | 84.9107 | 83.557 | 81.2575 | -2.2035 | -7.2814 | -29.3014 | -43.3484 | -60.0657 | 66.289 | 66.0625 | 65.928 | 73.9079 | 72.5345 | 71.0941 | 69.3726 | 67.6425 | 64.5364 | -36.718 | -42.934 | -68.9317 | -84.5114 | -102.6039 | 70.5201 | 70.3232 | 70.2193 | 77.2684 | 75.9028 | 74.4707 | 72.8385 | 70.9065 | 67.5142 | -33.2802 | -39.4732 | -65.4723 | -81.0549 | -99.1516
|  | CHICKERELL BSP | CT |  |  |  |  | 107.0194 | 106.6079 | 105.9645 | 104.9394 | 103.7592 | 86.982 | 85.5663 | 84.1357 | 82.7526 | 63.8338 | 54.2073 | 42.0575 | 23.7435 | 9.4892 | 95.5124 | 94.8045 | 93.9885 | 92.8041 | 91.4584 | 71.7514 | 70.1183 | 68.3127 | 66.4419 | 43.4386 | 31.7746 | 15.4607 | -5.5041 | -21.0574 | 98.2943 | 97.7523 | 97.1318 | 96.1069 | 94.7685 | 75.125 | 73.5459 | 71.654 | 69.3583 | 46.749 | 35.1043 | 18.7529 | -2.1996 | -17.7567
|  | CHICKERELL BSP | LW |  |  |  |  | 107.0299 | 106.1961 | 89.938 | 88.8485 | 87.6519 | 86.3836 | 84.9107 | 83.557 | 81.2575 | -2.2035 | -7.2814 | -29.3014 | -43.3484 | -60.0657 | 95.4926 | 94.3338 | 75.1621 | 73.9079 | 72.5345 | 71.0941 | 69.3726 | 67.6425 | 64.5364 | -36.718 | -42.934 | -68.9317 | -84.5114 | -102.6039 | 98.2901 | 97.3203 | 78.4254 | 77.2684 | 75.9028 | 74.4707 | 72.8385 | 70.9065 | 67.5142 | -33.2802 | -39.4732 | -65.4723 | -81.0549 | -99.1516
|  | CHICKERELL BSP | ST |  |  |  |  | 107.2192 | 107.1718 | 107.0682 | 106.8491 | 106.4038 | 90.3584 | 89.8152 | 89.2009 | 88.6124 | 70.5489 | 62.2365 | 57.5787 | 48.1063 | 44.0608 | 95.9723 | 95.8059 | 95.555 | 94.9935 | 94.4109 | 75.4974 | 74.8431 | 74.108 | 73.4053 | 52.317 | 42.4854 | 34.4948 | 22.2748 | 16.6263 | 98.6072 | 98.4951 | 98.318 | 97.9506 | 97.5713 | 78.8551 | 78.2057 | 77.476 | 76.7787 | 55.9764 | 46.2102 | 37.8582 | 25.6128 | 19.9404
|  | CHICKERELL BSP | FS |  |  |  |  | 81.2425 | 81.1087 | 81.0722 | 94.2051 | 94.1215 | 94.002 | 93.764 | 93.3309 | 92.7495 | 92.2531 | 91.7029 | 74.2807 | 71.5895 | 67.4729 | 66.289 | 66.0625 | 65.928 | 82.8175 | 82.6057 | 82.2906 | 81.8544 | 81.3184 | 80.6125 | 80.0158 | 79.3522 | 58.7458 | 54.5252 | 48.1328 | 70.5201 | 70.3232 | 70.2193 | 85.513 | 85.3712 | 85.1693 | 84.8535 | 84.4538 | 83.8945 | 83.329 | 82.6749 | 62.2119 | 57.6113 | 51.2377
MELKSHAM GSP | CHIPPENHAM | CHIPPENHAM | MINIMUM HEADROOM | ST 92629 74275 | NO | YES | 45.3989 | -11.5349 | -70.0706 | -103.4246 | -104.2512 | -157.764 | -166.4339 | -167.5192 | -170.8501 | -172.0039 | -191.8705 | -198.2788 | -210.7444 | -225.2633 | -239.1498 | -49.9435 | -120.9404 | -160.5367 | -161.6721 | -218.0126 | -227.6086 | -229.1189 | -234.9593 | -236.8968 | -258.7076 | -265.5086 | -279.7845 | -295.781 | -310.7666 | -184.8741 | -253.3408 | -292.8189 | -293.9707 | -360.024 | -370.6213 | -372.6651 | -378.5294 | -380.4865 | -402.2154 | -408.3835 | -422.6884 | -438.9006 | -453.9474
|  | CHIPPENHAM | CT |  |  |  |  | -10.6796 | -10.9754 | -11.3598 | -71.1638 | -140.8861 | -141.8706 | -167.2925 | -168.3828 | -169.3936 | -170.423 | -171.6181 | -192.7324 | -205.9442 | -217.8651 | -49.1218 | -49.6171 | -50.2211 | -122.5337 | -200.3034 | -201.6211 | -228.8061 | -230.5476 | -232.4964 | -234.4324 | -236.3676 | -258.5843 | -273.0165 | -285.9245 | -183.9864 | -184.426 | -184.967 | -254.947 | -339.1677 | -340.9103 | -372.1276 | -374.2032 | -376.1627 | -378.1243 | -380.0845 | -401.5431 | -416.0481 | -429.0482
|  | CHIPPENHAM | LW |  |  |  |  | -10.6481 | -70.0706 | -103.4246 | -104.2512 | -157.764 | -166.4339 | -167.5192 | -170.8501 | -172.0039 | -191.8705 | -198.2788 | -210.7444 | -225.2633 | -239.1498 | -49.101 | -120.9404 | -160.5367 | -161.6721 | -218.0126 | -227.6086 | -229.1189 | -234.9593 | -236.8968 | -258.7076 | -265.5086 | -279.7845 | -295.781 | -310.7666 | -183.9618 | -253.3408 | -292.8189 | -293.9707 | -360.024 | -370.6213 | -372.6651 | -378.5294 | -380.4865 | -402.2154 | -408.3835 | -422.6884 | -438.9006 | -453.9474
|  | CHIPPENHAM | ST |  |  |  |  | -10.5518 | -10.5711 | -10.664 | -69.5762 | -138.6762 | -139.0988 | -163.8672 | -164.3628 | -164.802 | -165.2066 | -165.6097 | -178.2585 | -182.7085 | -186.764 | -48.7377 | -48.8057 | -48.9596 | -120.3375 | -197.3976 | -198.0383 | -224.2958 | -225.0575 | -225.7387 | -226.398 | -227.0614 | -242.89 | -248.4382 | -252.692 | -183.6663 | -183.7233 | -183.8588 | -252.7391 | -336.2276 | -336.8816 | -366.6692 | -367.5265 | -368.5237 | -369.4843 | -370.4302 | -385.9633 | -391.5663 | -395.649
|  | CHIPPENHAM | FS |  |  |  |  | -11.5349 | -11.6285 | -11.6483 | -70.2163 | -103.0999 | -103.2883 | -103.7537 | -104.349 | -105.3304 | -106.0517 | -106.9375 | -109.6057 | -112.9524 | -118.706 | -49.9435 | -50.0582 | -50.1033 | -120.9488 | -159.9303 | -160.2549 | -161.026 | -161.9993 | -163.5501 | -164.6926 | -166.118 | -169.7715 | -174.7454 | -182.5308 | -184.8741 | -184.9906 | -185.0342 | -253.3591 | -292.2214 | -292.544 | -293.333 | -294.3338 | -295.9502 | -297.1385 | -298.6333 | -303.3138 | -308.7956 | -316.8964
MANNINGTON GSP | CHRISTCHURCH BSP | CHRISTCHURCH BSP | MINIMUM HEADROOM | SZ 15716 93165 | NO | YES | 15.528 | 108.9328 | 108.8392 | 109.0139 | 108.6138 | 108.1552 | 107.6581 | 107.9392 | 74.0915 | 42.3433 | 41.6095 | 33.5076 | 27.8505 | 21.2354 | 11.5347 | 105.5413 | 105.4534 | 106.0565 | 105.6998 | 105.1945 | 104.6521 | 105.2772 | 62.9048 | 25.462 | 24.4017 | 14.6417 | 6.4917 | -1.9432 | -13.3386 | 108.6154 | 108.5291 | 109.0829 | 108.7999 | 108.321 | 107.8035 | 108.2477 | 67.2691 | 30.0497 | 29.1983 | 19.5167 | 11.437 | 3.0537 | -8.3071
|  | CHRISTCHURCH BSP | CT |  |  |  |  | 109.5723 | 109.2862 | 109.0139 | 108.6138 | 108.1552 | 107.6581 | 108.3358 | 107.859 | 107.3848 | 73.103 | 41.3648 | 33.3911 | 26.4969 | 18.5757 | 106.4962 | 106.2674 | 106.0565 | 105.6998 | 105.1945 | 104.6521 | 105.6738 | 105.1502 | 104.538 | 61.4245 | 23.8144 | 12.9179 | 4.1426 | -5.4715 | 109.4857 | 109.2748 | 109.0829 | 108.7999 | 108.321 | 107.8035 | 108.6443 | 108.1461 | 107.6506 | 66.1036 | 28.663 | 17.8455 | 9.123 | -0.45605
|  | CHRISTCHURCH BSP | LW |  |  |  |  | 110.8086 | 110.1975 | 109.9073 | 109.4818 | 109.0112 | 108.5089 | 107.9392 | 74.0915 | 42.3433 | 41.6095 | 33.5076 | 27.8505 | 21.2354 | 11.5347 | 108.103 | 107.5541 | 107.3305 | 106.9542 | 106.4375 | 105.8906 | 105.2772 | 62.9048 | 25.462 | 24.4017 | 14.6417 | 6.4917 | -1.9432 | -13.3386 | 110.9049 | 110.369 | 110.1594 | 109.8508 | 109.3599 | 108.8373 | 108.2477 | 67.2691 | 30.0497 | 29.1983 | 19.5167 | 11.437 | 3.0537 | -8.3071
|  | CHRISTCHURCH BSP | ST |  |  |  |  | 109.7089 | 109.6987 | 109.6755 | 109.5626 | 109.4497 | 109.3275 | 110.4388 | 110.3041 | 110.1775 | 77.1297 | 45.838 | 40.8382 | 38.9563 | 37.422 | 106.5409 | 106.5387 | 106.5239 | 106.4875 | 106.4512 | 106.4039 | 107.9156 | 107.7477 | 107.5885 | 66.0854 | 29.2206 | 23.0385 | 19.6015 | 16.7766 | 109.5011 | 109.5011 | 109.4885 | 109.4758 | 109.4632 | 109.4388 | 110.8078 | 110.6596 | 110.5181 | 70.4214 | 33.6777 | 27.7911 | 24.5069 | 21.714
|  | CHRISTCHURCH BSP | FS |  |  |  |  | 108.9328 | 108.8392 | 109.5334 | 109.5158 | 109.4726 | 109.3916 | 109.3043 | 109.1829 | 109.0455 | 108.9143 | 108.7813 | 109.4824 | 108.4592 | 106.7128 | 105.5413 | 105.4534 | 106.3753 | 106.3688 | 106.3523 | 106.3254 | 106.2937 | 106.2363 | 106.1085 | 105.9485 | 105.7854 | 106.7446 | 105.3219 | 102.452 | 108.6154 | 108.5291 | 109.3525 | 109.3491 | 109.3407 | 109.3303 | 109.3165 | 109.2801 | 109.1892 | 109.0498 | 108.9041 | 109.7307 | 108.5572 | 105.9235
IVER 132KV | CIPPENHAM | CIPPENHAM | MINIMUM HEADROOM | SU 96266 79634 | NO | NO | 14.125 | 99.9918 | 99.7613 | 99.6808 | 99.5701 | 99.4397 | 99.292 | 99.1207 | 98.9885 | 98.8502 | 98.7084 | 98.5607 | 97.6826 | 96.3013 | 92.3058 | 97.6242 | 97.3822 | 97.2889 | 97.1574 | 97.0057 | 96.8369 | 96.6443 | 96.49 | 96.3301 | 96.1673 | 95.9988 | 95.0244 | 91.8406 | 87.1797 | 98.6655 | 98.435 | 98.3545 | 98.2438 | 98.1134 | 97.9657 | 97.7943 | 97.6622 | 97.5239 | 97.3821 | 97.2344 | 95.06 | 91.4009 | 86.7295
|  | CIPPENHAM | CT |  |  |  |  | 99.9918 | 99.8967 | 99.8193 | 99.716 | 99.5891 | 99.4417 | 99.2697 | 99.1444 | 99.0168 | 98.887 | 98.7509 | 97.9406 | 96.6556 | 93.6662 | 97.6244 | 97.5186 | 97.4292 | 97.3056 | 97.158 | 96.9901 | 96.7972 | 96.6497 | 96.5002 | 96.3494 | 96.1929 | 95.2882 | 92.554 | 88.6018 | 98.6655 | 98.5704 | 98.493 | 98.3897 | 98.2628 | 98.1154 | 97.9434 | 97.8181 | 97.6905 | 97.5607 | 97.4246 | 95.448 | 92.1206 | 88.1508
|  | CIPPENHAM | LW |  |  |  |  | 99.992 | 99.7613 | 99.6808 | 99.5701 | 99.4397 | 99.292 | 99.1207 | 98.9885 | 98.8502 | 98.7084 | 98.5607 | 97.6826 | 96.3013 | 92.3058 | 97.6242 | 97.3822 | 97.2889 | 97.1574 | 97.0057 | 96.8369 | 96.6443 | 96.49 | 96.3301 | 96.1673 | 95.9988 | 95.0244 | 91.8406 | 87.1797 | 98.6657 | 98.435 | 98.3545 | 98.2438 | 98.1134 | 97.9657 | 97.7943 | 97.6622 | 97.5239 | 97.3821 | 97.2344 | 95.06 | 91.4009 | 86.7295
|  | CIPPENHAM | ST |  |  |  |  | 99.9958 | 99.9958 | 99.9958 | 99.9958 | 99.9958 | 99.9933 | 99.9907 | 99.9882 | 99.9857 | 99.984 | 99.9823 | 99.9806 | 99.9806 | 99.9806 | 97.6435 | 97.641 | 97.6383 | 97.6248 | 97.6111 | 97.5952 | 97.5793 | 97.5622 | 97.5455 | 97.5301 | 97.5151 | 97.4518 | 97.3947 | 97.3397 | 98.6695 | 98.6695 | 98.6695 | 98.6695 | 98.6695 | 98.6669 | 98.6644 | 98.6619 | 98.6594 | 98.6577 | 98.656 | 98.6543 | 98.6543 | 97.7436
|  | CIPPENHAM | FS |  |  |  |  | 99.9923 | 99.9588 | 99.958 | 99.957 | 99.9554 | 99.9526 | 99.9499 | 99.9378 | 99.9227 | 99.9081 | 99.8922 | 99.8515 | 99.6274 | 99.1343 | 97.6424 | 97.6074 | 97.605 | 97.6017 | 97.5956 | 97.5844 | 97.5722 | 97.5488 | 97.521 | 97.4948 | 97.4664 | 97.3749 | 97.1004 | 96.5576 | 98.666 | 98.6325 | 98.6317 | 98.6307 | 98.6291 | 98.6263 | 98.6236 | 98.6115 | 98.5964 | 98.5818 | 98.5659 | 98.5252 | 98.301 | 97.8079
MINETY GSP | CIRENCESTER BSP | CIRENCESTER BSP | MINIMUM HEADROOM | SP 02701 00368 | NO | NO | 1.686 | -27.8927 | -43.2175 | -43.7124 | -59.4136 | -62.5856 | -63.4602 | -73.0075 | -73.9685 | -74.9404 | -76.314 | -83.8865 | -113.1599 | -122.0064 | -130.4065 | -53.1687 | -71.2283 | -71.8503 | -90.3481 | -94.1649 | -95.2791 | -106.5774 | -107.7655 | -108.9608 | -110.6242 | -119.5563 | -154.5156 | -164.4152 | -173.5731 | -48.9744 | -66.9967 | -67.6363 | -86.6781 | -90.3969 | -91.4168 | -102.596 | -103.7691 | -104.95 | -106.609 | -115.4854 | -150.3413 | -160.294 | -169.469
|  | CIRENCESTER BSP | CT |  |  |  |  | 12.9309 | -28.2723 | -43.4699 | -44.1397 | -44.898 | -60.8798 | -64.1951 | -65.2295 | -74.7573 | -75.7324 | -76.7395 | -85.7117 | -104.6499 | -111.8599 | -5.1029 | -53.6432 | -71.5801 | -72.4352 | -73.3892 | -92.2248 | -96.1817 | -97.4459 | -108.7188 | -109.91 | -111.0978 | -122.1037 | -143.8562 | -151.7534 | -1.0235 | -49.4641 | -67.3643 | -68.2478 | -69.2322 | -88.39 | -92.2462 | -93.483 | -104.7104 | -105.8963 | -107.0812 | -117.994 | -139.7764 | -147.6952
|  | CIRENCESTER BSP | LW |  |  |  |  | -27.8927 | -43.2175 | -43.7124 | -59.4136 | -62.5856 | -63.4602 | -73.0075 | -73.9685 | -74.9404 | -76.314 | -83.8865 | -113.1599 | -122.0064 | -130.4065 | -53.1687 | -71.2283 | -71.8503 | -90.3481 | -94.1649 | -95.2791 | -106.5774 | -107.7655 | -108.9608 | -110.6242 | -119.5563 | -154.5156 | -164.4152 | -173.5731 | -48.9744 | -66.9967 | -67.6363 | -86.6781 | -90.3969 | -91.4168 | -102.596 | -103.7691 | -104.95 | -106.609 | -115.4854 | -150.3413 | -160.294 | -169.469
|  | CIRENCESTER BSP | ST |  |  |  |  | 13.2128 | -27.7092 | -42.5942 | -42.9223 | -43.2579 | -58.587 | -61.361 | -61.8643 | -70.8772 | -71.3226 | -71.7729 | -77.4367 | -91.4788 | -93.6336 | -4.7042 | -52.8961 | -70.4439 | -70.8949 | -71.357 | -89.3962 | -92.7296 | -93.3943 | -104.0858 | -104.6845 | -105.275 | -112.1676 | -129.0232 | -132.0358 | -0.60247 | -48.6832 | -66.1821 | -66.6518 | -67.1324 | -85.7789 | -89.0484 | -89.6492 | -100.247 | -100.7855 | -101.3166 | -108.1374 | -124.839 | -127.8924
|  | CIRENCESTER BSP | FS |  |  |  |  | 44.4171 | 3.4984 | 3.4431 | -9.3253 | -32.5745 | -42.8417 | -43.2861 | -43.8485 | -44.7469 | -45.4131 | -46.2471 | -48.3714 | -51.9194 | -56.2681 | 32.0364 | -16.1337 | -16.2073 | -32.5589 | -58.6431 | -70.7784 | -71.347 | -72.0606 | -73.1792 | -74.0204 | -75.0665 | -77.8299 | -82.142 | -87.2684 | 34.832 | -13.2277 | -13.3051 | -26.9982 | -54.4224 | -66.5343 | -67.1331 | -67.8859 | -69.0629 | -69.9467 | -71.0484 | -73.8999 | -78.1781 | -83.2981
FAWLEY GSP | COWES & WOOTTON COMMON BSP | COWES & WOOTTON COMMON BSP | MINIMUM HEADROOM | SZ 50519 94250 | NO | YES | 3.4442 | 93.4639 | -4.9464 | -7.0432 | -8.9925 | -11.7662 | -31.4258 | 41.9342 | 49.4563 | 46.7219 | 43.8344 | 40.8586 | -2.5897 | -23.9023 | -43.4246 | 70.1214 | -46.2254 | -48.7508 | -50.8553 | -54.1902 | -74.413 | 25.6369 | 38.3361 | 34.9045 | 31.4411 | 27.6253 | -30.6344 | -57.0622 | -80.1062 | 76.4546 | -39.9744 | -42.4346 | -44.331 | -47.5756 | -67.7071 | 21.4416 | 35.5832 | 31.9409 | 28.3971 | 24.6594 | -36.0944 | -62.2536 | -85.3512
|  | COWES & WOOTTON COMMON BSP | CT |  |  |  |  | 113.5567 | 102.2269 | 101.503 | 100.3797 | 77.0763 | 58.8757 | 132.5537 | 131.4118 | 121.1491 | 119.6188 | 118.0662 | 55.1047 | 38.8619 | 22.5945 | 99.1816 | 84.68 | 83.7792 | 82.415 | 56.0292 | 37.5865 | 137.756 | 136.0001 | 125.0018 | 122.6355 | 119.9416 | 49.9736 | 31.8459 | 14.1359 | 105.6124 | 91.4709 | 90.5866 | 89.2496 | 62.1994 | 43.7956 | 132.7731 | 130.5763 | 119.4267 | 116.9287 | 114.361 | 44.5876 | 26.5491 | 8.851
|  | COWES & WOOTTON COMMON BSP | LW |  |  |  |  | 93.4639 | -4.9464 | -7.0432 | -8.9925 | -11.7662 | -31.4258 | 41.9342 | 49.4563 | 46.7219 | 43.8344 | 40.8586 | -2.5897 | -23.9023 | -43.4246 | 70.1214 | -46.2254 | -48.7508 | -50.8553 | -54.1902 | -74.413 | 25.6369 | 38.3361 | 34.9045 | 31.4411 | 27.6253 | -30.6344 | -57.0622 | -80.1062 | 76.4546 | -39.9744 | -42.4346 | -44.331 | -47.5756 | -67.7071 | 21.4416 | 35.5832 | 31.9409 | 28.3971 | 24.6594 | -36.0944 | -62.2536 | -85.3512
|  | COWES & WOOTTON COMMON BSP | ST |  |  |  |  | 113.9528 | 103.2287 | 103.0539 | 102.576 | 80.136 | 79.5367 | 78.9362 | 61.4133 | 61.4299 | 60.8258 | 60.227 | 37.1627 | 110.2785 | 106.4195 | 99.8456 | 85.9861 | 85.7583 | 85.0876 | 59.5713 | 58.8175 | 58.0593 | 40.3638 | 40.592 | 39.8224 | 39.061 | 9.6836 | 107.149 | 100.9567 | 106.1726 | 92.7482 | 92.5251 | 91.8725 | 65.6601 | 64.9316 | 64.1988 | 46.5312 | 46.8926 | 46.0093 | 44.9798 | 15.1415 | 101.7721 | 95.6278
|  | COWES & WOOTTON COMMON BSP | FS |  |  |  |  | 113.9834 | 103.1795 | 103.1029 | 102.9997 | 102.8188 | 102.5248 | 102.1492 | 101.6796 | 101.0059 | 78.4175 | 77.791 | 75.4938 | 72.2058 | 67.2196 | 99.9061 | 85.9782 | 85.8709 | 85.7276 | 85.4766 | 85.0591 | 84.5236 | 83.8758 | 83.0559 | 57.4678 | 56.6819 | 53.7794 | 48.8167 | 41.1569 | 106.2233 | 92.7367 | 92.6323 | 92.4925 | 92.2481 | 91.8423 | 91.3185 | 90.684 | 89.8774 | 63.6149 | 62.853 | 59.6879 | 54.1842 | 46.5539
COWLEY GSP | COWLEY LOCAL (2 X 45) | COWLEY LOCAL (2 X 45) | MINIMUM HEADROOM | SP 56113 03074 | NO | YES | 41.7326 | 90.4251 | 89.6974 | 88.9888 | 88.0375 | 76.3637 | 75.2182 | 73.9258 | 73.2955 | 72.0409 | 70.8645 | 69.7093 | 64.2837 | 58.4288 | 51.8418 | 84.8824 | 84.0804 | 83.283 | 82.2118 | 68.7884 | 67.3694 | 65.7762 | 64.969 | 63.4141 | 61.957 | 60.5381 | 55.8284 | 48.7163 | 41.0589 | 86.0497 | 85.1987 | 84.3443 | 83.1861 | 69.8928 | 68.5122 | 66.9627 | 66.1764 | 64.6648 | 63.2477 | 61.8673 | 57.5794 | 50.6542 | 43.1693
|  | COWLEY LOCAL (2 X 45) | CT |  |  |  |  | 90.4823 | 89.957 | 89.346 | 88.4823 | 87.5008 | 86.417 | 74.5703 | 73.2955 | 72.0409 | 70.8645 | 69.7093 | 67.8214 | 61.7121 | 56.0981 | 84.9478 | 84.3603 | 83.6736 | 82.7022 | 81.5912 | 80.2779 | 66.5492 | 64.969 | 63.4141 | 61.957 | 60.5381 | 60.0741 | 52.7099 | 46.1309 | 86.1182 | 85.4862 | 84.7479 | 83.694 | 82.505 | 81.1994 | 67.7127 | 66.1764 | 64.6648 | 63.2477 | 61.8673 | 61.6771 | 54.5128 | 48.0866
|  | COWLEY LOCAL (2 X 45) | LW |  |  |  |  | 90.4251 | 89.6974 | 88.9888 | 88.0375 | 76.3637 | 75.2182 | 73.9258 | 76.2106 | 74.9795 | 72.9683 | 71.7616 | 64.2837 | 58.4288 | 51.8418 | 84.8824 | 84.0804 | 83.283 | 82.2118 | 68.7884 | 67.3694 | 65.7762 | 68.5891 | 67.3609 | 65.2083 | 64.0042 | 55.8284 | 48.7163 | 41.0589 | 86.0497 | 85.1987 | 84.3443 | 83.1861 | 69.8928 | 68.5122 | 66.9627 | 71.7428 | 70.2598 | 67.8976 | 66.4476 | 57.5794 | 50.6542 | 43.1693
|  | COWLEY LOCAL (2 X 45) | ST |  |  |  |  | 90.7963 | 90.5489 | 90.2675 | 89.7836 | 89.2656 | 88.7137 | 77.5147 | 76.8722 | 76.2331 | 75.6364 | 75.0546 | 75.5923 | 72.202 | 69.9087 | 85.3068 | 85.0249 | 84.7047 | 84.1524 | 83.5611 | 82.9322 | 70.0823 | 69.3274 | 68.5153 | 67.7555 | 67.0144 | 67.9831 | 64.7915 | 62.2546 | 86.5296 | 86.2328 | 85.8958 | 85.2895 | 84.6432 | 83.9588 | 71.2258 | 70.4324 | 69.6438 | 68.906 | 68.1865 | 70.807 | 66.6889 | 63.8493
|  | COWLEY LOCAL (2 X 45) | FS |  |  |  |  | 90.96 | 90.6768 | 90.5362 | 90.3767 | 90.181 | 89.9272 | 89.6236 | 89.2728 | 88.8493 | 88.4686 | 88.0467 | 86.462 | 84.7252 | 82.647 | 85.4867 | 85.0967 | 84.9366 | 84.755 | 84.532 | 84.2423 | 83.9006 | 83.5079 | 83.0385 | 82.5909 | 82.0364 | 79.9904 | 77.7694 | 75.1792 | 86.7285 | 86.326 | 86.1566 | 85.9634 | 85.7212 | 85.3999 | 85.0071 | 84.5522 | 83.9961 | 83.502 | 82.9509 | 80.918 | 78.7098 | 76.1331
COWLEY GSP | COWLEY LOCAL (2 X 90) | COWLEY LOCAL (2 X 90) | MINIMUM HEADROOM | SP 56113 03074 | NO | YES | 23.6274 | 107.463 | 70.9935 | 70.7932 | 70.7381 | 70.4308 | 70.0963 | 69.7248 | 69.391 | 68.6236 | 68.0577 | 67.0254 | 62.0794 | 55.0981 | 46.6649 | 103.1785 | 60.8946 | 60.6798 | 60.5919 | 60.2337 | 59.6461 | 58.3474 | 57.0196 | 55.8388 | 55.0329 | 53.755 | 49.256 | 41.4439 | 32.2689 | 106.1281 | 61.913 | 61.6922 | 61.6053 | 60.9834 | 59.9182 | 58.7316 | 57.5931 | 56.4857 | 55.6518 | 54.3818 | 50.4569 | 42.685 | 33.5495
|  | COWLEY LOCAL (2 X 90) | CT |  |  |  |  | 107.4742 | 107.357 | 107.2496 | 70.7381 | 70.4308 | 70.0963 | 69.7248 | 69.391 | 68.6236 | 68.0577 | 67.0254 | 63.6691 | 57.6587 | 50.6512 | 103.1825 | 103.0615 | 102.9498 | 60.5919 | 60.2337 | 59.7229 | 58.5066 | 57.1711 | 55.8388 | 55.0329 | 53.755 | 51.0431 | 44.3421 | 36.6423 | 106.1343 | 106.0069 | 105.8884 | 61.6053 | 61.0549 | 60.0455 | 58.9178 | 57.7723 | 56.4857 | 55.6518 | 54.3818 | 52.2433 | 45.5817 | 37.921
|  | COWLEY LOCAL (2 X 90) | LW |  |  |  |  | 107.4764 | 70.9935 | 70.7932 | 70.8248 | 70.5018 | 70.1554 | 69.7638 | 69.4215 | 70.652 | 70.1055 | 67.7259 | 62.0794 | 55.0981 | 46.6649 | 103.1846 | 60.8946 | 60.6798 | 60.7748 | 60.398 | 59.6461 | 58.3474 | 57.0196 | 59.7454 | 58.441 | 55.6502 | 49.256 | 41.4439 | 32.2689 | 106.1363 | 61.913 | 61.6922 | 61.7572 | 60.9834 | 59.9182 | 58.7316 | 57.5931 | 60.8944 | 59.5951 | 56.812 | 50.4569 | 42.685 | 33.5495
|  | COWLEY LOCAL (2 X 90) | ST |  |  |  |  | 107.4824 | 107.4824 | 107.4774 | 71.3525 | 71.2599 | 71.1587 | 71.0579 | 70.9454 | 70.836 | 71.0596 | 70.9598 | 71.7674 | 69.4124 | 66.961 | 103.1961 | 103.1952 | 103.1892 | 61.2629 | 61.1541 | 61.0273 | 60.8924 | 60.7427 | 60.4568 | 60.4144 | 59.8196 | 60.1158 | 57.2884 | 54.4078 | 106.1533 | 106.1522 | 106.146 | 62.2859 | 62.1702 | 62.0463 | 61.9211 | 61.3545 | 60.7848 | 60.6853 | 60.1573 | 61.2683 | 58.4668 | 55.6109
|  | COWLEY LOCAL (2 X 90) | FS |  |  |  |  | 107.463 | 107.3992 | 107.3971 | 71.3627 | 71.3284 | 71.2654 | 71.1955 | 71.1015 | 70.9916 | 70.8898 | 70.785 | 70.7031 | 69.3358 | 66.4675 | 103.1785 | 103.1155 | 103.1129 | 61.2921 | 61.2523 | 61.1789 | 61.0975 | 60.9902 | 60.8492 | 60.7171 | 60.5787 | 59.254 | 56.4491 | 53.0225 | 106.1281 | 106.0582 | 106.0554 | 62.3077 | 62.2656 | 62.1875 | 62.1013 | 61.9886 | 61.8582 | 61.6392 | 61.0954 | 59.6731 | 57.0515 | 53.6453
BRAMLEY (FLEE) | COXMOOR WOOD BSP | COXMOOR WOOD BSP | MINIMUM HEADROOM | SU 78324 50817 | NO | YES | 41.5411 | 35.1422 | 34.6494 | 34.3177 | 33.8517 | 33.3392 | 32.8044 | 15.1222 | 14.5959 | 14.051 | 13.4983 | 11.6151 | 4.8103 | -3.4104 | -13.1303 | 10.7634 | 10.0221 | 9.361 | 8.3611 | 7.3037 | 6.2278 | -15.0454 | -16.1429 | -17.2479 | -18.4149 | -21.7302 | -32.9627 | -43.6021 | -54.1356 | 18.3787 | 17.695 | 17.1129 | 16.239 | 15.3099 | 14.3461 | -6.8336 | -7.9738 | -9.1211 | -10.2604 | -13.4224 | -23.8416 | -34.3267 | -44.7436
|  | COXMOOR WOOD BSP | CT |  |  |  |  | 110.4204 | 110.2046 | 34.507 | 34.042 | 33.5032 | 32.9335 | 32.3044 | 31.8269 | 14.2119 | 13.6536 | 13.08 | 8.688 | 1.2562 | -6.5867 | 100.4108 | 99.9284 | 9.5539 | 8.5738 | 7.5079 | 6.4101 | 5.2393 | 4.2316 | -16.9862 | -18.1413 | -19.373 | -27.2591 | -37.584 | -46.5397 | 105.3437 | 104.9318 | 17.3046 | 16.4456 | 15.5045 | 14.5182 | 13.395 | 12.331 | -8.8674 | -10.0092 | -11.1506 | -18.2884 | -28.4411 | -37.2847
|  | COXMOOR WOOD BSP | LW |  |  |  |  | 35.1422 | 34.6494 | 34.3177 | 33.8517 | 33.3392 | 32.8044 | 15.1222 | 14.5959 | 14.051 | 13.4983 | 11.6151 | 4.8103 | -3.4104 | -13.1303 | 10.7634 | 10.0221 | 9.361 | 8.3611 | 7.3037 | 6.2278 | -15.0454 | -16.1429 | -17.2479 | -18.4149 | -21.7302 | -32.9627 | -43.6021 | -54.1356 | 18.3787 | 17.695 | 17.1129 | 16.239 | 15.3099 | 14.3461 | -6.8336 | -7.9738 | -9.1211 | -10.2604 | -13.4224 | -23.8416 | -34.3267 | -44.7436
|  | COXMOOR WOOD BSP | ST |  |  |  |  | 110.4543 | 110.453 | 35.211 | 35.0656 | 34.9211 | 34.7522 | 34.5869 | 34.4929 | 17.2551 | 17.0974 | 16.9413 | 15.9195 | 14.8082 | 13.0192 | 100.8062 | 100.738 | 11.073 | 10.5841 | 10.091 | 9.5794 | 9.0716 | 8.6513 | -11.9888 | -12.4978 | -12.9946 | -16.3789 | -21.1572 | -23.9774 | 105.6457 | 105.5965 | 18.6367 | 18.2281 | 17.8172 | 17.3865 | 16.9601 | 16.6158 | -3.8826 | -4.3192 | -4.7578 | -8.259 | -12.6731 | -14.962
|  | COXMOOR WOOD BSP | FS |  |  |  |  | 110.4489 | 110.3752 | 35.1971 | 35.1697 | 35.1169 | 35.0326 | 34.8226 | 34.5436 | 34.0974 | 33.7669 | 33.358 | 32.4355 | 30.5898 | 26.8907 | 100.8683 | 100.7541 | 11.187 | 11.0991 | 10.9312 | 10.6372 | 10.0115 | 9.2125 | 7.9906 | 7.067 | 5.9179 | 2.9301 | -2.0117 | -8.0002 | 105.6889 | 105.5864 | 18.7179 | 18.6448 | 18.5043 | 18.259 | 17.7396 | 17.0752 | 16.0595 | 15.2782 | 14.2398 | 11.2473 | 6.5348 | 0.68058
IVER 132KV | DENHAM | DENHAM | MINIMUM HEADROOM | TQ 01785 87618 | NO | NO | 3.222 | 69.6698 | 69.2947 | 69.1399 | 68.9327 | 83.6923 | 83.4312 | 61.0903 | 60.7752 | 60.4533 | 60.1259 | 59.785 | 57.3573 | 53.5087 | 48.1286 | 65.0934 | 64.7156 | 64.558 | 64.3462 | 79.0999 | 78.7464 | 52.6212 | 52.192 | 51.7132 | 51.0119 | 50.2895 | 45.6902 | 39.2827 | 32.0022 | 67.8851 | 67.5109 | 67.3571 | 67.1514 | 81.9128 | 81.6532 | 56.1006 | 55.5943 | 54.9211 | 54.1207 | 53.3112 | 48.6287 | 42.2544 | 35.0105
|  | DENHAM | CT |  |  |  |  | 69.6698 | 69.5092 | 69.3607 | 69.1621 | 83.9172 | 83.6462 | 61.3109 | 60.9891 | 60.6751 | 60.3571 | 60.0305 | 57.6241 | 54.1885 | 49.9133 | 65.0934 | 64.9304 | 64.7792 | 64.5762 | 79.3268 | 78.9817 | 52.8662 | 52.4293 | 51.9925 | 51.3015 | 50.6135 | 46.0819 | 40.6677 | 34.4931 | 67.8851 | 67.7254 | 67.5778 | 67.3808 | 82.1374 | 81.868 | 56.3395 | 55.8391 | 55.2039 | 54.4146 | 53.6285 | 49.0157 | 43.6285 | 37.4873
|  | DENHAM | LW |  |  |  |  | 69.6733 | 69.2947 | 69.1399 | 68.9327 | 83.6923 | 83.4312 | 61.0903 | 60.7752 | 60.4533 | 60.1259 | 59.785 | 57.3573 | 53.5087 | 48.1286 | 65.0967 | 64.7156 | 64.558 | 64.3462 | 79.0999 | 78.7464 | 52.6212 | 52.192 | 51.7132 | 51.0119 | 50.2895 | 45.6902 | 39.2827 | 32.0022 | 67.8886 | 67.5109 | 67.3571 | 67.1514 | 81.9128 | 81.6532 | 56.1006 | 55.5943 | 54.9211 | 54.1207 | 53.3112 | 48.6287 | 42.2544 | 35.0105
|  | DENHAM | ST |  |  |  |  | 69.6882 | 69.6871 | 69.6765 | 69.6611 | 84.6465 | 84.6203 | 62.788 | 62.7062 | 62.6315 | 62.564 | 62.4977 | 62.1694 | 61.8863 | 61.216 | 65.1151 | 65.1134 | 65.1024 | 65.084 | 80.0664 | 80.0373 | 54.5556 | 54.4618 | 54.3436 | 54.2081 | 54.0748 | 53.3086 | 51.776 | 49.9827 | 67.9023 | 67.9014 | 67.8911 | 67.8767 | 82.8631 | 82.8379 | 57.8659 | 57.7766 | 57.6946 | 57.62 | 57.5469 | 56.4454 | 54.7378 | 52.9096
|  | DENHAM | FS |  |  |  |  | 69.684 | 69.6319 | 69.6299 | 69.6257 | 84.6186 | 84.609 | 84.5939 | 84.565 | 84.5251 | 84.4903 | 84.4561 | 84.3468 | 83.8976 | 82.5181 | 65.1118 | 65.0594 | 65.0571 | 65.0525 | 80.0445 | 80.0331 | 80.0158 | 79.9844 | 79.9414 | 79.9039 | 79.8667 | 79.5746 | 77.872 | 75.0213 | 67.8979 | 67.846 | 67.8441 | 67.84 | 82.8333 | 82.8243 | 82.8101 | 82.7822 | 82.7436 | 82.7099 | 82.677 | 81.9682 | 80.1526 | 77.429
COWLEY GSP | DRAYTON BSP | DRAYTON BSP | MINIMUM HEADROOM | SU 46684 92706 | NO | YES | 15.016 | 175.5762 | 174.3395 | 174.7921 | 174.7466 | 148.8826 | 147.4226 | 112.6094 | 110.9938 | 109.3793 | 107.8235 | 106.287 | 98.9379 | 86.0544 | 70.6547 | 172.1064 | 170.452 | 171.1679 | 171.0874 | 136.4785 | 134.2275 | 92.7449 | 90.1822 | 87.6516 | 85.2467 | 82.7757 | 78.3946 | 63.6771 | 46.6152 | 175.1216 | 173.7167 | 174.2883 | 174.2356 | 143.5048 | 141.1137 | 99.3697 | 96.5702 | 93.806 | 91.1923 | 88.6323 | 93.5553 | 78.8197 | 61.7871
|  | DRAYTON BSP | CT |  |  |  |  | 175.5762 | 174.3395 | 175.8586 | 175.3085 | 148.8826 | 147.4226 | 112.6094 | 110.9938 | 109.3793 | 107.8235 | 106.287 | 122.622 | 108.3512 | 95.1141 | 172.1064 | 170.452 | 172.4252 | 171.4709 | 136.4785 | 134.2275 | 92.7449 | 90.1822 | 87.6516 | 85.2467 | 82.7757 | 106.1548 | 89.8039 | 75.0431 | 175.1216 | 173.7167 | 175.3808 | 174.4065 | 143.5048 | 141.1137 | 99.3697 | 96.5702 | 93.806 | 91.1923 | 88.6323 | 121.3033 | 104.9312 | 90.1834
|  | DRAYTON BSP | LW |  |  |  |  | 189.9513 | 188.362 | 187.9571 | 187.4546 | 161.5694 | 160.0488 | 154.1939 | 152.6003 | 150.9809 | 144.4203 | 115.8073 | 98.9379 | 86.0544 | 70.6547 | 182.2218 | 180.3496 | 179.8596 | 178.6902 | 144.8413 | 142.6272 | 145.513 | 143.1571 | 140.8199 | 132.6942 | 98.2825 | 78.3946 | 63.6771 | 46.6152 | 189.2793 | 187.5541 | 187.0685 | 186.1265 | 155.823 | 153.3426 | 161.6714 | 159.0279 | 156.4089 | 147.9151 | 113.4615 | 93.5553 | 78.8197 | 61.7871
|  | DRAYTON BSP | ST |  |  |  |  | 175.7551 | 174.8524 | 176.6829 | 176.4983 | 151.581 | 150.9557 | 117.1305 | 116.4132 | 115.7009 | 115.0353 | 114.3887 | 139.0156 | 132.188 | 127.5227 | 172.4198 | 171.2005 | 173.5516 | 173.2239 | 140.3232 | 139.3853 | 99.2868 | 98.0344 | 96.7848 | 95.6073 | 94.463 | 124.9763 | 116.6085 | 110.9607 | 175.363 | 174.3445 | 176.3816 | 176.1194 | 147.3559 | 146.31 | 106.2117 | 105.0118 | 103.6872 | 102.374 | 101.0973 | 140.7351 | 131.7703 | 126.1101
|  | DRAYTON BSP | FS |  |  |  |  | 175.7928 | 174.8294 | 174.7921 | 174.7466 | 174.6761 | 174.5634 | 174.4278 | 176.1424 | 169.6355 | 169.2719 | 151.1307 | 161.7476 | 160.1208 | 156.5817 | 172.4933 | 171.234 | 171.1679 | 171.0874 | 170.9592 | 170.7441 | 170.4856 | 172.6889 | 161.3788 | 160.6679 | 139.1297 | 144.2054 | 141.5455 | 136.701 | 175.4065 | 174.3324 | 174.2883 | 174.2356 | 174.1435 | 173.9849 | 173.7932 | 175.661 | 168.4175 | 167.747 | 146.0051 | 154.9171 | 151.6763 | 146.1934
EALING GSP | EALING 22kV | EALING 22kV | MINIMUM HEADROOM | TQ 18371 79475 | NO | YES | 0.421 | 65.5642 | 65.1603 | 65.0149 | 64.8146 | 64.5798 | 64.3153 | 64.0086 | 63.7585 | 63.4633 | 63.3913 | 62.5886 | 58.6855 | 53.994 | 46.4074 | 60.6442 | 60.2193 | 60.05 | 59.8139 | 59.5414 | 59.238 | 58.8896 | 58.5303 | 57.7763 | 57.1895 | 56.2051 | 50.8779 | 43.6626 | 34.4745 | 63.5678 | 63.1676 | 63.0181 | 62.7929 | 62.5264 | 62.2289 | 61.8498 | 61.4684 | 60.4929 | 59.8973 | 58.9289 | 54.2456 | 47.007 | 37.7872
|  | EALING 22kV | CT |  |  |  |  | 65.5642 | 65.3966 | 65.2564 | 65.0686 | 64.8369 | 64.5716 | 64.2638 | 64.0347 | 63.76 | 63.4796 | 62.8259 | 59.4236 | 55.0798 | 49.0515 | 60.6456 | 60.4594 | 60.2978 | 60.0764 | 59.809 | 59.5067 | 59.1589 | 58.8209 | 58.2829 | 57.3324 | 56.3944 | 51.8486 | 45.1356 | 37.3199 | 63.5678 | 63.4036 | 63.2651 | 63.0542 | 62.7933 | 62.4966 | 62.1297 | 61.7898 | 60.9969 | 60.0626 | 59.1403 | 55.092 | 48.4863 | 40.641
|  | EALING 22kV | LW |  |  |  |  | 65.5644 | 65.1603 | 65.0149 | 64.8146 | 64.5798 | 64.3153 | 64.0086 | 63.7585 | 63.4633 | 63.3913 | 62.5886 | 58.6855 | 53.994 | 46.4074 | 60.6442 | 60.2193 | 60.05 | 59.8139 | 59.5414 | 59.238 | 58.8896 | 58.5303 | 57.7763 | 57.1895 | 56.2051 | 50.8779 | 43.6626 | 34.4745 | 63.5681 | 63.1676 | 63.0181 | 62.7929 | 62.5264 | 62.2289 | 61.8498 | 61.4684 | 60.4929 | 59.8973 | 58.9289 | 54.2456 | 47.007 | 37.7872
|  | EALING 22kV | ST |  |  |  |  | 65.5747 | 65.5747 | 65.5725 | 65.5665 | 65.5604 | 65.5519 | 65.5434 | 65.5328 | 65.5241 | 65.5155 | 65.5069 | 65.7001 | 64.7427 | 63.4548 | 60.6773 | 60.6695 | 60.6591 | 60.6313 | 60.6027 | 60.5714 | 60.5396 | 60.5036 | 60.4696 | 60.4372 | 60.4055 | 59.9668 | 58.1884 | 56.3514 | 63.5747 | 63.5747 | 63.5731 | 63.5714 | 63.5667 | 63.5423 | 63.5173 | 63.4852 | 63.4551 | 63.4263 | 63.3831 | 62.6642 | 60.9289 | 59.2229
|  | EALING 22kV | FS |  |  |  |  | 65.5687 | 65.5112 | 65.5099 | 65.5081 | 65.5038 | 65.4964 | 65.4888 | 65.4646 | 65.4338 | 65.4052 | 65.3744 | 65.2891 | 64.8898 | 63.9839 | 60.6775 | 60.6156 | 60.6095 | 60.602 | 60.5899 | 60.57 | 60.5496 | 60.511 | 60.4651 | 60.4218 | 60.3758 | 60.2213 | 59.6055 | 58.2984 | 63.5687 | 63.5112 | 63.5099 | 63.5082 | 63.5053 | 63.5006 | 63.496 | 63.4751 | 63.4351 | 63.397 | 63.3539 | 63.1886 | 62.5852 | 61.0382
LALEHAM | EAST BEDFONT A | EAST BEDFONT A | MINIMUM HEADROOM | TQ 08394 73826 | NO | YES | 26.2642 | 72.7947 | 72.5368 | 72.4285 | 72.2798 | 88.1086 | 87.9162 | 87.6913 | 87.5112 | 87.3191 | 87.1227 | 86.9155 | 84.4197 | 81.1075 | 76.0549 | 71.7247 | 71.3727 | 71.156 | 70.8429 | 86.4966 | 86.0759 | 85.4111 | 84.7798 | 84.1439 | 83.3362 | 82.4427 | 78.0177 | 72.8704 | 66.2757 | 72.4813 | 72.2283 | 72.1254 | 71.9861 | 87.8244 | 87.641 | 87.239 | 86.8209 | 86.2678 | 85.5356 | 84.6523 | 80.2683 | 75.1138 | 68.5668
|  | EAST BEDFONT A | CT |  |  |  |  | 72.7958 | 72.6894 | 72.5874 | 72.4485 | 88.2772 | 88.0854 | 87.8656 | 87.6832 | 87.503 | 87.3178 | 87.1255 | 84.9606 | 81.999 | 78.0236 | 71.7329 | 71.542 | 71.3421 | 71.0485 | 86.7118 | 86.3427 | 85.6956 | 85.0566 | 84.4258 | 83.7524 | 82.8936 | 78.6981 | 74.0053 | 68.4555 | 72.4824 | 72.3809 | 72.2841 | 72.1546 | 87.9928 | 87.8102 | 87.4612 | 87.039 | 86.6217 | 85.936 | 85.106 | 80.9641 | 76.2554 | 70.7353
|  | EAST BEDFONT A | LW |  |  |  |  | 72.7947 | 72.5368 | 72.4285 | 72.2798 | 88.1086 | 87.9162 | 87.6913 | 87.5112 | 87.3191 | 87.1227 | 86.9155 | 84.4197 | 81.1075 | 76.0549 | 71.7247 | 71.3727 | 71.156 | 70.8429 | 86.4966 | 86.0759 | 85.4111 | 84.7798 | 84.1439 | 83.3362 | 82.4427 | 78.0177 | 72.8704 | 66.2757 | 72.4813 | 72.2283 | 72.1254 | 71.9861 | 87.8244 | 87.641 | 87.239 | 86.8209 | 86.2678 | 85.5356 | 84.6523 | 80.2683 | 75.1138 | 68.5668
|  | EAST BEDFONT A | ST |  |  |  |  | 72.8141 | 72.8093 | 72.8006 | 72.7815 | 88.7618 | 88.7393 | 88.7163 | 88.6884 | 88.664 | 88.6403 | 88.6168 | 88.5185 | 88.3673 | 87.5072 | 71.8428 | 71.8061 | 71.7614 | 71.6406 | 87.5148 | 87.3846 | 87.2504 | 87.1011 | 86.9563 | 86.7682 | 86.4765 | 85.1316 | 83.3066 | 81.3578 | 72.4931 | 72.4891 | 72.4811 | 72.4686 | 88.4554 | 88.4393 | 88.4226 | 88.4014 | 88.3837 | 88.3665 | 88.2525 | 87.3478 | 85.5626 | 83.6433
|  | EAST BEDFONT A | FS |  |  |  |  | 72.8122 | 72.7698 | 72.7659 | 72.7612 | 88.7534 | 88.7403 | 88.726 | 88.6988 | 88.662 | 88.631 | 88.5974 | 88.491 | 88.1647 | 87.5063 | 71.8563 | 71.7947 | 71.7713 | 71.7428 | 87.6968 | 87.6207 | 87.5351 | 87.4251 | 87.2917 | 87.1727 | 87.0437 | 86.3813 | 85.188 | 83.5608 | 72.4911 | 72.4493 | 72.446 | 72.4421 | 88.4365 | 88.428 | 88.419 | 88.398 | 88.3686 | 88.3443 | 88.3179 | 88.1626 | 87.3758 | 86.0278
LOVEDEAN GSP | FAREHAM T1A T2A (90MVAS) | FAREHAM T1A T2A (90MVAS) | MINIMUM HEADROOM | SU 56534 04031 | NO | YES | 0.46105 | 101.5663 | 101.094 | 100.3956 | 100.383 | 95.8529 | 95.8194 | 95.7757 | 95.7078 | 81.5655 | 66.1297 | 26.6961 | 20.8591 | 12.4899 | 1.1887 | 98.9562 | 98.3564 | 97.2147 | 97.1856 | 94.4552 | 94.3213 | 94.1706 | 93.9789 | 73.1159 | 54.4672 | 7.6535 | -0.059925 | -9.7415 | -22.1049 | 102.0798 | 101.5842 | 100.8874 | 100.8756 | 96.1243 | 96.0498 | 95.9629 | 95.7791 | 75.7273 | 57.2018 | 10.4311 | 3.7853 | -5.3819 | -17.442
|  | FAREHAM T1A T2A (90MVAS) | CT |  |  |  |  | 101.6313 | 101.4047 | 101.1833 | 100.8831 | 100.517 | 100.0262 | 99.4408 | 98.9233 | 81.9532 | 81.1748 | 41.7688 | 28.7985 | 20.8977 | 11.3914 | 98.9666 | 98.6713 | 98.3731 | 97.9376 | 97.4351 | 96.8293 | 96.0621 | 95.3515 | 73.6239 | 72.3067 | 25.5328 | 9.3584 | 0.16178 | -10.378 | 102.1459 | 101.8959 | 101.6493 | 101.3043 | 100.8326 | 100.0874 | 99.2468 | 98.3393 | 76.2061 | 74.9672 | 28.2412 | 13.082 | 4.463 | -5.7794
|  | FAREHAM T1A T2A (90MVAS) | LW |  |  |  |  | 101.6386 | 101.094 | 100.8588 | 100.6099 | 100.2506 | 99.7521 | 99.1571 | 98.6553 | 81.5655 | 66.1297 | 26.6961 | 20.8591 | 12.4899 | 1.1887 | 98.9718 | 98.3564 | 98.0405 | 97.684 | 97.1848 | 96.5596 | 95.7793 | 95.0759 | 73.1159 | 54.4672 | 7.6535 | -0.059925 | -9.7415 | -22.1049 | 102.1525 | 101.5842 | 101.323 | 101.1178 | 100.628 | 99.874 | 99.0199 | 98.0786 | 75.7273 | 57.2018 | 10.4311 | 3.7853 | -5.3819 | -17.442
|  | FAREHAM T1A T2A (90MVAS) | ST |  |  |  |  | 101.6681 | 101.6656 | 101.6434 | 101.6092 | 101.5765 | 101.5257 | 101.4793 | 101.4188 | 85.5034 | 85.2641 | 46.5075 | 38.0335 | 36.4454 | 34.2177 | 99.1038 | 99.0882 | 99.0513 | 98.9294 | 98.8074 | 98.6677 | 98.5332 | 98.3774 | 78.1003 | 77.7536 | 31.9541 | 21.0474 | 18.2792 | 14.9261 | 102.2179 | 102.2116 | 102.1851 | 102.1208 | 102.0581 | 101.9781 | 101.9031 | 101.7899 | 80.815 | 80.3862 | 34.5187 | 23.7206 | 21.1091 | 18.5382
|  | FAREHAM T1A T2A (90MVAS) | FS |  |  |  |  | 101.5663 | 101.481 | 100.3956 | 100.383 | 95.8529 | 95.8194 | 95.7757 | 95.7078 | 95.6214 | 95.542 | 95.451 | 94.8527 | 93.7568 | 91.5737 | 98.9562 | 98.8617 | 97.2147 | 97.1856 | 94.4552 | 94.3213 | 94.1706 | 93.9789 | 93.7578 | 93.5512 | 93.3407 | 91.7802 | 89.5159 | 86.2607 | 102.0798 | 101.9918 | 100.8874 | 100.8756 | 96.1243 | 96.0498 | 95.9629 | 95.7791 | 95.5216 | 95.2592 | 94.8955 | 93.1202 | 90.7733 | 87.7245
LOVEDEAN GSP | FAREHAM T1B T2B (1X90, 1X60MVA) | FAREHAM T1B T2B (1X90, 1X60MVA) | MINIMUM HEADROOM | SU 56534 04031 | NO | YES | 73.0926 | 72.6677 | 72.3523 | 72.2336 | 72.0713 | 71.8821 | 71.4812 | 70.7477 | 70.0608 | 69.3723 | 68.6949 | 68.0048 | 64.3826 | 59.0927 | 51.9305 | 70.0615 | 69.7475 | 69.6303 | 69.4485 | 68.7638 | 68.0287 | 67.2033 | 66.4337 | 65.664 | 64.9083 | 64.1395 | 59.8219 | 53.9227 | 45.8076 | 71.2701 | 70.9554 | 70.8376 | 70.6768 | 70.489 | 69.8679 | 69.0491 | 68.286 | 67.5226 | 66.773 | 66.0105 | 61.1107 | 55.1374 | 47.0594
|  | FAREHAM T1B T2B (1X90, 1X60MVA) | CT |  |  |  |  | 72.6677 | 72.5436 | 72.4363 | 72.2917 | 72.1133 | 71.8922 | 71.212 | 70.5286 | 69.8497 | 69.1977 | 68.5524 | 65.1872 | 60.2613 | 54.3319 | 70.0615 | 69.9388 | 69.8329 | 69.6909 | 69.1824 | 68.4878 | 67.704 | 66.9363 | 66.1744 | 65.445 | 64.7248 | 60.6897 | 55.2284 | 48.3836 | 71.2701 | 71.1468 | 71.0402 | 70.8971 | 70.7201 | 70.3241 | 69.5465 | 68.7854 | 68.0301 | 67.3068 | 66.5924 | 61.9735 | 56.44 | 49.6317
|  | FAREHAM T1B T2B (1X90, 1X60MVA) | LW |  |  |  |  | 72.6683 | 72.3523 | 72.2336 | 72.0713 | 71.8821 | 71.4812 | 70.7477 | 70.0608 | 69.3723 | 68.6949 | 68.0048 | 64.3826 | 59.0927 | 51.9305 | 70.0622 | 69.7475 | 69.6303 | 69.4485 | 68.7638 | 68.0287 | 67.2033 | 66.4337 | 65.664 | 64.9083 | 64.1395 | 59.8219 | 53.9227 | 45.8076 | 71.2708 | 70.9554 | 70.8376 | 70.6768 | 70.489 | 69.8679 | 69.0491 | 68.286 | 67.5226 | 66.773 | 66.0105 | 61.1107 | 55.1374 | 47.0594
|  | FAREHAM T1B T2B (1X90, 1X60MVA) | ST |  |  |  |  | 72.6786 | 72.6781 | 72.6734 | 72.665 | 72.6566 | 72.6457 | 72.6349 | 72.6212 | 72.6101 | 72.3596 | 72.0923 | 70.8715 | 69.7848 | 68.3882 | 70.0704 | 70.0701 | 70.0656 | 70.0589 | 70.0522 | 70.043 | 69.9067 | 69.5583 | 69.2149 | 68.892 | 68.5771 | 67.1607 | 65.8993 | 63.959 | 71.2799 | 71.2795 | 71.2749 | 71.2674 | 71.26 | 71.2501 | 71.2401 | 71.2274 | 71.0516 | 70.7321 | 70.4206 | 69.0189 | 67.3618 | 65.2355
|  | FAREHAM T1B T2B (1X90, 1X60MVA) | FS |  |  |  |  | 72.6733 | 72.6224 | 72.6208 | 72.6187 | 72.614 | 72.6069 | 72.5978 | 72.5748 | 72.5459 | 72.5181 | 72.489 | 72.4059 | 71.4869 | 70.076 | 70.0651 | 70.0144 | 70.0129 | 70.0111 | 70.0069 | 70.0011 | 69.9933 | 69.9719 | 69.9448 | 69.9187 | 69.8914 | 69.056 | 67.9736 | 66.4622 | 71.2746 | 71.2238 | 71.2223 | 71.2203 | 71.2159 | 71.2095 | 71.2011 | 71.179 | 71.1511 | 71.1243 | 71.0961 | 70.8891 | 69.8131 | 68.3081
BRAMLEY (FLEE) | FERNHURST | FERNHURST | MINIMUM HEADROOM | SU 72730 39772 | NO | YES | 3.3989 | 92.2929 | 92.2174 | 92.2147 | 92.1911 | 92.184 | 82.1221 | 64.9975 | 64.3704 | 37.0618 | 36.1765 | 35.1914 | 27.5137 | 19.6255 | 8.9474 | 63.7643 | 63.5964 | 63.4941 | 63.3131 | 63.0708 | 49.0685 | 27.6814 | 26.0212 | -5.9845 | -7.6172 | -9.2582 | -20.0963 | -30.4244 | -42.1994 | 86.2947 | 86.1911 | 86.1595 | 86.0376 | 85.9754 | 74.1909 | 52.7011 | 51.6097 | 19.3399 | 17.9892 | 16.627 | 6.4471 | -3.7941 | -15.6473
|  | FERNHURST | CT |  |  |  |  | 94.6352 | 94.4261 | 94.2376 | 93.988 | 93.6826 | 93.3326 | 67.2963 | 66.7119 | 39.4134 | 38.5491 | 37.6122 | 31.5434 | 23.7009 | 14.7023 | 68.8447 | 68.0357 | 67.1697 | 65.8062 | 64.3503 | 62.8347 | 30.4529 | 28.7765 | -3.2292 | -4.8374 | -6.4291 | -15.4256 | -25.7023 | -35.8465 | 90.0596 | 89.8408 | 89.5387 | 88.9388 | 88.2751 | 87.5638 | 55.452 | 54.3498 | 22.1226 | 20.7946 | 19.4769 | 11.2178 | 1.0404 | -9.1736
|  | FERNHURST | LW |  |  |  |  | 94.6407 | 94.143 | 93.9496 | 93.6922 | 93.3921 | 82.1221 | 64.9975 | 64.3704 | 37.0618 | 36.1765 | 35.1914 | 27.5137 | 19.6255 | 8.9474 | 68.82 | 67.678 | 66.7602 | 65.3419 | 63.8487 | 49.0685 | 27.6814 | 26.0212 | -5.9845 | -7.6172 | -9.2582 | -20.0963 | -30.4244 | -42.1994 | 90.0647 | 89.5566 | 89.2191 | 88.5997 | 87.9289 | 74.1909 | 52.7011 | 51.6097 | 19.3399 | 17.9892 | 16.627 | 6.4471 | -3.7941 | -15.6473
|  | FERNHURST | ST |  |  |  |  | 94.6498 | 94.6498 | 94.638 | 94.627 | 94.6161 | 94.5933 | 69.5409 | 69.3559 | 43.4808 | 43.1254 | 42.7765 | 40.1775 | 37.2387 | 35.4004 | 69.5949 | 69.4399 | 69.2546 | 68.5139 | 67.7427 | 66.966 | 35.5957 | 34.6986 | 3.467 | 2.6275 | 1.8034 | -3.1515 | -8.114 | -11.6093 | 90.0872 | 90.0847 | 90.0701 | 90.047 | 89.9914 | 89.7326 | 58.7672 | 58.3353 | 26.8883 | 26.4727 | 26.0111 | 22.3984 | 18.1978 | 15.0033
|  | FERNHURST | FS |  |  |  |  | 92.2929 | 92.2174 | 92.2147 | 92.1911 | 92.184 | 92.1753 | 92.1633 | 92.1317 | 91.9688 | 91.716 | 91.3996 | 90.6337 | 91.5396 | 88.1936 | 63.7643 | 63.5964 | 63.4941 | 63.3131 | 63.0708 | 62.6075 | 62.0209 | 61.3101 | 60.4354 | 59.6712 | 58.8199 | 55.7181 | 56.4509 | 51.4389 | 86.2947 | 86.1911 | 86.1595 | 86.0376 | 85.9754 | 85.8771 | 85.6547 | 85.2406 | 84.5214 | 83.9431 | 83.2547 | 81.1532 | 83.264 | 78.6522
LOVEDEAN GSP | FORT WIDLEY | FORT WIDLEY | MINIMUM HEADROOM | SU 64948 05441 | NO | YES | 42.3832 | 67.8592 | 67.6455 | 67.5592 | 67.4447 | 67.3118 | 67.1651 | 66.9882 | 66.8505 | 66.6867 | 66.064 | 49.4266 | 45.8148 | 41.3135 | 35.8387 | 66.0997 | 65.8685 | 65.7634 | 65.6211 | 65.4584 | 65.0959 | 64.285 | 63.5061 | 62.7307 | 61.9406 | 41.8261 | 37.6428 | 32.6046 | 26.6545 | 67.6908 | 67.4623 | 67.3097 | 67.0834 | 66.8276 | 66.387 | 65.5329 | 64.7072 | 63.886 | 63.0791 | 43.1114 | 38.9354 | 33.8983 | 27.949
|  | FORT WIDLEY | CT |  |  |  |  | 67.8592 | 67.7742 | 67.6958 | 67.5919 | 67.4647 | 67.3199 | 67.1503 | 67.0165 | 66.8841 | 66.4161 | 65.8153 | 54.5343 | 50.5629 | 45.9771 | 66.0997 | 66.0002 | 65.905 | 65.775 | 65.6198 | 65.4456 | 64.6741 | 63.8891 | 63.1145 | 62.3615 | 61.5244 | 47.8803 | 43.4515 | 38.4232 | 67.6908 | 67.5965 | 67.4603 | 67.25 | 67.005 | 66.7405 | 65.9247 | 65.0928 | 64.2717 | 63.4813 | 62.7025 | 49.1437 | 44.7156 | 39.6879
|  | FORT WIDLEY | LW |  |  |  |  | 67.8609 | 67.6455 | 67.5592 | 67.4447 | 67.3118 | 67.1651 | 66.9882 | 66.8505 | 66.6867 | 66.064 | 49.4266 | 45.8148 | 41.3135 | 35.8387 | 66.1001 | 65.8685 | 65.7634 | 65.6211 | 65.4584 | 65.0959 | 64.285 | 63.5061 | 62.7307 | 61.9406 | 41.8261 | 37.6428 | 32.6046 | 26.6545 | 67.6924 | 67.4623 | 67.3097 | 67.0834 | 66.8276 | 66.387 | 65.5329 | 64.7072 | 63.886 | 63.0791 | 43.1114 | 38.9354 | 33.8983 | 27.949
|  | FORT WIDLEY | ST |  |  |  |  | 67.8653 | 67.8653 | 67.8585 | 67.8518 | 67.8459 | 67.8341 | 67.8232 | 67.8088 | 67.7979 | 67.7903 | 67.7819 | 59.8775 | 58.4149 | 56.8985 | 66.1211 | 66.1155 | 66.1024 | 66.0786 | 66.055 | 66.0251 | 65.9954 | 65.9606 | 65.9294 | 65.6401 | 65.2749 | 53.9862 | 52.1464 | 50.3162 | 67.6968 | 67.6968 | 67.6901 | 67.6834 | 67.6259 | 67.5433 | 67.4558 | 67.3569 | 67.2619 | 66.9332 | 66.538 | 55.1654 | 53.4093 | 51.5795
|  | FORT WIDLEY | FS |  |  |  |  | 67.8616 | 67.8269 | 67.8261 | 67.8242 | 67.8208 | 67.8171 | 67.811 | 67.7967 | 67.7761 | 67.7575 | 67.7403 | 67.6896 | 67.4356 | 66.1367 | 66.1208 | 66.0828 | 66.0786 | 66.0726 | 66.0628 | 66.0489 | 66.0301 | 66.001 | 65.9625 | 65.9281 | 65.8932 | 65.3384 | 63.6201 | 61.4628 | 67.6932 | 67.6585 | 67.6577 | 67.6558 | 67.6524 | 67.6487 | 67.6086 | 67.5196 | 67.3913 | 67.2826 | 67.1607 | 66.369 | 64.7203 | 62.6559
MELKSHAM GSP | FROME BSP | FROME BSP | MINIMUM HEADROOM | ST 78803 48019 | NO | YES | 3.6453 | 58.3804 | 48.5104 | 47.2831 | 23.8832 | 23.805 | 23.6969 | 3.0588 | 1.6555 | -31.404 | -42.4734 | -48.7852 | -71.5035 | -88.5154 | -100.7754 | 43.904 | 32.2867 | 31.3967 | 8.9423 | 8.7102 | 8.3476 | -28.7898 | -30.4367 | -69.6557 | -82.9621 | -90.8098 | -118.9307 | -138.1736 | -151.4895 | 54.3874 | 42.8276 | 42.2636 | 19.1455 | 19.0383 | 18.8798 | -17.6234 | -19.4058 | -57.4955 | -70.7259 | -78.3276 | -104.3037 | -123.4774 | -136.7057
|  | FROME BSP | CT |  |  |  |  | 61.5166 | 53.2058 | 47.2831 | 38.9406 | 38.2504 | 37.5484 | 3.0588 | 1.6555 | -7.0093 | -7.6527 | -46.9007 | -55.1671 | -67.8437 | -80.374 | 48.1296 | 36.4963 | 31.3967 | 21.0267 | 19.6441 | 18.2134 | -28.7898 | -30.4367 | -41.0985 | -41.895 | -88.6742 | -96.7972 | -113.4689 | -127.2865 | 57.1448 | 46.9077 | 42.2636 | 31.9541 | 30.6053 | 29.2096 | -17.6234 | -19.4058 | -29.9621 | -30.959 | -77.5066 | -84.0805 | -98.8596 | -112.6357
|  | FROME BSP | LW |  |  |  |  | 58.3804 | 48.5104 | 48.0745 | 48.1962 | 48.2799 | 47.6542 | 13.2463 | 4.6708 | -31.404 | -42.4734 | -48.7852 | -71.5035 | -88.5154 | -100.7754 | 43.904 | 32.2867 | 31.4511 | 31.1134 | 30.6157 | 29.2085 | -17.8294 | -28.4199 | -69.6557 | -82.9621 | -90.8098 | -118.9307 | -138.1736 | -151.4895 | 54.3874 | 42.8276 | 42.3169 | 42.2702 | 41.7349 | 40.39 | -6.4832 | -16.9352 | -57.4955 | -70.7259 | -78.3276 | -104.3037 | -123.4774 | -136.7057
|  | FROME BSP | ST |  |  |  |  | 61.6003 | 53.6678 | 48.0529 | 40.0841 | 39.8728 | 39.59 | 6.9473 | 6.253 | -1.6472 | -1.5583 | -40.0528 | -43.503 | -47.9589 | -53.2034 | 48.5519 | 37.5282 | 33.016 | 23.2433 | 22.5917 | 21.8595 | -24.3091 | -25.1558 | -34.9467 | -34.7554 | -80.3107 | -81.9269 | -91.1646 | -97.8579 | 57.3284 | 47.4901 | 43.3075 | 33.9057 | 33.4833 | 32.774 | -13.2193 | -14.0456 | -23.5034 | -23.4606 | -68.9563 | -69.6439 | -76.69 | -83.3724
|  | FROME BSP | FS |  |  |  |  | 63.8828 | 61.5268 | 56.0092 | 23.8832 | 23.805 | 23.6969 | 15.7298 | 15.4748 | 14.9079 | 14.4126 | 13.81 | 16.2774 | 18.3169 | 12.3615 | 50.3964 | 48.4729 | 44.1366 | 8.9423 | 8.7102 | 8.3476 | -1.5159 | -2.5409 | -4.2708 | -5.5527 | -7.1471 | -4.6116 | -6.4411 | -13.9674 | 59.2121 | 57.2517 | 53.1719 | 19.1455 | 19.0383 | 18.8798 | 9.371 | 8.4979 | 6.8791 | 5.6405 | 4.0999 | 7.0727 | 5.4194 | -1.8684
LOVEDEAN GSP | HAVANT | HAVANT | MINIMUM HEADROOM | SU 70625 05720 | NO | YES | 0.53263 | 105.0912 | 104.9891 | 104.9861 | 104.9816 | 104.9735 | 104.9617 | 104.9467 | 116.1469 | 115.159 | 114.1745 | 112.925 | 105.5591 | 95.9467 | 82.5104 | 100.184 | 100.028 | 99.9683 | 99.8926 | 99.7542 | 99.4602 | 99.1433 | 109.9986 | 105.6997 | 103.3389 | 100.9553 | 89.5577 | 76.5086 | 59.7814 | 102.8594 | 102.7509 | 102.7412 | 102.7282 | 102.7067 | 102.6017 | 102.39 | 110.8225 | 106.7712 | 104.6757 | 102.5571 | 91.9353 | 79.3275 | 63.0362
|  | HAVANT | CT |  |  |  |  | 108.7252 | 108.4807 | 108.2599 | 107.9553 | 118.5174 | 118.0903 | 117.5909 | 116.8963 | 115.9437 | 115.0111 | 114.0363 | 107.1733 | 98.2634 | 87.2862 | 102.5101 | 101.8928 | 101.2603 | 100.2932 | 117.3058 | 115.6049 | 113.5989 | 111.1871 | 108.7958 | 106.4982 | 104.2402 | 92.4636 | 80.4083 | 66.3113 | 106.6862 | 106.2139 | 105.7406 | 104.8197 | 116.9428 | 115.8147 | 114.0895 | 111.9529 | 109.8349 | 107.801 | 105.8026 | 94.8206 | 83.1925 | 69.5194
|  | HAVANT | LW |  |  |  |  | 108.7275 | 119.031 | 118.7806 | 118.4369 | 118.0362 | 117.5852 | 116.9878 | 116.1469 | 115.159 | 114.1745 | 112.925 | 105.5591 | 95.9467 | 82.5104 | 102.4869 | 119.7256 | 119.0315 | 117.9922 | 116.5004 | 114.7221 | 112.4137 | 109.9986 | 105.6997 | 103.3389 | 100.9553 | 89.5577 | 76.5086 | 59.7814 | 106.6774 | 118.9664 | 118.4327 | 117.4066 | 116.2903 | 115.0924 | 112.9646 | 110.8225 | 106.7712 | 104.6757 | 102.5571 | 91.9353 | 79.3275 | 63.0362
|  | HAVANT | ST |  |  |  |  | 108.7379 | 108.7379 | 108.7303 | 108.7227 | 119.6298 | 119.5963 | 119.5617 | 119.5207 | 119.4841 | 119.4514 | 119.4183 | 118.099 | 116.1782 | 113.5262 | 102.8896 | 102.7969 | 102.6866 | 102.2553 | 120.0564 | 119.5738 | 119.0745 | 118.2797 | 117.3635 | 116.4857 | 115.4328 | 109.1233 | 104.1639 | 99.2202 | 106.7185 | 106.7103 | 106.6933 | 106.5256 | 119.4032 | 118.9709 | 118.4878 | 117.9567 | 117.4366 | 116.8914 | 115.9221 | 110.403 | 106.2247 | 101.5874
|  | HAVANT | FS |  |  |  |  | 105.0912 | 104.9891 | 104.9861 | 104.9816 | 104.9735 | 104.9617 | 104.9467 | 118.4876 | 118.4258 | 118.366 | 118.3031 | 118.1086 | 117.1249 | 114.7812 | 100.184 | 100.028 | 99.9683 | 99.8926 | 99.7542 | 99.4602 | 99.1433 | 117.0302 | 116.6024 | 116.1962 | 115.7691 | 113.1485 | 109.511 | 104.5925 | 102.8594 | 102.7509 | 102.7412 | 102.7282 | 102.7067 | 102.6017 | 102.39 | 118.0268 | 117.669 | 117.2877 | 116.8889 | 115.2146 | 112.1567 | 107.8136
COWLEY GSP | HEADINGTON BSP | HEADINGTON BSP | MINIMUM HEADROOM | SP 54454 08145 | NO | YES | 0.86421 | -22.9427 | -34.6102 | -71.9778 | -72.7129 | -75.3662 | -76.4551 | -77.1188 | -78.0679 | -89.0789 | -89.6153 | -90.2618 | -91.5598 | -97.6775 | -103.9359 | -37.8269 | -52.5151 | -96.5075 | -97.3399 | -101.3023 | -108.6278 | -108.9659 | -109.3904 | -124.4655 | -125.0883 | -125.8415 | -124.2485 | -127.0707 | -133.0566 | -35.3988 | -50.9496 | -94.846 | -95.7799 | -100.2312 | -107.8984 | -108.2582 | -108.7084 | -124.6746 | -125.3554 | -126.1686 | -124.7302 | -127.7966 | -132.1432
|  | HEADINGTON BSP | CT |  |  |  |  | 13.7017 | 13.4073 | -25.7364 | -26.2435 | -75.3662 | -76.2001 | -77.1188 | -78.0679 | -78.9781 | -79.8641 | -80.1445 | -86.3277 | -91.3727 | -96.6539 | 4.4873 | 4.1546 | -41.9383 | -42.5137 | -101.3023 | -102.239 | -103.27 | -104.3391 | -105.3675 | -106.3648 | -106.4054 | -112.0346 | -118.1257 | -124.4401 | 6.383 | 6.0257 | -39.9551 | -40.6119 | -100.2312 | -101.2759 | -102.417 | -103.6032 | -104.7474 | -105.8562 | -105.8948 | -111.2888 | -117.345 | -123.6248
|  | HEADINGTON BSP | LW |  |  |  |  | -22.9427 | -34.6102 | -71.9778 | -72.7129 | -73.5112 | -73.7364 | -74.6745 | -75.5582 | -75.1542 | -83.0336 | -87.1922 | -91.5598 | -97.6775 | -103.9359 | -37.8269 | -52.5151 | -96.5075 | -97.3399 | -98.2424 | -98.2282 | -99.2835 | -100.2852 | -99.254 | -108.465 | -113.3042 | -118.2667 | -125.7009 | -133.0566 | -35.3988 | -50.9496 | -94.846 | -95.7799 | -96.7935 | -96.7785 | -97.9461 | -99.0643 | -97.9107 | -107.1232 | -112.0219 | -117.436 | -124.8247 | -132.1432
|  | HEADINGTON BSP | ST |  |  |  |  | 13.8653 | 13.7732 | -25.1391 | -25.3684 | -73.7012 | -74.1097 | -74.5277 | -74.9927 | -75.4421 | -75.8562 | -75.6608 | -79.27 | -80.9457 | -82.6193 | 4.6854 | 4.5754 | -41.2606 | -41.5338 | -99.4551 | -99.9261 | -100.409 | -100.9446 | -101.4642 | -101.9449 | -101.4667 | -104.2826 | -106.2257 | -108.1761 | 6.6164 | 6.5013 | -39.2011 | -39.5055 | -98.1667 | -98.6843 | -99.237 | -99.8488 | -100.4432 | -100.9965 | -100.4782 | -102.9128 | -105.1673 | -107.4365
|  | HEADINGTON BSP | FS |  |  |  |  | 13.9262 | 13.834 | -25.0018 | -25.0672 | -61.9979 | -76.4551 | -76.7417 | -77.1022 | -89.0789 | -89.6153 | -90.2618 | -89.9058 | -92.3663 | -95.3709 | 4.759 | 4.6568 | -41.093 | -41.1705 | -84.6763 | -108.6278 | -108.9659 | -109.3904 | -124.4655 | -125.0883 | -125.8415 | -124.2485 | -127.0707 | -130.4711 | 6.6931 | 6.5877 | -39.0264 | -39.1087 | -82.4929 | -107.8984 | -108.2582 | -108.7084 | -124.6746 | -125.3554 | -126.1686 | -124.7302 | -127.7966 | -131.4388
COWLEY GSP | HIGH WYCOMBE BSP | HIGH WYCOMBE BSP | MINIMUM HEADROOM | SU 84773 92191 | NO | NO | 6.0389 | 103.8268 | 103.2857 | 103.0357 | 102.6791 | 102.2778 | 63.1386 | 62.6414 | 62.2382 | 61.8092 | 61.3728 | 52.7554 | 49.9869 | 44.3087 | 34.6336 | 93.1209 | 92.5374 | 92.2486 | 91.8293 | 91.3649 | 45.3256 | 44.7643 | 44.2796 | 43.5595 | 42.8372 | 32.4945 | 27.5472 | 19.9014 | 9.6631 | 97.8975 | 97.2744 | 96.942 | 96.4465 | 95.9059 | 49.8755 | 49.1814 | 48.4053 | 47.6031 | 46.7307 | 36.1373 | 30.0338 | 22.0259 | 11.8049
|  | HIGH WYCOMBE BSP | CT |  |  |  |  | 103.8268 | 103.5845 | 103.3507 | 103.0144 | 102.6214 | 63.4842 | 62.9929 | 62.5784 | 62.1691 | 61.7556 | 61.3247 | 54.6282 | 49.7378 | 41.7534 | 93.1222 | 92.8396 | 92.5679 | 92.1706 | 91.7161 | 45.6799 | 45.1259 | 44.6452 | 43.9453 | 43.2477 | 42.5378 | 33.0159 | 26.2081 | 17.6594 | 97.8993 | 97.5775 | 97.2639 | 96.7914 | 96.261 | 50.2364 | 49.5745 | 48.7819 | 47.9984 | 47.1715 | 46.1957 | 35.5029 | 28.3636 | 19.7778
|  | HIGH WYCOMBE BSP | LW |  |  |  |  | 103.8269 | 103.2857 | 103.0357 | 102.6791 | 102.2778 | 63.1386 | 62.6414 | 62.2382 | 61.8092 | 61.3728 | 52.7554 | 49.9869 | 44.3087 | 34.6336 | 93.1209 | 92.5374 | 92.2486 | 91.8293 | 91.3649 | 45.3256 | 44.7643 | 44.2796 | 43.5595 | 42.8372 | 32.4945 | 27.5472 | 19.9014 | 9.6631 | 97.8975 | 97.2744 | 96.942 | 96.4465 | 95.9059 | 49.8755 | 49.1814 | 48.4053 | 47.6031 | 46.7307 | 36.1373 | 30.0338 | 22.0259 | 11.8049
|  | HIGH WYCOMBE BSP | ST |  |  |  |  | 103.8986 | 103.8873 | 103.8673 | 103.8042 | 103.7374 | 64.9491 | 64.8642 | 64.7685 | 64.6775 | 64.5956 | 64.5161 | 60.0786 | 59.7369 | 59.2392 | 93.251 | 93.2313 | 93.2011 | 93.0871 | 92.9718 | 47.3063 | 47.182 | 47.0428 | 46.9091 | 46.7864 | 46.6668 | 40.9046 | 39.5543 | 37.6599 | 98.0893 | 98.0638 | 98.0275 | 97.862 | 97.6955 | 52.0667 | 51.8939 | 51.701 | 51.5146 | 51.3376 | 51.1612 | 44.8355 | 42.6215 | 40.1073
|  | HIGH WYCOMBE BSP | FS |  |  |  |  | 119.1579 | 119.074 | 119.0651 | 103.7938 | 103.7693 | 103.7274 | 103.6188 | 103.4541 | 103.1983 | 103.003 | 102.7612 | 102.1683 | 100.9549 | 99.03 | 111.4564 | 111.367 | 111.3522 | 93.1328 | 93.0911 | 93.0165 | 92.8638 | 92.6529 | 92.3365 | 92.0919 | 91.7929 | 91.0151 | 89.2952 | 86.6346 | 115.7341 | 115.6418 | 115.6234 | 97.9589 | 97.901 | 97.7937 | 97.5983 | 97.3353 | 96.9525 | 96.6507 | 96.2886 | 95.2485 | 93.0837 | 89.8516
FAWLEY GSP | LANGLEY BSP | LANGLEY BSP | MINIMUM HEADROOM | SU 45185 01376 | NO | YES | 67.2432 | 49.5774 | 49.3973 | 49.331 | 49.2412 | 49.2715 | 49.1593 | 49.4989 | 49.366 | 47.0426 | 45.7015 | 45.3683 | 43.6871 | 41.5644 | 38.1951 | 43.3334 | 43.0789 | 42.9263 | 42.7063 | 42.6399 | 42.3845 | 42.6165 | 42.0483 | 39.24 | 37.4957 | 36.9072 | 34.0226 | 30.6777 | 26.2495 | 47.8484 | 47.6421 | 47.4444 | 47.1655 | 47.0618 | 46.7462 | 46.9733 | 46.4831 | 43.6866 | 42.0096 | 41.4373 | 38.6259 | 35.3533 | 30.9966
|  | LANGLEY BSP | CT |  |  |  |  | 49.5774 | 49.5071 | 49.4478 | 49.3685 | 49.2715 | 49.1593 | 49.6479 | 49.5474 | 49.2955 | 48.9998 | 48.7039 | 45.61 | 43.6486 | 41.062 | 43.3393 | 43.2053 | 43.0702 | 42.8718 | 42.6399 | 42.3845 | 42.8917 | 42.3268 | 41.7662 | 41.2249 | 40.6882 | 36.2409 | 33.1074 | 29.3924 | 47.8484 | 47.7772 | 47.6025 | 47.3494 | 47.0618 | 46.7462 | 47.2168 | 46.7661 | 46.1975 | 45.649 | 45.1053 | 40.7596 | 37.694 | 34.0465
|  | LANGLEY BSP | LW |  |  |  |  | 49.5781 | 49.3973 | 49.331 | 49.2412 | 49.7576 | 49.6387 | 49.4989 | 49.366 | 47.0426 | 45.7015 | 45.3683 | 43.6871 | 41.5644 | 38.1951 | 43.3334 | 43.0789 | 42.9263 | 42.7063 | 43.4517 | 43.1401 | 42.6165 | 42.0483 | 39.24 | 37.4957 | 36.9072 | 34.0226 | 30.6777 | 26.2495 | 47.8492 | 47.6421 | 47.4444 | 47.1655 | 47.6846 | 47.3497 | 46.9733 | 46.4831 | 43.6866 | 42.0096 | 41.4373 | 38.6259 | 35.3533 | 30.9966
|  | LANGLEY BSP | ST |  |  |  |  | 49.5811 | 49.5811 | 49.5786 | 49.5761 | 49.5744 | 49.5693 | 50.1869 | 50.181 | 50.1768 | 50.1743 | 50.1717 | 48.3929 | 47.8903 | 47.3853 | 43.4012 | 43.3719 | 43.3363 | 43.2604 | 43.1811 | 43.0959 | 43.9979 | 43.8936 | 43.7788 | 43.6456 | 43.4449 | 40.5234 | 39.2946 | 38.0723 | 47.8522 | 47.8522 | 47.8496 | 47.8251 | 47.7052 | 47.5781 | 48.2758 | 48.1306 | 47.9875 | 47.8531 | 47.7216 | 44.9498 | 43.7627 | 42.5819
|  | LANGLEY BSP | FS |  |  |  |  | 49.578 | 49.5487 | 49.548 | 49.5471 | 49.5448 | 49.5424 | 49.5392 | 49.5277 | 49.5135 | 49.499 | 50.106 | 50.0661 | 49.861 | 49.2988 | 43.416 | 43.3699 | 43.3521 | 43.3309 | 43.3001 | 43.2556 | 43.2103 | 43.1517 | 43.0885 | 43.0207 | 43.9469 | 43.533 | 42.5167 | 41.2565 | 47.8491 | 47.8197 | 47.819 | 47.8182 | 47.8159 | 47.8135 | 47.768 | 47.6848 | 47.5966 | 47.5084 | 48.248 | 47.8563 | 46.9706 | 45.7039
IVER 132KV | LONGFORD | LONGFORD | MINIMUM HEADROOM | TQ 03910 76751 | NO | YES | 3.2895 | 69.2984 | 69.2876 | 69.2918 | 69.2915 | 69.2909 | 69.2901 | 69.2892 | 69.2853 | 69.2784 | 69.2737 | 69.2686 | 69.2554 | 69.1815 | 69.0161 | 80.9322 | 80.9157 | 80.915 | 80.9068 | 80.8949 | 80.8759 | 80.8546 | 80.8271 | 80.7922 | 80.7623 | 80.7298 | 80.6112 | 80.4359 | 80.1644 | 71.0479 | 71.0348 | 71.0372 | 71.0337 | 71.0287 | 71.0209 | 71.0122 | 70.9993 | 70.9817 | 70.9674 | 70.9518 | 70.8984 | 70.7858 | 70.5798
|  | LONGFORD | CT |  |  |  |  | 102.655 | 102.6308 | 102.6047 | 102.5696 | 102.5265 | 102.4773 | 102.4211 | 102.3725 | 102.2525 | 102.1289 | 102.0006 | 101.3955 | 100.5247 | 98.9922 | 101.5219 | 101.4916 | 101.4584 | 101.4119 | 101.3568 | 101.2951 | 101.2257 | 101.1629 | 101.1031 | 101.043 | 100.9265 | 100.2395 | 99.0828 | 97.4033 | 102.1295 | 102.1053 | 102.0792 | 102.0442 | 102.001 | 101.9518 | 101.8956 | 101.847 | 101.8014 | 101.7548 | 101.7018 | 101.019 | 99.9282 | 98.5092
|  | LONGFORD | LW |  |  |  |  | 102.6549 | 102.59 | 102.563 | 102.5275 | 102.4864 | 102.4397 | 102.3838 | 102.3219 | 102.1951 | 102.0687 | 101.9403 | 101.2957 | 100.2627 | 98.4563 | 101.5215 | 101.4498 | 101.4151 | 101.3676 | 101.314 | 101.2543 | 101.1847 | 101.1277 | 101.0664 | 101.0041 | 100.8609 | 100.1319 | 98.796 | 96.8369 | 102.1294 | 102.0645 | 102.0375 | 102.002 | 101.9609 | 101.9142 | 101.8583 | 101.8154 | 101.7681 | 101.7194 | 101.6686 | 100.9236 | 99.7291 | 97.9404
|  | LONGFORD | ST |  |  |  |  | 102.656 | 102.656 | 102.656 | 102.656 | 102.656 | 102.6509 | 102.6459 | 102.6408 | 102.6358 | 102.6333 | 102.6307 | 102.4842 | 102.2777 | 102.069 | 101.5302 | 101.5281 | 101.5256 | 101.518 | 101.5101 | 101.4971 | 101.4839 | 101.4699 | 101.456 | 101.4449 | 101.434 | 101.3916 | 101.172 | 100.9125 | 102.1305 | 102.1305 | 102.1305 | 102.1305 | 102.1305 | 102.1254 | 102.1204 | 102.1153 | 102.1103 | 102.1078 | 102.1052 | 102.1027 | 102.0822 | 101.659
|  | LONGFORD | FS |  |  |  |  | 69.2984 | 69.2876 | 69.2918 | 69.2915 | 69.2909 | 69.2901 | 69.2892 | 69.2853 | 69.2784 | 69.2737 | 69.2686 | 69.2554 | 69.1815 | 69.0161 | 80.9322 | 80.9157 | 80.915 | 80.9068 | 80.8949 | 80.8759 | 80.8546 | 80.8271 | 80.7922 | 80.7623 | 80.7298 | 80.6112 | 80.4359 | 80.1644 | 71.0479 | 71.0348 | 71.0372 | 71.0337 | 71.0287 | 71.0209 | 71.0122 | 70.9993 | 70.9817 | 70.9674 | 70.9518 | 70.8984 | 70.7858 | 70.5798
AMERSHAM | LOUDWATER BSP | LOUDWATER BSP | MINIMUM HEADROOM | SU 90644 91247 | NO | YES | 15.32 | 97.0738 | 97.0061 | 97.0038 | 97.0006 | 96.9937 | 96.9825 | 96.9695 | 96.9367 | 96.8996 | 96.8619 | 94.2137 | 90.2497 | 83.8605 | 75.0939 | 94.937 | 94.8671 | 94.8624 | 94.8563 | 94.8403 | 94.7814 | 94.2267 | 93.5246 | 92.8199 | 91.9256 | 85.7984 | 80.1549 | 73.0828 | 63.6569 | 93.4094 | 93.3403 | 93.3365 | 93.3311 | 93.3186 | 93.2931 | 93.2653 | 93.2154 | 93.1607 | 93.1058 | 87.6827 | 81.7694 | 74.7214 | 65.3186
|  | LOUDWATER BSP | CT |  |  |  |  | 100.6685 | 100.4898 | 100.344 | 100.1476 | 99.9076 | 99.629 | 99.3032 | 99.0623 | 98.8168 | 98.5448 | 94.7102 | 91.0618 | 85.0359 | 77.695 | 96.6054 | 96.4086 | 96.2424 | 96.0122 | 95.7373 | 95.4024 | 94.6546 | 93.9639 | 93.2765 | 92.4661 | 86.4181 | 81.0185 | 74.3443 | 66.3675 | 98.6141 | 98.4311 | 98.2805 | 98.0762 | 97.8279 | 97.4099 | 96.9092 | 96.2162 | 95.4204 | 94.4302 | 88.3032 | 82.634 | 75.9823 | 68.0286
|  | LOUDWATER BSP | LW |  |  |  |  | 100.6696 | 100.2288 | 100.0721 | 99.8579 | 99.6058 | 99.321 | 98.9899 | 98.7321 | 98.4637 | 98.1606 | 94.2137 | 90.2497 | 83.8605 | 75.0939 | 96.6056 | 96.1453 | 95.9667 | 95.7173 | 95.4291 | 94.9928 | 94.2267 | 93.5246 | 92.8199 | 91.9256 | 85.7984 | 80.1549 | 73.0828 | 63.6569 | 98.6149 | 98.1696 | 98.0077 | 97.7853 | 97.5246 | 97.0883 | 96.5762 | 95.7764 | 94.9214 | 93.8884 | 87.6827 | 81.7694 | 74.7214 | 65.3186
|  | LOUDWATER BSP | ST |  |  |  |  | 100.6768 | 100.6768 | 100.6752 | 100.6735 | 100.6718 | 100.6651 | 100.6592 | 100.6516 | 100.6457 | 100.6415 | 97.6891 | 97.2779 | 96.5687 | 95.4453 | 96.6378 | 96.6329 | 96.626 | 96.6019 | 96.5774 | 96.5482 | 96.5196 | 96.4874 | 96.4556 | 96.3199 | 91.5232 | 89.8513 | 87.7641 | 85.485 | 98.6242 | 98.6242 | 98.6225 | 98.617 | 98.6099 | 98.5978 | 98.5865 | 98.5729 | 98.5387 | 98.425 | 93.7869 | 91.8708 | 89.4563 | 87.0901
|  | LOUDWATER BSP | FS |  |  |  |  | 97.0738 | 97.0061 | 97.0038 | 97.0006 | 96.9937 | 96.9825 | 96.9695 | 96.9367 | 96.8996 | 96.8619 | 96.8233 | 96.7039 | 96.2142 | 95.1648 | 94.937 | 94.8671 | 94.8624 | 94.8563 | 94.8403 | 94.7814 | 94.7196 | 94.6307 | 94.5357 | 94.4415 | 94.3461 | 93.7139 | 92.1286 | 89.907 | 93.4094 | 93.3403 | 93.3365 | 93.3311 | 93.3186 | 93.2931 | 93.2653 | 93.2154 | 93.1607 | 93.1058 | 93.05 | 92.8061 | 91.8753 | 89.8788
MANNINGTON GSP | LYTCHETT | LYTCHETT | MINIMUM HEADROOM | SY 97796 94214 | NO | NO | 14.8768 | 18.0286 | 17.5213 | 17.2777 | 16.6537 | 15.9401 | 15.2213 | 14.4495 | 13.6374 | -25.2301 | -39.1191 | -63.6097 | -75.6512 | -84.4988 | -92.7396 | 6.8768 | 6.349 | 6.0851 | 5.4243 | 4.6172 | 3.6728 | 2.6688 | 1.583 | -44.2088 | -67.1115 | -96.1476 | -110.6091 | -120.823 | -129.6666 | 10.7544 | 10.2387 | 9.9871 | 9.1806 | 8.2633 | 7.3401 | 6.3574 | 5.2953 | -40.6636 | -62.9563 | -91.9173 | -106.6137 | -117.0987 | -126.2129
|  | LYTCHETT | CT |  |  |  |  | 18.0286 | 17.7073 | 17.2777 | 16.6537 | 15.9401 | 15.2213 | 14.4495 | 13.6374 | -25.2301 | -39.1191 | -40.0519 | -57.522 | -68.1297 | -75.2019 | 6.8768 | 6.5363 | 6.0851 | 5.4243 | 4.6172 | 3.6728 | 2.6688 | 1.583 | -44.2088 | -67.1115 | -68.2779 | -89.0353 | -101.199 | -108.8333 | 10.7544 | 10.4256 | 9.9871 | 9.1806 | 8.2633 | 7.3401 | 6.3574 | 5.2953 | -40.6636 | -62.9563 | -64.169 | -85.1079 | -97.5307 | -105.437
|  | LYTCHETT | LW |  |  |  |  | 18.051 | 17.5213 | 17.7373 | 17.1179 | 16.4601 | 15.8087 | 15.0341 | 14.3403 | -25.1509 | -39.0286 | -63.6097 | -75.6512 | -84.4988 | -92.7396 | 6.8988 | 6.349 | 6.7138 | 6.0568 | 5.2736 | 4.3907 | 3.3786 | 2.4128 | -44.172 | -67.0379 | -96.1476 | -110.6091 | -120.823 | -129.6666 | 10.7765 | 10.2387 | 10.5194 | 9.6947 | 8.8267 | 7.9651 | 6.9744 | 6.0323 | -40.6249 | -62.8813 | -91.9173 | -106.6137 | -117.0987 | -126.2129
|  | LYTCHETT | ST |  |  |  |  | 18.2963 | 18.2526 | 18.1336 | 17.858 | 17.5829 | 17.2452 | 16.9164 | 16.526 | -21.9425 | -34.8025 | -35.2091 | -49.1049 | -54.409 | -56.2259 | 7.1718 | 7.1238 | 6.9998 | 6.6993 | 6.399 | 6.0362 | 5.6823 | 5.2445 | -39.9021 | -62.1052 | -62.5767 | -79.2208 | -85.8929 | -88.4307 | 11.0321 | 10.9865 | 10.8651 | 10.5798 | 10.2948 | 9.883 | 9.4213 | 8.8866 | -36.4113 | -57.9304 | -58.3845 | -75.0127 | -81.8463 | -84.5629
|  | LYTCHETT | FS |  |  |  |  | 22.7293 | 18.2376 | 18.2003 | 18.1471 | 18.0474 | 17.8939 | 17.4273 | 16.8326 | 15.8293 | 15.1141 | 14.2131 | 12.7293 | 9.2508 | 4.9277 | 13.9839 | 7.1121 | 7.0715 | 7.0138 | 6.9053 | 6.7353 | 6.2247 | 5.5737 | 4.4215 | 3.447 | 2.2233 | 0.0035945 | -5.1109 | -11.196 | 17.3994 | 10.9731 | 10.9343 | 10.8793 | 10.7761 | 10.6162 | 10.1046 | 9.3396 | 7.98 | 6.997 | 5.7568 | 3.4732 | -1.7229 | -7.9027
BRAMLEY (FLEE) | MAIDENHEAD BSP | MAIDENHEAD BSP | MINIMUM HEADROOM | SU 86592 79883 | NO | YES | 62.9684 | 110.9075 | 110.4637 | -6.1014 | -6.1089 | -6.1219 | -6.1415 | -6.1697 | -6.2192 | -6.2892 | -6.3493 | -6.4264 | -6.7753 | -7.5285 | -8.8108 | 108.1884 | 107.7401 | 35.1342 | 35.1061 | 35.0555 | 34.9696 | 34.8562 | 34.7057 | 34.5124 | 34.3462 | 34.1611 | 33.533 | 32.2787 | 29.8742 | 110.2164 | 109.7962 | -4.4535 | -4.4655 | -4.4876 | -4.5243 | -4.5738 | -4.6483 | -4.8052 | -4.9571 | -5.1398 | -5.6473 | -7.0404 | -9.055
|  | MAIDENHEAD BSP | CT |  |  |  |  | 110.9075 | 110.7112 | 110.5306 | 110.2844 | 109.9892 | 109.6567 | 109.2751 | 108.9673 | 108.6648 | 108.3566 | 108.0366 | 103.3276 | 96.9209 | 89.3981 | 108.1884 | 107.9887 | 107.8039 | 107.551 | 107.1983 | 106.5446 | 105.8299 | 105.1377 | 104.1712 | 103.2299 | 101.9257 | 95.6915 | 88.8455 | 80.7627 | 110.2164 | 110.0403 | 109.8742 | 109.6462 | 109.3704 | 109.0384 | 108.2344 | 107.3082 | 106.3592 | 105.437 | 104.5209 | 98.6474 | 91.6442 | 83.5085
|  | MAIDENHEAD BSP | LW |  |  |  |  | 110.9082 | 110.4637 | 110.2771 | 110.022 | 109.7288 | 109.4068 | 109.0323 | 108.7318 | 108.4198 | 108.1019 | 107.7708 | 102.5589 | 95.22 | 86.2928 | 108.1886 | 107.7401 | 107.5493 | 107.287 | 106.8724 | 106.2192 | 105.502 | 104.7296 | 103.7617 | 102.6657 | 101.3056 | 94.8475 | 86.9588 | 77.4261 | 110.2185 | 109.7962 | 109.6248 | 109.3892 | 109.1166 | 108.7871 | 107.8351 | 106.911 | 105.9606 | 105.0239 | 104.0795 | 97.7943 | 89.7328 | 80.1494
|  | MAIDENHEAD BSP | ST |  |  |  |  | 110.9395 | 110.9323 | 110.9194 | 110.8907 | 110.8613 | 110.8209 | 110.7808 | 110.7356 | 110.6933 | 110.6572 | 110.6216 | 110.4661 | 110.1001 | 108.174 | 108.2251 | 108.2167 | 108.2023 | 108.1691 | 108.135 | 108.0898 | 108.0448 | 107.9946 | 107.7396 | 107.4947 | 107.2561 | 105.6806 | 103.2523 | 100.6513 | 110.2263 | 110.2263 | 110.2213 | 110.2162 | 110.2063 | 110.1782 | 110.1508 | 110.1198 | 110.085 | 110.0445 | 109.695 | 107.8811 | 106.1927 | 103.6475
|  | MAIDENHEAD BSP | FS |  |  |  |  | 110.9407 | 110.8753 | -6.1014 | -6.1089 | -6.1219 | -6.1415 | -6.1697 | -6.2192 | -6.2892 | -6.3493 | -6.4264 | -6.7753 | -7.5285 | -8.8108 | 108.2254 | 108.1589 | 35.1342 | 35.1061 | 35.0555 | 34.9696 | 34.8562 | 34.7057 | 34.5124 | 34.3462 | 34.1611 | 33.533 | 32.2787 | 29.8742 | 110.2198 | 110.1582 | -4.4535 | -4.4655 | -4.4876 | -4.5243 | -4.5738 | -4.6483 | -4.8052 | -4.9571 | -5.1398 | -5.6473 | -7.0404 | -9.055
MANNINGTON GSP | MANNINGTON BSP | MANNINGTON BSP | MINIMUM HEADROOM | SU 07523 05221 | NO | NO | 1.9337 | 33.4874 | 32.7794 | 32.3814 | 31.7976 | 31.1632 | 30.5061 | 30.06 | 29.3145 | 28.507 | 24.2166 | 7.8669 | 0.91638 | -6.8532 | -17.8504 | 23.6547 | 22.8185 | 22.1428 | 21.1128 | 20.0178 | 18.6898 | 17.6158 | 15.9452 | 14.2665 | 10.6847 | -9.2664 | -26.8214 | -39.8856 | -54.0977 | 21.3401 | 20.5463 | 20.0557 | 19.1975 | 18.0817 | 16.9076 | 15.8631 | 14.3052 | 12.7677 | 9.4261 | -9.8956 | -21.4797 | -33.9695 | -48.056
|  | MANNINGTON BSP | CT |  |  |  |  | 33.4874 | 33.1179 | 32.7281 | 32.1527 | 31.5009 | 30.8119 | 30.06 | 29.3145 | 28.507 | 27.6899 | 26.8614 | 13.2298 | 5.8257 | -2.8326 | 23.6547 | 23.1843 | 22.5354 | 21.5301 | 20.4339 | 19.1691 | 17.6158 | 15.9452 | 14.2665 | 12.6145 | 10.9712 | -5.5417 | -20.5069 | -32.6002 | 21.3401 | 20.8906 | 20.4119 | 19.6297 | 18.5163 | 17.357 | 15.8631 | 14.3052 | 12.7677 | 11.254 | 9.7401 | -5.3797 | -16.4624 | -27.1437
|  | MANNINGTON BSP | LW |  |  |  |  | 33.4961 | 32.7794 | 32.3814 | 31.7976 | 31.1632 | 30.5061 | 30.8758 | 30.1409 | 29.3299 | 24.2166 | 7.8669 | 0.91638 | -6.8532 | -17.8504 | 23.6616 | 22.8185 | 22.1428 | 21.1128 | 20.0178 | 18.6898 | 20.0405 | 18.3868 | 16.7159 | 10.6847 | -9.2664 | -26.8214 | -39.8856 | -54.0977 | 21.3462 | 20.5463 | 20.0557 | 19.1975 | 18.0817 | 16.9076 | 18.9743 | 17.4541 | 15.9225 | 9.4261 | -9.8956 | -21.4797 | -33.9695 | -48.056
|  | MANNINGTON BSP | ST |  |  |  |  | 33.7129 | 33.6936 | 33.6476 | 33.4524 | 33.2581 | 33.0444 | 32.8369 | 32.6 | 32.3789 | 32.1739 | 31.9705 | 22.0876 | 19.5902 | 18.1342 | 23.9712 | 23.9378 | 23.8764 | 23.6006 | 23.1399 | 22.6362 | 22.1357 | 21.5795 | 21.0167 | 20.3013 | 19.5936 | 8.0028 | -0.13466 | -3.7759 | 21.6823 | 21.6451 | 21.5793 | 21.2808 | 20.9829 | 20.6468 | 20.2198 | 19.6527 | 19.1052 | 18.5336 | 17.8441 | 7.1576 | 2.3075 | -0.92869
|  | MANNINGTON BSP | FS |  |  |  |  | 55.4707 | 48.99 | 33.46 | 33.4313 | 33.3656 | 33.2456 | 33.0492 | 32.7888 | 32.3879 | 32.0518 | 31.5308 | 30.801 | 27.7962 | 23.8517 | 54.2685 | 42.0707 | 23.7683 | 23.7248 | 23.6281 | 23.4521 | 23.0436 | 22.4412 | 21.614 | 20.9406 | 19.9472 | 19.0961 | 14.0241 | 7.9299 | 52.1655 | 39.7189 | 21.4689 | 21.4208 | 21.3166 | 21.1257 | 20.7806 | 20.3244 | 19.3384 | 18.5292 | 17.5548 | 17.9431 | 13.1405 | 7.2634
BOTLEY WOOD GSP | NETLEY COMMON BSP | NETLEY COMMON BSP | MINIMUM HEADROOM | SU 47559 12003 | NO | YES | 0.0052632 | 90.5372 | 155.9665 | 154.798 | 154.176 | 153.4694 | 152.6675 | 151.7673 | 152.2218 | 112.7304 | 111.8474 | 119.2028 | 99.5297 | 87.9133 | 71.4152 | 84.6118 | 146.571 | 145.3734 | 143.4476 | 141.4882 | 139.8544 | 138.0898 | 137.5067 | 90.3662 | 88.694 | 95.912 | 72.8672 | 60.0953 | 42.4475 | 99.5416 | 162.0007 | 161.1601 | 156.9661 | 155.5055 | 153.948 | 152.2012 | 151.2624 | 103.942 | 102.1139 | 107.2383 | 82.5957 | 68.8208 | 50.7362
|  | NETLEY COMMON BSP | CT |  |  |  |  | 90.5397 | 164.4029 | 154.798 | 154.176 | 153.4694 | 152.6675 | 151.7673 | 152.2218 | 112.7304 | 111.8474 | 127.0261 | 116.0497 | 99.8259 | 86.2554 | 84.6184 | 156.8533 | 145.3734 | 144.4436 | 141.4882 | 139.8544 | 138.0898 | 137.5067 | 90.3662 | 88.694 | 105.1061 | 92.0835 | 74.0029 | 59.4894 | 99.5459 | 172.6296 | 161.1601 | 160.3398 | 155.5055 | 153.948 | 152.2012 | 151.2624 | 103.942 | 102.1139 | 116.4628 | 102.7447 | 83.0077 | 67.9042
|  | NETLEY COMMON BSP | LW |  |  |  |  | 90.5372 | 155.9665 | 155.5072 | 154.8329 | 169.926 | 169.1298 | 168.2348 | 167.4644 | 126.0301 | 125.104 | 119.2028 | 99.5297 | 87.9133 | 71.4152 | 84.6118 | 146.571 | 145.9409 | 143.4476 | 159.7562 | 158.2767 | 156.4298 | 154.6749 | 105.1965 | 103.4399 | 95.912 | 72.8672 | 60.0953 | 42.4475 | 99.5416 | 162.0007 | 161.4163 | 156.9661 | 171.8069 | 170.1537 | 168.3706 | 166.4886 | 116.8313 | 114.9211 | 107.2383 | 82.5957 | 68.8208 | 50.7362
|  | NETLEY COMMON BSP | ST |  |  |  |  | 90.7285 | 165.0336 | 155.809 | 155.6116 | 155.4124 | 155.2046 | 154.999 | 156.0091 | 117.0727 | 116.8394 | 132.5309 | 128.112 | 120.5946 | 117.4769 | 84.9067 | 157.7756 | 146.7896 | 146.4167 | 145.1016 | 144.4345 | 143.7024 | 143.9925 | 97.7334 | 96.9466 | 114.3256 | 106.641 | 96.5519 | 92.6343 | 99.8157 | 173.4889 | 162.4818 | 162.1522 | 158.7843 | 158.166 | 157.544 | 157.6618 | 111.4709 | 110.722 | 126.2211 | 118.1565 | 107.056 | 102.8165
|  | NETLEY COMMON BSP | FS |  |  |  |  | 90.7414 | 164.9369 | 163.982 | 154.7676 | 154.6939 | 154.5637 | 154.3821 | 154.1317 | 153.81 | 153.5322 | 153.2169 | 169.2644 | 167.4172 | 164.4669 | 84.9293 | 157.7132 | 157.0843 | 146.1178 | 145.9814 | 145.738 | 145.4347 | 145.0424 | 144.5667 | 144.1085 | 143.5769 | 160.8612 | 158.0143 | 153.7423 | 99.8361 | 173.4173 | 173.1608 | 162.169 | 162.0484 | 161.8323 | 161.5555 | 161.1934 | 160.7467 | 160.3535 | 159.9159 | 174.3884 | 170.2996 | 165.0851
MELKSHAM GSP | NORRINGTON | NORRINGTON | MINIMUM HEADROOM | ST 88273 64983 | NO | YES | 0.96737 | 49.1494 | -130.9576 | -149.4397 | -162.3269 | -222.4024 | -252.3417 | -248.7237 | -252.8433 | -256.5791 | -259.0113 | -293.2817 | -340.4811 | -359.6787 | -379.5519 | 28.1867 | -183.4814 | -205.5538 | -221.2839 | -292.6406 | -329.0632 | -326.9223 | -331.8777 | -337.7967 | -340.6946 | -379.7298 | -434.7112 | -456.2415 | -477.8073 | 31.6954 | -180.4626 | -202.4087 | -218.1994 | -289.1078 | -325.6874 | -323.7107 | -328.7851 | -335.562 | -338.5345 | -376.6558 | -431.5071 | -452.9984 | -474.5296
|  | NORRINGTON | CT |  |  |  |  | 49.1659 | 48.3444 | -107.7181 | -140.1256 | -199.6624 | -252.3417 | -247.0494 | -249.2285 | -256.5791 | -259.0113 | -261.4731 | -288.4092 | -320.8282 | -337.6942 | 28.2205 | 27.0072 | -156.948 | -195.6202 | -266.2759 | -329.0632 | -322.7715 | -325.7702 | -337.7967 | -340.6946 | -343.6676 | -373.3172 | -410.3139 | -428.7354 | 31.7302 | 30.5599 | -152.9514 | -191.4175 | -261.9701 | -325.6874 | -320.5521 | -323.6768 | -335.562 | -338.5345 | -341.489 | -370.3203 | -407.2308 | -425.6396
|  | NORRINGTON | LW |  |  |  |  | 49.1494 | -130.9576 | -149.4397 | -162.3269 | -222.4024 | -243.4729 | -248.7237 | -252.8433 | -255.8926 | -258.8578 | -293.2817 | -340.4811 | -359.6787 | -379.5519 | 28.1867 | -183.4814 | -205.5538 | -221.2839 | -292.6406 | -317.229 | -326.9223 | -331.8777 | -335.4643 | -339.0246 | -379.7298 | -434.7112 | -456.2415 | -477.8073 | 31.6954 | -180.4626 | -202.4087 | -218.1994 | -289.1078 | -314.4939 | -323.7107 | -328.7851 | -332.4928 | -336.0905 | -376.6558 | -431.5071 | -452.9984 | -474.5296
|  | NORRINGTON | ST |  |  |  |  | 49.7329 | 49.5412 | -105.8576 | -137.5245 | -196.155 | -247.4044 | -240.9058 | -241.9029 | -247.0978 | -248.1751 | -249.2368 | -268.2005 | -290.511 | -296.2141 | 29.2103 | 28.9225 | -154.0228 | -191.5976 | -261.0969 | -322.0493 | -314.2625 | -315.8502 | -326.4957 | -327.9544 | -329.3891 | -350.7546 | -377.3668 | -384.0181 | 32.8127 | 32.5172 | -150.051 | -187.5669 | -256.995 | -318.7712 | -311.9838 | -313.5289 | -323.8929 | -325.3759 | -326.8885 | -347.7521 | -374.2783 | -380.9429
|  | NORRINGTON | FS |  |  |  |  | 64.3393 | 64.1998 | 64.1184 | -59.4814 | -59.7273 | -137.6617 | -138.3117 | -139.12 | -140.2921 | -151.2868 | -152.5807 | -154.7473 | -161.3239 | -170.4798 | 48.0412 | 47.7578 | 47.5841 | -99.582 | -99.9575 | -191.8987 | -193.1358 | -194.6693 | -196.9116 | -209.9998 | -212.1149 | -214.6164 | -223.97 | -235.5269 | 51.8128 | 51.5292 | 51.3547 | -95.7932 | -96.1939 | -187.9318 | -189.1027 | -190.5552 | -192.6919 | -206.7226 | -208.8702 | -211.6096 | -221.2051 | -232.694
NORTH HYDE GSP | NORTH HYDE 22kV | NORTH HYDE 22kV | MINIMUM HEADROOM | TQ 10367 79001 | NO | YES | 1.4505 | 110.769 | 110.6684 | 110.6191 | 110.5532 | 110.4766 | 110.3873 | 110.2742 | 110.1769 | 110.0696 | 109.9591 | 109.8436 | 109.0263 | 107.3386 | 103.4892 | 103.5836 | 103.4425 | 103.3388 | 103.1783 | 102.9914 | 102.7873 | 102.5456 | 102.3014 | 102.0485 | 101.7583 | 101.391 | 99.1365 | 95.6176 | 91.18 | 108.7758 | 108.6691 | 108.6134 | 108.5375 | 108.4502 | 108.35 | 108.2301 | 108.1353 | 108.0304 | 107.9224 | 107.8092 | 106.3874 | 103.0844 | 98.6917
|  | NORTH HYDE 22kV | CT |  |  |  |  | 110.7949 | 110.7552 | 110.7129 | 110.6584 | 110.588 | 110.5071 | 110.412 | 110.3177 | 110.2248 | 110.1281 | 110.0248 | 109.361 | 107.8962 | 104.971 | 103.6188 | 103.5381 | 103.4479 | 103.31 | 103.1368 | 102.9458 | 102.731 | 102.4886 | 102.248 | 101.9994 | 101.6525 | 99.6441 | 96.4617 | 92.7416 | 108.8014 | 108.7567 | 108.7085 | 108.6444 | 108.5639 | 108.4724 | 108.3672 | 108.2754 | 108.185 | 108.0908 | 107.9898 | 106.754 | 103.9216 | 100.2468
|  | NORTH HYDE 22kV | LW |  |  |  |  | 110.7945 | 110.6684 | 110.6191 | 110.5532 | 110.4766 | 110.3873 | 110.2742 | 110.1769 | 110.0696 | 109.9591 | 109.8436 | 109.0263 | 107.3386 | 103.4892 | 103.6147 | 103.4425 | 103.3388 | 103.1783 | 102.9914 | 102.7873 | 102.5456 | 102.3014 | 102.0485 | 101.7583 | 101.391 | 99.1365 | 95.6176 | 91.18 | 108.8007 | 108.6691 | 108.6134 | 108.5375 | 108.4502 | 108.35 | 108.2301 | 108.1353 | 108.0304 | 107.9224 | 107.8092 | 106.3874 | 103.0844 | 98.6917
|  | NORTH HYDE 22kV | ST |  |  |  |  | 110.7966 | 110.7966 | 110.7949 | 110.7932 | 110.7915 | 110.7865 | 110.7814 | 110.7747 | 110.7696 | 110.7646 | 110.7549 | 110.7024 | 110.6611 | 110.4574 | 103.6599 | 103.6426 | 103.6201 | 103.5705 | 103.5186 | 103.4572 | 103.383 | 103.3 | 103.2191 | 103.1404 | 103.0573 | 102.5774 | 101.8127 | 100.6364 | 108.8092 | 108.8076 | 108.8039 | 108.7959 | 108.7876 | 108.7758 | 108.7639 | 108.7495 | 108.7369 | 108.7245 | 108.7121 | 108.6665 | 108.3669 | 107.8037
|  | NORTH HYDE 22kV | FS |  |  |  |  | 110.769 | 110.7456 | 110.745 | 110.7443 | 110.7432 | 110.7413 | 110.7394 | 110.7309 | 110.7165 | 110.7063 | 110.6952 | 110.6631 | 110.4712 | 110.0716 | 103.5836 | 103.5498 | 103.5386 | 103.5241 | 103.5034 | 103.4719 | 103.4353 | 103.3864 | 103.3204 | 103.2548 | 103.1828 | 102.9219 | 102.4664 | 101.6467 | 108.7758 | 108.7514 | 108.7497 | 108.7476 | 108.7439 | 108.7376 | 108.7311 | 108.7173 | 108.6971 | 108.6815 | 108.6647 | 108.6116 | 108.423 | 108.0269
COWLEY GSP | OXFORD BSP | OXFORD BSP | MINIMUM HEADROOM | SP 50054 05983 | NO | YES | 0 | 96.8936 | 96.5588 | 96.6066 | 96.419 | 96.1873 | 85.0431 | 84.528 | 84.1642 | 36.6156 | 35.8519 | 34.9972 | 29.8705 | 23.4095 | 15.7875 | 92.9175 | 92.5564 | 92.5477 | 92.2128 | 91.8271 | 77.5332 | 76.6139 | 75.7376 | 19.5204 | 18.6859 | 17.7779 | 13.0158 | 7.1104 | 0.09484 | 95.1071 | 94.7672 | 94.81 | 94.4585 | 93.7248 | 79.4513 | 78.5531 | 77.7236 | 21.3416 | 20.3778 | 19.3942 | 14.6243 | 8.6629 | 0.64097
|  | OXFORD BSP | CT |  |  |  |  | 96.8936 | 96.7494 | 96.6066 | 96.419 | 96.1873 | 95.9312 | 84.528 | 84.1642 | 67.7006 | 67.0803 | 35.2994 | 30.3083 | 24.4205 | 17.8781 | 92.9175 | 92.7508 | 92.5477 | 92.2128 | 91.8271 | 91.1536 | 76.6139 | 75.7376 | 56.1452 | 55.3199 | 18.1198 | 13.4587 | 8.1841 | 2.2549 | 95.1071 | 94.9581 | 94.81 | 94.4585 | 93.7325 | 92.9393 | 78.5885 | 77.7236 | 57.9875 | 57.0336 | 19.7321 | 15.0673 | 9.7847 | 2.9445
|  | OXFORD BSP | LW |  |  |  |  | 96.8989 | 96.5588 | 96.7105 | 96.5219 | 96.3034 | 85.0431 | 84.6369 | 84.3333 | 36.6156 | 35.8519 | 34.9972 | 29.8705 | 23.4095 | 15.7875 | 92.9213 | 92.5564 | 92.7204 | 92.3767 | 91.9912 | 77.5332 | 76.624 | 75.8237 | 19.5204 | 18.6859 | 17.7779 | 13.0158 | 7.1104 | 0.09484 | 95.1124 | 94.7672 | 94.9553 | 94.4913 | 93.7248 | 79.4513 | 78.5531 | 77.7681 | 21.3416 | 20.3778 | 19.3942 | 14.6243 | 8.6629 | 0.64097
|  | OXFORD BSP | ST |  |  |  |  | 96.9071 | 96.9071 | 96.8944 | 96.8818 | 96.87 | 96.8405 | 86.0159 | 85.9054 | 69.8114 | 69.719 | 38.6821 | 38.1095 | 36.3504 | 34.179 | 92.9576 | 92.9501 | 92.9291 | 92.8893 | 92.829 | 92.7009 | 78.9405 | 78.7909 | 59.728 | 59.3539 | 22.6574 | 21.0435 | 19.3457 | 17.5379 | 95.1278 | 95.1269 | 95.1133 | 95.0945 | 95.0765 | 94.9763 | 81.2217 | 80.8182 | 61.635 | 61.268 | 24.5665 | 22.8153 | 20.9574 | 19.1444
|  | OXFORD BSP | FS |  |  |  |  | 96.9028 | 96.8538 | 96.8518 | 96.8478 | 96.8403 | 96.8338 | 96.8223 | 96.7994 | 96.7622 | 96.7324 | 96.7058 | 96.6978 | 95.8113 | 94.1329 | 92.9594 | 92.9061 | 92.8995 | 92.8897 | 92.8728 | 92.8503 | 92.8177 | 92.6718 | 92.4545 | 92.2836 | 92.0836 | 91.3641 | 89.6006 | 87.3677 | 95.1248 | 95.0752 | 95.0726 | 95.0677 | 95.0583 | 95.048 | 95.0325 | 95.0051 | 94.8442 | 94.4962 | 94.102 | 93.1167 | 91.3347 | 88.8553
MANNINGTON GSP | POOLE PS (HAMWORTHY) | POOLE PS (HAMWORTHY) | MINIMUM HEADROOM | SZ 00203 90789 | NO | YES | 29.7137 | 60.0571 | 60.0189 | 59.9834 | 59.937 | 59.8799 | 60.0361 | 60.0339 | 60.0275 | 60.0187 | 60.0101 | 60.4088 | 59.9473 | 59.1991 | 57.7615 | 56.7571 | 56.7189 | 56.6834 | 56.637 | 56.5799 | 56.7361 | 56.7339 | 56.7275 | 56.7187 | 56.7101 | 57.4092 | 56.4961 | 54.7906 | 52.4198 | 59.0518 | 59.0136 | 58.9782 | 58.9317 | 58.8747 | 59.0309 | 59.0286 | 59.0222 | 59.0134 | 59.0049 | 59.538 | 59.0765 | 57.8184 | 55.513
|  | POOLE PS (HAMWORTHY) | CT |  |  |  |  | 60.0573 | 60.0189 | 59.9834 | 59.937 | 59.8799 | 60.8626 | 60.7853 | 60.724 | 60.6625 | 60.5986 | 60.5315 | 60.1223 | 59.4488 | 58.4077 | 56.7573 | 56.7189 | 56.6834 | 56.637 | 56.5799 | 57.863 | 57.7857 | 57.7244 | 57.6629 | 57.599 | 57.5319 | 56.6926 | 55.0969 | 53.1299 | 59.0521 | 59.0136 | 58.9782 | 58.9317 | 58.8747 | 59.9918 | 59.9145 | 59.8532 | 59.7917 | 59.7278 | 59.6607 | 59.2515 | 58.1207 | 56.2186
|  | POOLE PS (HAMWORTHY) | LW |  |  |  |  | 61.1059 | 61.0009 | 60.9611 | 60.9076 | 60.8451 | 60.7751 | 60.6915 | 60.6259 | 60.557 | 60.4851 | 60.4088 | 59.9473 | 59.1991 | 57.7615 | 58.1063 | 58.0013 | 57.9615 | 57.9081 | 57.8456 | 57.7755 | 57.692 | 57.6263 | 57.5575 | 57.4855 | 57.4092 | 56.4961 | 54.7906 | 52.4198 | 60.2351 | 60.1301 | 60.0903 | 60.0369 | 59.9744 | 59.9043 | 59.8208 | 59.7551 | 59.6863 | 59.6143 | 59.538 | 59.0765 | 57.8184 | 55.513
|  | POOLE PS (HAMWORTHY) | ST |  |  |  |  | 60.0589 | 60.0589 | 60.0573 | 60.0556 | 60.0539 | 61.1001 | 61.0975 | 61.0942 | 61.0917 | 61.0891 | 61.0866 | 61.0765 | 61.0723 | 61.0681 | 56.7589 | 56.7589 | 56.7573 | 56.7556 | 56.7539 | 58.1005 | 58.098 | 58.0946 | 58.0921 | 58.0896 | 58.087 | 58.0769 | 58.0727 | 57.5556 | 59.0537 | 59.0537 | 59.052 | 59.0503 | 59.0486 | 60.2293 | 60.2268 | 60.2234 | 60.2209 | 60.2183 | 60.2158 | 60.2057 | 60.2015 | 60.1973
|  | POOLE PS (HAMWORTHY) | FS |  |  |  |  | 60.0571 | 60.0394 | 60.039 | 60.0385 | 60.0376 | 60.0361 | 60.0339 | 60.0275 | 60.0187 | 60.0101 | 61.0505 | 61.0281 | 60.9033 | 60.6274 | 56.7571 | 56.7394 | 56.739 | 56.7385 | 56.7376 | 56.7361 | 56.7339 | 56.7275 | 56.7187 | 56.7101 | 58.0509 | 58.0285 | 57.9038 | 57.6278 | 59.0518 | 59.0341 | 59.0337 | 59.0332 | 59.0323 | 59.0309 | 59.0286 | 59.0222 | 59.0134 | 59.0049 | 60.1797 | 60.1573 | 60.0326 | 59.7566
LOVEDEAN GSP | PORTSMOUTH BSP | PORTSMOUTH BSP | MINIMUM HEADROOM | SZ 63405 99685 | NO | YES | 0.95158 | 112.5062 | 112.3156 | 112.1556 | 111.9338 | 111.669 | 111.3589 | 110.9943 | 110.7143 | 110.4218 | 110.1227 | 109.8092 | 106.2901 | 98.1856 | 86.6148 | 108.234 | 108.0542 | 107.9064 | 107.7049 | 107.4612 | 107.1726 | 106.8121 | 106.528 | 106.2201 | 105.9062 | 105.0639 | 98.704 | 90.098 | 77.9297 | 111.9403 | 111.7522 | 111.5953 | 111.3784 | 111.1188 | 110.8144 | 110.4558 | 110.1825 | 109.8383 | 108.8878 | 107.765 | 101.1004 | 92.5122 | 79.8993
|  | PORTSMOUTH BSP | CT |  |  |  |  | 112.5062 | 112.3156 | 112.1556 | 111.9338 | 111.669 | 111.3589 | 110.9943 | 110.7143 | 110.4218 | 110.1227 | 109.8092 | 107.6992 | 100.2496 | 90.8315 | 108.234 | 108.0542 | 107.9064 | 107.7049 | 107.4612 | 107.1726 | 106.8121 | 106.528 | 106.2201 | 105.9062 | 105.2707 | 100.164 | 92.2285 | 82.2971 | 111.9403 | 111.7522 | 111.5953 | 111.3784 | 111.1188 | 110.8144 | 110.4558 | 110.1825 | 109.8383 | 109.0221 | 108.0442 | 102.5344 | 94.7158 | 84.2732
|  | PORTSMOUTH BSP | LW |  |  |  |  | 113.9902 | 113.4853 | 113.2954 | 113.0298 | 112.7213 | 112.3693 | 111.9614 | 111.6337 | 111.2891 | 110.9333 | 110.5608 | 106.2901 | 98.1856 | 86.6148 | 108.9243 | 108.4304 | 108.2529 | 108.0075 | 107.7198 | 107.3859 | 106.9806 | 106.6435 | 106.2825 | 105.9106 | 105.0639 | 98.704 | 90.098 | 77.9297 | 112.6532 | 112.1507 | 111.9636 | 111.7022 | 111.3981 | 111.0509 | 110.6481 | 110.3259 | 109.8526 | 108.8878 | 107.765 | 101.1004 | 92.5122 | 79.8993
|  | PORTSMOUTH BSP | ST |  |  |  |  | 112.5348 | 112.5304 | 112.523 | 112.5001 | 112.4767 | 112.4508 | 112.4245 | 112.3955 | 112.3674 | 112.3426 | 112.3181 | 113.6929 | 113.509 | 111.8143 | 108.2486 | 108.2471 | 108.243 | 108.2337 | 108.2242 | 108.2122 | 108.2001 | 108.1864 | 108.1736 | 108.1591 | 108.137 | 108.6771 | 107.0572 | 104.3121 | 111.9613 | 111.9588 | 111.9535 | 111.9369 | 111.9168 | 111.8945 | 111.872 | 111.847 | 111.823 | 111.8022 | 111.7817 | 111.9043 | 109.4526 | 106.6928
|  | PORTSMOUTH BSP | FS |  |  |  |  | 112.5274 | 112.4411 | 112.4361 | 112.4298 | 112.4182 | 112.3978 | 112.3764 | 112.3303 | 112.2781 | 112.2248 | 112.169 | 113.4828 | 112.832 | 111.4632 | 108.2402 | 108.1557 | 108.1528 | 108.149 | 108.1424 | 108.131 | 108.1186 | 108.0829 | 108.0412 | 107.9984 | 107.9532 | 108.5013 | 107.834 | 106.188 | 111.9536 | 111.8684 | 111.8647 | 111.8599 | 111.8514 | 111.8349 | 111.8158 | 111.7723 | 111.7229 | 111.6723 | 111.6193 | 112.1693 | 111.5293 | 109.318
BRAMLEY (FLEE) | PYESTOCK BSP | PYESTOCK BSP | MINIMUM HEADROOM | SU 82940 54553 | NO | YES | 15.16 | 33.1156 | 33.1059 | 33.1026 | 33.098 | 33.0926 | 33.0864 | 33.0784 | 33.0728 | 33.0661 | 33.0593 | 33.0522 | 33.0127 | 32.9502 | 32.8192 | 33.3156 | 33.3059 | 33.3026 | 33.298 | 33.2926 | 33.2864 | 33.2784 | 33.2728 | 33.2661 | 33.2593 | 33.2522 | 33.2127 | 33.1502 | 33.0288 | 33.4419 | 33.4322 | 33.4289 | 33.4243 | 33.4189 | 33.4127 | 33.4047 | 33.3991 | 33.3925 | 33.3856 | 33.3785 | 33.339 | 33.2765 | 33.0623
|  | PYESTOCK BSP | CT |  |  |  |  | 33.1156 | 33.1118 | 33.1079 | 33.1031 | 33.0974 | 33.0908 | 33.0831 | 33.0774 | 33.0715 | 33.0654 | 33.0592 | 33.0239 | 32.966 | 32.8757 | 33.3156 | 33.3118 | 33.3079 | 33.3031 | 33.2974 | 33.2908 | 33.2831 | 33.2774 | 33.2715 | 33.2654 | 33.2592 | 33.2239 | 33.166 | 33.0757 | 33.4419 | 33.4381 | 33.4343 | 33.4294 | 33.4237 | 33.4171 | 33.4094 | 33.4037 | 33.3978 | 33.3917 | 33.3855 | 33.3502 | 33.2924 | 33.1509
|  | PYESTOCK BSP | LW |  |  |  |  | 33.1156 | 33.1059 | 33.1026 | 33.098 | 33.0926 | 33.0864 | 33.0784 | 33.0728 | 33.0661 | 33.0593 | 33.0522 | 33.0127 | 32.9502 | 32.8192 | 33.3156 | 33.3059 | 33.3026 | 33.298 | 33.2926 | 33.2864 | 33.2784 | 33.2728 | 33.2661 | 33.2593 | 33.2522 | 33.2127 | 33.1502 | 33.0288 | 33.4419 | 33.4322 | 33.4289 | 33.4243 | 33.4189 | 33.4127 | 33.4047 | 33.3991 | 33.3925 | 33.3856 | 33.3785 | 33.339 | 33.2765 | 33.0623
|  | PYESTOCK BSP | ST |  |  |  |  | 33.1158 | 33.1158 | 33.1158 | 33.1158 | 33.1158 | 33.1158 | 33.1158 | 33.1158 | 33.1158 | 33.1158 | 33.1158 | 33.1158 | 33.1158 | 33.1158 | 33.3158 | 33.3158 | 33.3158 | 33.3158 | 33.3158 | 33.3158 | 33.3158 | 33.3158 | 33.3158 | 33.3158 | 33.3158 | 33.3158 | 33.3158 | 33.3158 | 33.4421 | 33.4421 | 33.4421 | 33.4421 | 33.4421 | 33.4421 | 33.4421 | 33.4421 | 33.4421 | 33.4421 | 33.4421 | 33.4421 | 33.4421 | 33.4421
|  | PYESTOCK BSP | FS |  |  |  |  | 33.1156 | 33.1141 | 33.1141 | 33.114 | 33.1139 | 33.1138 | 33.1137 | 33.1131 | 33.1125 | 33.1118 | 33.1111 | 33.1092 | 33.0988 | 33.0756 | 33.3156 | 33.3141 | 33.3141 | 33.314 | 33.3139 | 33.3138 | 33.3137 | 33.3131 | 33.3125 | 33.3118 | 33.3111 | 33.3092 | 33.2988 | 33.2756 | 33.4419 | 33.4404 | 33.4404 | 33.4403 | 33.4402 | 33.4401 | 33.44 | 33.4394 | 33.4388 | 33.4381 | 33.4374 | 33.4355 | 33.4251 | 33.402
BRAMLEY (FLEE) | READING BSP | READING BSP | MINIMUM HEADROOM | SU 74642 73856 | NO | YES | 27.3821 | 99.9117 | 84.0742 | 83.4276 | 82.5208 | 81.5053 | 79.9212 | 78.4647 | 77.1559 | 76.1562 | 74.846 | 73.5055 | 60.8201 | 46.9521 | 28.8718 | 97.2245 | 78.692 | 78.0404 | 77.1412 | 76.1184 | 70.2415 | 68.7205 | 67.3087 | 66.2561 | 64.1776 | 61.7133 | 44.5825 | 28.1932 | 7.9979 | 98.8157 | 80.8129 | 80.188 | 79.1187 | 77.8316 | 71.2899 | 69.2953 | 67.2143 | 65.2888 | 62.8907 | 60.408 | 43.1578 | 26.9998 | 7.0577
|  | READING BSP | CT |  |  |  |  | 99.9311 | 99.3309 | 98.73 | 97.8763 | 82.219 | 81.126 | 79.2153 | 77.8861 | 76.5798 | 75.2896 | 73.9957 | 65.8687 | 51.8436 | 36.7934 | 97.2471 | 96.6511 | 96.051 | 95.2098 | 76.8563 | 75.7501 | 69.5062 | 68.0854 | 66.5096 | 64.4983 | 62.1548 | 50.4317 | 33.862 | 16.742 | 98.836 | 98.2592 | 97.6821 | 96.696 | 78.5884 | 77.234 | 70.129 | 68.0519 | 65.8135 | 63.383 | 60.8364 | 48.9311 | 32.5411 | 15.6411
|  | READING BSP | LW |  |  |  |  | 99.9117 | 84.0742 | 83.4276 | 82.5208 | 81.5053 | 79.9212 | 78.4647 | 77.1559 | 76.1562 | 74.846 | 73.5055 | 60.8201 | 46.9521 | 28.8718 | 97.2245 | 78.692 | 78.0404 | 77.1412 | 76.1184 | 70.2415 | 68.7205 | 67.3087 | 66.2561 | 64.1776 | 61.7133 | 44.5825 | 28.1932 | 7.9979 | 98.8157 | 80.8129 | 80.188 | 79.1187 | 77.8316 | 71.2899 | 69.2953 | 67.2143 | 65.2888 | 62.8907 | 60.408 | 43.1578 | 26.9998 | 7.0577
|  | READING BSP | ST |  |  |  |  | 100.1775 | 100.0824 | 99.9613 | 99.6807 | 84.7242 | 84.4163 | 83.9913 | 83.4964 | 83.0138 | 82.5573 | 82.1102 | 80.4188 | 76.6705 | 73.4225 | 97.4626 | 97.3559 | 97.2215 | 96.9514 | 79.3081 | 79.0047 | 74.3723 | 73.8478 | 73.331 | 72.8423 | 72.3629 | 70.3145 | 63.2687 | 58.1018 | 99.0356 | 98.9389 | 98.8157 | 98.5676 | 81.4551 | 81.1762 | 75.9415 | 75.2516 | 74.5781 | 73.9388 | 73.2237 | 69.1864 | 61.9735 | 56.6202
|  | READING BSP | FS |  |  |  |  | 102.5497 | 102.3598 | 102.3 | 102.2282 | 99.8057 | 99.6432 | 84.7279 | 84.3926 | 83.9277 | 83.5466 | 83.1014 | 81.7944 | 79.5324 | 76.0668 | 100.2207 | 100.0262 | 99.9612 | 99.8858 | 97.0758 | 96.9231 | 79.3102 | 78.969 | 78.4824 | 78.0905 | 77.6222 | 76.2914 | 72.8339 | 66.912 | 101.7498 | 101.5597 | 101.4996 | 101.4296 | 98.6708 | 98.5306 | 81.4411 | 81.119 | 80.5884 | 80.0306 | 79.3841 | 76.9037 | 72.5192 | 65.7032
BRAMLEY (FLEE) | READING TOWN BSP | READING TOWN BSP | MINIMUM HEADROOM | SU 71580 74111 | NO | YES | 22.8232 | 108.8306 | 108.4964 | 108.3638 | 108.1697 | 107.9169 | 107.6144 | 107.2718 | 106.9842 | 106.5133 | 105.7262 | 104.9271 | 101.0987 | 95.9186 | 88.978 | 105.0909 | 104.762 | 104.6353 | 104.3388 | 103.9281 | 103.4779 | 102.9965 | 102.5621 | 102.1219 | 101.6822 | 101.2218 | 98.739 | 93.0245 | 85.5244 | 106.3055 | 105.9689 | 105.8324 | 105.5016 | 105.0702 | 104.5975 | 104.0906 | 103.1093 | 102.0528 | 101.0158 | 99.971 | 94.3312 | 87.7845 | 79.4738
|  | READING TOWN BSP | CT |  |  |  |  | 108.8311 | 108.6908 | 108.566 | 108.3934 | 108.1506 | 107.855 | 107.5209 | 107.2394 | 106.9589 | 106.206 | 105.4491 | 101.8467 | 97.0233 | 91.1575 | 105.0912 | 104.9559 | 104.8367 | 104.5605 | 104.1558 | 103.7117 | 103.238 | 102.81 | 102.3873 | 101.9648 | 101.537 | 99.1895 | 94.2364 | 87.8431 | 106.3071 | 106.1661 | 106.0392 | 105.7309 | 105.3073 | 104.8423 | 104.3446 | 103.6001 | 102.5489 | 101.5353 | 100.5372 | 95.2308 | 89.1143 | 81.9651
|  | READING TOWN BSP | LW |  |  |  |  | 108.8306 | 108.4964 | 108.3638 | 108.1697 | 107.9169 | 107.6144 | 107.2718 | 106.9842 | 106.5133 | 105.7262 | 104.9271 | 101.0987 | 95.9186 | 88.978 | 105.0909 | 104.762 | 104.6353 | 104.3388 | 103.9281 | 103.4779 | 102.9965 | 102.5621 | 102.1219 | 101.6822 | 101.2218 | 98.739 | 93.0245 | 85.5244 | 106.3055 | 105.9689 | 105.8324 | 105.5016 | 105.0702 | 104.5975 | 104.0906 | 103.1093 | 102.0528 | 101.0158 | 99.971 | 94.3312 | 87.7845 | 79.4738
|  | READING TOWN BSP | ST |  |  |  |  | 108.8569 | 108.8534 | 108.8471 | 108.8261 | 108.805 | 108.7817 | 108.7402 | 108.6858 | 108.6345 | 108.5859 | 108.5384 | 108.0383 | 106.6954 | 105.3516 | 105.1101 | 105.1078 | 105.1029 | 105.0882 | 105.0733 | 105.0562 | 104.9658 | 104.8062 | 104.6534 | 104.507 | 104.3651 | 103.7187 | 103.1026 | 102.4874 | 106.3261 | 106.3187 | 106.3078 | 106.2875 | 106.2662 | 106.2416 | 106.1213 | 105.9475 | 105.7805 | 105.6207 | 105.4657 | 103.5128 | 101.4783 | 98.9812
|  | READING TOWN BSP | FS |  |  |  |  | 108.8549 | 108.8046 | 108.8012 | 108.7966 | 108.7881 | 108.7727 | 108.7565 | 108.725 | 108.6872 | 108.6518 | 108.6037 | 108.4116 | 107.9625 | 107.1192 | 105.1071 | 105.0575 | 105.0549 | 105.0514 | 105.045 | 105.0335 | 105.0215 | 104.9947 | 104.9621 | 104.8494 | 104.7018 | 104.0959 | 103.2676 | 102.0743 | 106.3256 | 106.2733 | 106.2677 | 106.2612 | 106.2519 | 106.2379 | 106.2235 | 106.1943 | 106.1591 | 106.0222 | 105.8678 | 105.2315 | 104.3758 | 102.3248
MANNINGTON GSP | REDHILL BSP | REDHILL BSP | MINIMUM HEADROOM | SZ 08581 96162 | NO | YES | 0 | 84.5906 | 50.9954 | 50.7303 | 50.3329 | 49.8974 | 42.7238 | 40.869 | 40.4076 | 39.935 | 23.196 | 10.1679 | 3.7774 | -0.65475 | -8.3714 | 75.755 | 35.7259 | 35.3231 | 34.6741 | 33.987 | 25.3366 | 22.9956 | 22.2764 | 21.5484 | 1.5809 | -14.0547 | -23.4071 | -29.887 | -39.0311 | 80.7984 | 41.2107 | 40.9185 | 40.4743 | 39.9913 | 31.5626 | 29.4199 | 28.8883 | 28.1749 | 8.2805 | -7.1697 | -15.3587 | -21.5882 | -30.726
|  | REDHILL BSP | CT |  |  |  |  | 84.5932 | 81.4909 | 81.2608 | 80.9145 | 50.2645 | 49.827 | 42.635 | 42.2012 | 40.429 | 39.9878 | 39.5386 | 22.6167 | 16.7611 | 10.6528 | 75.7584 | 72.5226 | 72.1485 | 71.5394 | 34.3581 | 33.6768 | 25.0124 | 24.3205 | 22.0473 | 21.3529 | 20.5267 | -1.3474 | -9.5393 | -17.0786 | 80.8015 | 77.6774 | 77.4234 | 77.0352 | 40.3623 | 39.8786 | 31.4317 | 30.9274 | 28.6736 | 27.9938 | 27.308 | 6.6339 | -1.2989 | -8.832
|  | REDHILL BSP | LW |  |  |  |  | 84.5906 | 50.9954 | 50.7303 | 50.3329 | 49.8974 | 42.7238 | 40.869 | 40.4076 | 39.935 | 23.196 | 10.1679 | 3.7774 | -0.65475 | -8.3714 | 75.755 | 35.7259 | 35.3231 | 34.6741 | 33.987 | 25.3366 | 22.9956 | 22.2764 | 21.5484 | 1.5809 | -14.0547 | -23.4071 | -29.887 | -39.0311 | 80.7984 | 41.2107 | 40.9185 | 40.4743 | 39.9913 | 31.5626 | 29.4199 | 28.8883 | 28.1749 | 8.2805 | -7.1697 | -15.3587 | -21.5882 | -30.726
|  | REDHILL BSP | ST |  |  |  |  | 84.7336 | 84.713 | 81.8215 | 81.697 | 51.3392 | 51.2026 | 44.3589 | 44.2087 | 42.726 | 42.5853 | 42.4471 | 27.4198 | 24.9864 | 24.3094 | 76.1167 | 76.0796 | 73.1709 | 72.8688 | 36.0365 | 35.7344 | 27.4949 | 27.1645 | 25.2589 | 24.9434 | 24.633 | 6.1186 | 1.8527 | -0.33971 | 80.9745 | 80.9498 | 78.0539 | 77.9012 | 41.5437 | 41.3764 | 33.2939 | 33.1101 | 31.3536 | 31.1804 | 31.0103 | 12.8133 | 9.2702 | 7.8392
|  | REDHILL BSP | FS |  |  |  |  | 84.731 | 84.6493 | 81.7704 | 81.7473 | 81.6996 | 81.6132 | 81.5193 | 81.3932 | 81.2535 | 50.8674 | 50.7204 | 50.1395 | 49.1726 | 47.6138 | 76.1053 | 76.0112 | 73.1175 | 73.0702 | 72.9608 | 72.7463 | 72.516 | 72.2304 | 71.921 | 35.0955 | 34.7874 | 33.5066 | 31.8207 | 28.9583 | 80.9721 | 80.8878 | 78.0059 | 77.9782 | 77.9205 | 77.8145 | 77.6999 | 77.5497 | 77.3842 | 40.9961 | 40.821 | 40.0857 | 38.4476 | 36.2133
NURSLING GSP | ROWNHAMS | ROWNHAMS | MINIMUM HEADROOM | SU 37168 16854 | NO | YES | 0 | 64.7482 | 64.609 | 65.9209 | 65.8644 | 65.6431 | 39.0488 | 37.9094 | 35.1762 | 26.0908 | 26.0755 | 23.8181 | 12.9265 | 3.137 | -10.8114 | 43.808 | 43.6337 | 45.0646 | 44.8424 | 43.7734 | 9.7285 | 8.1565 | 5.4451 | -5.5081 | -6.1207 | -11.4169 | -26.3764 | -38.7046 | -53.2645 | 54.641 | 54.4913 | 55.7622 | 55.6913 | 55.5288 | 19.8452 | 18.2772 | 15.8317 | 4.9114 | 4.5912 | -0.36791 | -15.0796 | -27.3588 | -41.8738
|  | ROWNHAMS | CT |  |  |  |  | 67.8361 | 67.4211 | 66.9829 | 66.3611 | 65.6431 | 52.9645 | 46.8358 | 36.5219 | 36.1052 | 32.8996 | 37.3304 | 18.3365 | 8.083 | -2.9668 | 47.0421 | 46.4452 | 45.8 | 44.8424 | 43.7734 | 26.5769 | 19.1347 | 6.6982 | 5.5759 | 2.3263 | 4.884 | -18.9296 | -32.2831 | -44.4564 | 58.1104 | 57.6291 | 57.1165 | 56.3726 | 55.5288 | 36.5838 | 29.1626 | 16.7362 | 15.7032 | 12.7211 | 15.345 | -7.6667 | -20.9634 | -33.0939
|  | ROWNHAMS | LW |  |  |  |  | 68.1588 | 67.3496 | 66.8683 | 66.8198 | 66.0818 | 39.0488 | 37.9094 | 35.1762 | 26.0908 | 26.0755 | 23.8181 | 12.9265 | 3.137 | -10.8114 | 47.3542 | 46.3462 | 45.6405 | 44.9772 | 43.8705 | 9.7285 | 8.1565 | 5.4451 | -5.5081 | -6.1207 | -11.4169 | -26.3764 | -38.7046 | -53.2645 | 58.4298 | 57.5491 | 56.9877 | 56.6351 | 55.7654 | 19.8452 | 18.2772 | 15.8317 | 4.9114 | 4.5912 | -0.36791 | -15.0796 | -27.3588 | -41.8738
|  | ROWNHAMS | ST |  |  |  |  | 68.0211 | 67.9489 | 67.8457 | 67.6301 | 67.4097 | 55.7519 | 50.3352 | 40.6353 | 40.8285 | 39.2941 | 44.4618 | 29.9236 | 25.5455 | 23.0928 | 47.4478 | 47.3186 | 47.1505 | 46.7135 | 46.265 | 30.3088 | 23.7415 | 12.0903 | 11.7438 | 10.5076 | 14.0053 | -4.4146 | -10.9355 | -14.8101 | 58.3719 | 58.2826 | 58.1595 | 57.8693 | 57.5665 | 39.8039 | 33.4046 | 21.9218 | 21.8238 | 20.8849 | 24.4134 | 6.5638 | 0.29366 | -3.5367
|  | ROWNHAMS | FS |  |  |  |  | 64.7482 | 64.609 | 65.9209 | 65.8644 | 65.7781 | 65.6544 | 65.4751 | 65.2413 | 64.9241 | 64.6576 | 64.2758 | 62.8834 | 76.0076 | 72.7413 | 43.808 | 43.6337 | 45.0646 | 44.9594 | 44.7909 | 44.5261 | 44.1192 | 43.6078 | 42.9038 | 42.3279 | 41.6601 | 39.5609 | 52.3261 | 48.2225 | 54.641 | 54.4913 | 55.7622 | 55.6913 | 55.58 | 55.4127 | 55.1024 | 54.6994 | 54.1098 | 53.6447 | 53.0898 | 50.9339 | 63.1368 | 58.3768
MANNINGTON GSP | SALISBURY | SALISBURY | MINIMUM HEADROOM | SU 11049 31395 | NO | YES | 2.34 | 107.8117 | 107.5268 | 107.2403 | 96.9833 | 96.4123 | 95.7996 | 80.6361 | 79.6372 | 78.6841 | 77.7321 | 76.6844 | 66.1467 | 55.5863 | 44.4981 | 98.2606 | 97.7383 | 97.3077 | 84.4947 | 83.5599 | 82.5983 | 63.4119 | 62.2546 | 60.6902 | 58.9964 | 57.2812 | 44.7414 | 32.2946 | 19.8469 | 105.4396 | 105.0379 | 104.6868 | 92.0994 | 91.389 | 90.7366 | 71.7548 | 70.3846 | 68.8961 | 67.3037 | 65.6801 | 53.4035 | 41.4434 | 29.0746
|  | SALISBURY | CT |  |  |  |  | 108.0675 | 107.7775 | 107.5026 | 107.1336 | 96.664 | 95.9706 | 80.6361 | 79.6372 | 78.6841 | 77.7321 | 76.6844 | 71.3817 | 60.4631 | 50.9975 | 98.4282 | 98.0017 | 97.59 | 96.9906 | 83.8951 | 82.8313 | 63.4119 | 62.2546 | 60.6902 | 58.9964 | 57.2812 | 50.9972 | 38.4604 | 27.7249 | 105.6432 | 105.2925 | 104.9554 | 104.4785 | 91.6557 | 90.8943 | 71.7548 | 70.3846 | 68.8961 | 67.3037 | 65.6801 | 59.5161 | 47.3148 | 36.8286
|  | SALISBURY | LW |  |  |  |  | 108.087 | 107.5268 | 107.2403 | 96.9833 | 96.4123 | 95.7996 | 83.8783 | 82.9548 | 82.0169 | 78.3749 | 77.2631 | 66.1467 | 55.5863 | 44.4981 | 98.443 | 97.7383 | 97.3077 | 84.4947 | 83.5599 | 82.5983 | 67.4952 | 66.4158 | 64.7378 | 59.8759 | 58.107 | 44.7414 | 32.2946 | 19.8469 | 105.6613 | 105.0379 | 104.6868 | 92.0994 | 91.389 | 90.7366 | 75.3692 | 73.9788 | 72.4801 | 67.9513 | 66.2878 | 53.4035 | 41.4434 | 29.0746
|  | SALISBURY | ST |  |  |  |  | 108.1393 | 108.0672 | 108.0091 | 107.926 | 98.1597 | 97.9321 | 83.6259 | 83.2547 | 82.9123 | 82.5138 | 82.1147 | 82.3265 | 78.1789 | 75.0863 | 98.6685 | 98.5539 | 98.4631 | 98.2254 | 86.0206 | 85.622 | 67.0171 | 66.4454 | 65.9057 | 65.4056 | 64.9127 | 64.4029 | 58.3276 | 54.443 | 105.7908 | 105.6997 | 105.6305 | 105.4813 | 93.4614 | 93.1454 | 75.057 | 74.559 | 74.092 | 73.6617 | 73.2368 | 72.4291 | 66.6422 | 62.9811
|  | SALISBURY | FS |  |  |  |  | 107.8117 | 107.6719 | 107.9888 | 107.9707 | 107.9374 | 107.8987 | 107.8329 | 107.7483 | 107.4721 | 107.149 | 106.765 | 105.7157 | 106.9979 | 102.8861 | 98.2606 | 98.0879 | 98.4891 | 98.4447 | 98.3588 | 98.2234 | 97.9141 | 97.5203 | 96.8414 | 96.2158 | 95.4526 | 93.4068 | 93.3614 | 86.8816 | 105.4396 | 105.2845 | 105.6279 | 105.5997 | 105.5448 | 105.4646 | 105.286 | 105.0501 | 104.6755 | 104.3952 | 103.9569 | 102.2006 | 101.7217 | 95.6262
MANNINGTON GSP | SHAFTESBURY BSP | SHAFTESBURY BSP | MINIMUM HEADROOM | ST 85442 23791 | NO | YES | 2.569 | 103.094 | 102.3879 | 101.725 | 101.078 | 100.0213 | 87.7018 | 86.4844 | 85.2293 | 78.8611 | 61.1296 | 57.2867 | 47.7986 | 39.7084 | 30.9792 | 94.5146 | 93.7161 | 93.0251 | 92.3825 | 91.3163 | 77.307 | 75.8807 | 74.3909 | 67.0768 | 46.2158 | 41.697 | 30.7006 | 21.4343 | 11.767 | 92.1508 | 91.2463 | 90.4333 | 89.6337 | 88.3743 | 74.1329 | 72.6679 | 71.2004 | 63.5896 | 42.6641 | 38.1204 | 26.919 | 17.5346 | 7.7761
|  | SHAFTESBURY BSP | CT |  |  |  |  | 109.8116 | 102.6456 | 102.0387 | 101.078 | 100.0213 | 98.9095 | 97.7096 | 85.2293 | 84.0366 | 83.2514 | 72.7647 | 59.3313 | 50.8975 | 43.5095 | 99.7962 | 93.9904 | 93.3487 | 92.3825 | 91.3163 | 90.1914 | 88.973 | 74.3909 | 72.9851 | 72.0877 | 59.7666 | 44.2525 | 34.6674 | 26.4255 | 101.1951 | 91.5353 | 90.7829 | 89.6337 | 88.3743 | 87.0489 | 85.6178 | 71.2004 | 69.7557 | 68.7726 | 56.4347 | 40.6187 | 30.8974 | 22.5615
|  | SHAFTESBURY BSP | LW |  |  |  |  | 103.094 | 102.3879 | 101.725 | 101.1178 | 100.0511 | 87.7018 | 86.4844 | 85.3183 | 78.8611 | 61.1296 | 57.2867 | 47.7986 | 39.7084 | 30.9792 | 94.5146 | 93.7161 | 93.0251 | 92.4947 | 91.4153 | 77.307 | 75.8807 | 74.502 | 67.0768 | 46.2158 | 41.697 | 30.7006 | 21.4343 | 11.767 | 92.1508 | 91.2463 | 90.4333 | 89.6712 | 88.3867 | 74.1329 | 72.6679 | 71.2504 | 63.5896 | 42.6641 | 38.1204 | 26.919 | 17.5346 | 7.7761
|  | SHAFTESBURY BSP | ST |  |  |  |  | 110.1392 | 103.3879 | 103.2382 | 102.8289 | 102.3609 | 101.8117 | 101.2563 | 89.3938 | 88.7934 | 88.618 | 78.7573 | 68.5313 | 64.2794 | 61.9083 | 100.2124 | 94.8722 | 94.6871 | 94.1799 | 93.6561 | 93.1023 | 92.5407 | 79.1434 | 78.4138 | 78.2007 | 66.5754 | 54.6148 | 49.5437 | 46.6491 | 101.789 | 92.5978 | 92.3759 | 91.7487 | 91.1013 | 90.4206 | 89.7298 | 76.0451 | 75.2943 | 75.019 | 63.3936 | 51.1439 | 45.9689 | 43.0075
|  | SHAFTESBURY BSP | FS |  |  |  |  | 110.1922 | 110.0819 | 103.3665 | 103.276 | 103.1271 | 102.8816 | 102.4143 | 101.7546 | 100.8003 | 100.0482 | 99.1479 | 96.9683 | 93.5402 | 89.3843 | 100.2849 | 100.1572 | 94.8655 | 94.7514 | 94.5667 | 94.2636 | 93.7246 | 93.0575 | 92.0855 | 91.3226 | 90.4041 | 88.0142 | 83.9859 | 79.1906 | 101.8852 | 101.7291 | 92.6003 | 92.4596 | 92.2313 | 91.8539 | 91.2068 | 90.4099 | 89.2643 | 88.3565 | 87.2675 | 84.5653 | 80.495 | 75.6573
IVER 132KV | SLOUGH | SLOUGH | MINIMUM HEADROOM | SU 95574 81752 | NO | NO | 0 | 57.1828 | 56.8752 | 56.7624 | 56.6094 | 56.4299 | 56.2256 | 55.9853 | 55.7983 | 55.6015 | 55.398 | 55.1834 | 53.7959 | 50.9844 | 45.0793 | 53.7007 | 53.3834 | 53.2603 | 53.0897 | 52.8923 | 52.6702 | 52.4118 | 52.2059 | 51.9905 | 51.7685 | 51.5357 | 48.7075 | 44.2285 | 37.5386 | 53.515 | 53.0324 | 52.7279 | 52.2476 | 51.7359 | 51.2019 | 50.6277 | 50.0904 | 49.5473 | 49.0036 | 48.4503 | 45.4996 | 40.9493 | 34.5599
|  | SLOUGH | CT |  |  |  |  | 57.1828 | 57.0642 | 56.9636 | 56.8276 | 56.6611 | 56.4679 | 56.242 | 56.0707 | 55.8956 | 55.7148 | 55.5244 | 54.264 | 51.7788 | 47.231 | 53.7007 | 53.5731 | 53.4625 | 53.3093 | 53.1252 | 52.9145 | 52.6709 | 52.4805 | 52.2866 | 52.0875 | 51.8791 | 49.2495 | 45.3764 | 39.8086 | 53.519 | 53.2335 | 52.9483 | 52.4922 | 51.9992 | 51.4819 | 50.9271 | 50.4031 | 49.8793 | 49.3592 | 48.8355 | 46.0309 | 42.0453 | 36.7709
|  | SLOUGH | LW |  |  |  |  | 57.1835 | 56.8752 | 56.7624 | 56.6094 | 56.4299 | 56.2256 | 55.9853 | 55.7983 | 55.6015 | 55.398 | 55.1834 | 53.7959 | 50.9844 | 45.0793 | 53.7012 | 53.3834 | 53.2603 | 53.0897 | 52.8923 | 52.6702 | 52.4118 | 52.2059 | 51.9905 | 51.7685 | 51.5357 | 48.7075 | 44.2285 | 37.5386 | 53.515 | 53.0324 | 52.7279 | 52.2476 | 51.7359 | 51.2019 | 50.6277 | 50.0904 | 49.5473 | 49.0036 | 48.4503 | 45.4996 | 40.9493 | 34.5599
|  | SLOUGH | ST |  |  |  |  | 104.5789 | 57.1895 | 57.1869 | 57.1844 | 57.1819 | 57.1735 | 57.1651 | 57.1549 | 57.1465 | 57.1415 | 57.1356 | 57.1086 | 57.0909 | 56.9966 | 101.1099 | 53.7186 | 53.7141 | 53.7 | 53.6858 | 53.6659 | 53.646 | 53.6233 | 53.6024 | 53.5852 | 53.5674 | 53.4833 | 53.1167 | 51.9152 | 101.1593 | 53.7357 | 53.696 | 53.4792 | 53.2594 | 53.0377 | 52.8161 | 52.5724 | 52.3339 | 52.1037 | 51.8775 | 50.7925 | 49.7482 | 48.7084
|  | SLOUGH | FS |  |  |  |  | 104.5449 | 57.1063 | 57.1052 | 57.1029 | 57.0996 | 57.0947 | 57.0891 | 57.0704 | 57.0465 | 57.0234 | 56.9993 | 56.9336 | 56.5898 | 55.8199 | 101.0688 | 53.6289 | 53.6264 | 53.6222 | 53.6149 | 53.6022 | 53.5873 | 53.5578 | 53.5214 | 53.487 | 53.4506 | 53.3365 | 52.9404 | 51.5123 | 101.0945 | 53.6329 | 53.6068 | 53.5695 | 53.4914 | 53.3419 | 53.1648 | 52.9448 | 52.6869 | 52.4534 | 52.2017 | 51.2355 | 49.9244 | 48.1777
NURSLING GSP | SOUTHAMPTON (2 X 60) | SOUTHAMPTON (2 X 60) | MINIMUM HEADROOM | SU 41425 11999 | NO | YES | 11.918 | 71.8964 | 71.8594 | 71.8466 | 71.8307 | 71.8056 | 71.7643 | 71.7221 | 71.6675 | 71.6103 | 71.5347 | 70.9946 | 68.31 | 65.0297 | 60.6109 | 68.9383 | 68.9109 | 68.9079 | 68.9042 | 68.8986 | 68.8895 | 68.8802 | 68.863 | 68.8445 | 68.8252 | 68.8048 | 67.2514 | 64.7934 | 60.0104 | 72.2299 | 72.2031 | 72.2008 | 72.1979 | 72.1936 | 72.187 | 72.1803 | 72.1659 | 72.1504 | 72.0465 | 71.7283 | 70.0923 | 67.3176 | 63.0029
|  | SOUTHAMPTON (2 X 60) | CT |  |  |  |  | 73.5456 | 73.457 | 73.37 | 73.24 | 73.0942 | 72.9312 | 72.7339 | 72.5471 | 72.2676 | 71.8053 | 71.3096 | 68.8663 | 65.9055 | 62.2259 | 70.5242 | 70.4712 | 70.4254 | 70.3583 | 70.2726 | 70.1723 | 70.0152 | 69.8593 | 69.7011 | 69.4818 | 69.1794 | 67.683 | 65.7117 | 61.7081 | 73.7456 | 73.6968 | 73.6559 | 73.5995 | 73.532 | 73.4507 | 73.1649 | 72.8665 | 72.5667 | 72.2739 | 71.9791 | 70.5189 | 68.1845 | 64.6831
|  | SOUTHAMPTON (2 X 60) | LW |  |  |  |  | 73.5427 | 73.3563 | 73.255 | 73.1078 | 72.944 | 72.7627 | 72.5422 | 72.3966 | 72.0186 | 71.5347 | 70.9946 | 68.31 | 65.0297 | 60.6109 | 70.5237 | 70.3766 | 70.3205 | 70.2372 | 70.1365 | 70.0217 | 69.8323 | 69.6984 | 69.5246 | 69.2482 | 68.9221 | 67.2514 | 64.7934 | 60.0104 | 73.7453 | 73.6028 | 73.5521 | 73.4828 | 73.4013 | 73.2712 | 72.9438 | 72.6721 | 72.359 | 72.0465 | 71.7283 | 70.0923 | 67.3176 | 63.0029
|  | SOUTHAMPTON (2 X 60) | ST |  |  |  |  | 73.5928 | 73.5784 | 73.5623 | 73.5136 | 73.4632 | 73.4091 | 73.3534 | 73.2925 | 73.2319 | 73.1704 | 73.1041 | 72.5254 | 71.342 | 70.1078 | 70.5311 | 70.5295 | 70.5278 | 70.5227 | 70.5174 | 70.5078 | 70.493 | 70.4771 | 70.4612 | 70.4374 | 70.3891 | 70.1406 | 69.5163 | 68.8847 | 73.7476 | 73.7476 | 73.7476 | 73.7476 | 73.7476 | 73.7451 | 73.7426 | 73.7401 | 73.7375 | 73.6568 | 73.5243 | 72.9335 | 72.3286 | 71.7164
|  | SOUTHAMPTON (2 X 60) | FS |  |  |  |  | 71.8964 | 71.8594 | 71.8466 | 71.8307 | 71.8056 | 71.7643 | 71.7221 | 71.6675 | 71.6103 | 71.5529 | 71.494 | 71.1336 | 72.6843 | 71.7668 | 68.9383 | 68.9109 | 68.9079 | 68.9042 | 68.8986 | 68.8895 | 68.8802 | 68.863 | 68.8445 | 68.8252 | 68.8048 | 68.7124 | 70.0103 | 69.3453 | 72.2299 | 72.2031 | 72.2008 | 72.1979 | 72.1936 | 72.187 | 72.1803 | 72.1659 | 72.1504 | 72.134 | 72.1165 | 71.936 | 72.9369 | 72.1294
NURSLING GSP | SOUTHAMPTON (2 X 90) | SOUTHAMPTON (2 X 90) | MINIMUM HEADROOM | SU 41425 11999 | NO | YES | 2.907 | 110.4313 | 109.8657 | 109.4582 | 108.8834 | 108.2447 | 107.5517 | 106.7763 | 106.109 | 105.3773 | 104.6484 | 103.8676 | 98.9229 | 92.9053 | 84.2892 | 106.3957 | 106.0673 | 105.9403 | 105.762 | 105.5558 | 105.3212 | 105.0005 | 104.2824 | 103.3792 | 102.3223 | 101.2526 | 95.7983 | 89.1511 | 80.2528 | 108.8336 | 108.512 | 108.3926 | 107.8436 | 107.1463 | 106.3902 | 105.5376 | 104.7163 | 103.7867 | 102.8442 | 101.7774 | 95.3668 | 88.041 | 78.621
|  | SOUTHAMPTON (2 X 90) | CT |  |  |  |  | 110.455 | 110.1233 | 109.7721 | 109.2573 | 108.678 | 108.0363 | 107.3114 | 106.6028 | 105.8935 | 105.209 | 104.5009 | 99.9965 | 94.518 | 87.4338 | 106.3969 | 106.2704 | 106.1632 | 106.0115 | 105.8328 | 105.6239 | 105.3781 | 104.776 | 103.9441 | 102.9304 | 101.9255 | 96.9478 | 90.8617 | 83.5044 | 108.8345 | 108.7144 | 108.6143 | 108.2372 | 107.6043 | 106.9037 | 106.1117 | 105.2212 | 104.3116 | 103.4326 | 102.4299 | 96.5616 | 89.8377 | 81.927
|  | SOUTHAMPTON (2 X 90) | LW |  |  |  |  | 110.4313 | 109.8657 | 109.4582 | 108.8834 | 108.2447 | 107.5517 | 106.7763 | 106.109 | 105.3773 | 104.6484 | 103.8676 | 98.9229 | 92.9053 | 84.2892 | 106.3957 | 106.0673 | 105.9403 | 105.762 | 105.5558 | 105.3212 | 105.0005 | 104.2824 | 103.3792 | 102.3223 | 101.2526 | 95.7983 | 89.1511 | 80.2528 | 108.8336 | 108.512 | 108.3926 | 107.8436 | 107.1463 | 106.3902 | 105.5376 | 104.7163 | 103.7867 | 102.8442 | 101.7774 | 95.3668 | 88.041 | 78.621
|  | SOUTHAMPTON (2 X 90) | ST |  |  |  |  | 110.6533 | 110.5492 | 110.4318 | 110.179 | 109.9116 | 109.6299 | 109.3335 | 109.0102 | 108.6875 | 108.3833 | 108.0844 | 106.764 | 105.0671 | 102.9252 | 106.4195 | 106.4158 | 106.4115 | 106.3943 | 106.3765 | 106.3546 | 106.3324 | 106.3084 | 106.2847 | 106.2657 | 106.2395 | 104.5931 | 102.4051 | 99.9076 | 108.8488 | 108.8468 | 108.8445 | 108.8353 | 108.8257 | 108.6068 | 108.2733 | 107.9096 | 107.5466 | 107.2039 | 106.8673 | 105.0447 | 102.4576 | 99.4645
|  | SOUTHAMPTON (2 X 90) | FS |  |  |  |  | 110.7034 | 110.5897 | 110.5268 | 110.4525 | 110.3499 | 110.1987 | 110.0467 | 109.8634 | 109.6759 | 109.4862 | 109.2915 | 108.4252 | 107.3023 | 105.6464 | 106.4153 | 106.3594 | 106.3556 | 106.3507 | 106.3416 | 106.3258 | 106.3097 | 106.2768 | 106.2412 | 106.2042 | 106.1649 | 106.0359 | 105.5233 | 103.3409 | 108.8442 | 108.7894 | 108.7868 | 108.7835 | 108.7774 | 108.767 | 108.7566 | 108.7303 | 108.6824 | 108.4742 | 108.2606 | 107.2827 | 105.7955 | 103.5971
LALEHAM | STAINES | STAINES | MINIMUM HEADROOM | TQ 04585 72135 | NO | YES | 0 | 214.0025 | 213.446 | 213.242 | 212.9651 | 212.6403 | 212.2725 | 211.838 | 211.5043 | 173.2031 | 172.693 | 172.1645 | 167.9906 | 161.1068 | 150.7363 | 207.4747 | 206.8933 | 206.6624 | 206.3438 | 205.9751 | 205.5581 | 205.0592 | 204.437 | 159.8107 | 158.9459 | 157.9323 | 148.9123 | 138.5039 | 125.0637 | 188.0754 | 187.4439 | 187.0306 | 186.4168 | 185.7439 | 185.0273 | 184.0146 | 182.992 | 137.1293 | 135.8167 | 134.1293 | 123.9375 | 113.5286 | 100.1748
|  | STAINES | CT |  |  |  |  | 214.0025 | 213.7785 | 213.5831 | 213.3248 | 213.0043 | 212.6377 | 212.2097 | 211.8844 | 173.6518 | 173.1783 | 172.6865 | 169.9459 | 163.2681 | 154.9662 | 207.4747 | 207.2293 | 207.0093 | 206.7114 | 206.3493 | 205.9398 | 205.4497 | 204.9391 | 160.3778 | 159.5471 | 158.701 | 151.3867 | 141.2884 | 129.9033 | 188.0763 | 187.7978 | 187.407 | 186.8249 | 186.1694 | 185.4645 | 184.5756 | 183.5541 | 137.7851 | 136.5093 | 135.0448 | 126.489 | 116.2869 | 104.9949
|  | STAINES | LW |  |  |  |  | 214.0043 | 213.446 | 213.242 | 212.9651 | 212.6403 | 212.2725 | 211.838 | 211.5043 | 173.2031 | 172.693 | 172.1645 | 167.9906 | 161.1068 | 150.7363 | 207.4752 | 206.8933 | 206.6624 | 206.3438 | 205.9751 | 205.5581 | 205.0592 | 204.437 | 159.8107 | 158.9459 | 157.9323 | 148.9123 | 138.5039 | 125.0637 | 188.0754 | 187.4439 | 187.0306 | 186.4168 | 185.7439 | 185.0273 | 184.0146 | 182.992 | 137.1293 | 135.8167 | 134.1293 | 123.9375 | 113.5286 | 100.1748
|  | STAINES | ST |  |  |  |  | 214.2526 | 214.2526 | 214.2476 | 214.2425 | 214.2375 | 214.224 | 214.2114 | 214.1945 | 176.6611 | 176.5804 | 176.5019 | 176.1384 | 175.7616 | 175.0549 | 207.7505 | 207.7436 | 207.7307 | 207.6996 | 207.6677 | 207.6272 | 207.5871 | 207.5402 | 164.0804 | 163.9566 | 163.8318 | 162.6335 | 160.1694 | 156.8574 | 188.3783 | 188.3676 | 188.3473 | 188.287 | 188.1269 | 187.8964 | 187.6649 | 187.4094 | 142.955 | 142.636 | 142.2009 | 139.7524 | 135.8654 | 132.0818
|  | STAINES | FS |  |  |  |  | 214.2436 | 214.1572 | 214.1551 | 214.1526 | 214.1466 | 214.1387 | 214.13 | 214.097 | 214.0524 | 214.0122 | 213.9695 | 213.8561 | 213.2625 | 211.905 | 207.7462 | 207.6557 | 207.6493 | 207.6412 | 207.6259 | 207.6021 | 207.5766 | 207.5244 | 207.4591 | 207.399 | 207.3358 | 207.1151 | 206.3409 | 204.3274 | 188.3773 | 188.2845 | 188.2756 | 188.2638 | 188.2383 | 188.1966 | 188.135 | 187.9401 | 187.7229 | 187.5168 | 187.3032 | 186.4273 | 184.6799 | 181.6127
MINETY GSP | STRATTON (2 X 60) | STRATTON (2 X 60) | MINIMUM HEADROOM | SU 17028 88748 | NO | YES | 0 | 12.9081 | 12.3361 | 11.8709 | 41.2555 | 40.5721 | 39.9448 | 38.948 | -3.3842 | -43.0863 | -60.2443 | -100.8669 | -110.4164 | -119.4328 | -128.3506 | -0.28456 | -1.1281 | -1.9111 | 26.9394 | 25.5231 | 24.175 | 22.5115 | -27.6714 | -74.855 | -95.0763 | -145.1764 | -157.8643 | -168.7195 | -178.7562 | 1.6859 | 0.86046 | 0.10051 | 28.8955 | 27.525 | 26.2125 | 24.6008 | -25.4888 | -72.4795 | -92.5979 | -141.0308 | -153.5169 | -164.2297 | -174.1776
|  | STRATTON (2 X 60) | CT |  |  |  |  | 12.918 | 12.5718 | 12.1492 | 41.5613 | 40.8782 | 40.1442 | 39.2429 | 38.1763 | 37.149 | -4.0431 | -43.7389 | -77.1927 | -86.2161 | -93.7943 | -0.25157 | -0.83768 | -1.5418 | 27.4205 | 26.0511 | 24.5958 | 22.9845 | 21.309 | 19.682 | -28.6452 | -75.7823 | -118.1314 | -128.9031 | -137.4984 | 1.7169 | 1.148 | 0.46345 | 29.3663 | 28.0404 | 26.63 | 25.0673 | 23.4452 | 21.87 | -26.3737 | -73.3219 | -114.0129 | -124.6329 | -133.1136
|  | STRATTON (2 X 60) | LW |  |  |  |  | 12.9081 | 12.3361 | 11.8709 | 41.2555 | 40.5721 | 39.9448 | 38.948 | -3.3842 | -43.0863 | -60.2443 | -100.8669 | -110.4164 | -119.4328 | -128.3506 | -0.28456 | -1.1281 | -1.9111 | 26.9394 | 25.5231 | 24.175 | 22.5115 | -27.6714 | -74.855 | -95.0763 | -145.1764 | -157.8643 | -168.7195 | -178.7562 | 1.6859 | 0.86046 | 0.10051 | 28.8955 | 27.525 | 26.2125 | 24.6008 | -25.4888 | -72.4795 | -92.5979 | -141.0308 | -153.5169 | -164.2297 | -174.1776
|  | STRATTON (2 X 60) | ST |  |  |  |  | 13.0985 | 12.9899 | 12.8367 | 42.5802 | 42.3107 | 41.9933 | 41.6661 | 41.2945 | 40.9419 | 1.8494 | -37.2926 | -66.9369 | -70.8513 | -73.0023 | 0.17428 | -0.032231 | -0.29437 | 29.1683 | 28.6051 | 27.9878 | 27.2566 | 26.3862 | 25.5405 | -20.634 | -67.0003 | -105.0226 | -110.8534 | -114.2202 | 2.1262 | 1.9265 | 1.6716 | 31.1541 | 30.6114 | 29.9733 | 29.218 | 28.3789 | 27.5641 | -18.5607 | -64.7579 | -101.07 | -106.7937 | -110.0898
|  | STRATTON (2 X 60) | FS |  |  |  |  | 25.3764 | 13.0557 | 12.9902 | 42.9118 | 42.8085 | 42.6775 | 42.4709 | 42.2212 | 41.8623 | 40.2051 | 39.8786 | 37.7252 | 34.5576 | 30.5727 | 12.5163 | 0.14059 | 0.017057 | 29.869 | 29.6629 | 29.369 | 28.9187 | 28.3778 | 27.4435 | 25.0482 | 23.7331 | 20.0913 | 15.3356 | 9.6043 | 14.4664 | 2.0947 | 1.9754 | 31.8314 | 31.6304 | 31.3469 | 30.7933 | 30.0828 | 28.806 | 26.4568 | 25.2558 | 21.9494 | 17.5775 | 12.2015
MINETY GSP | STRATTON (2 X 90) | STRATTON (2 X 90) | MINIMUM HEADROOM | SU 17028 88748 | NO | YES | 0 | 100.6187 | 100.3612 | 100.2699 | 100.142 | 99.9868 | 99.8067 | 99.5964 | 99.4296 | 99.252 | 99.0693 | 98.8783 | 97.7288 | 95.6514 | 90.9002 | 97.8623 | 97.5866 | 97.475 | 97.3136 | 97.1291 | 96.922 | 96.4908 | 96.0817 | 95.6648 | 95.1824 | 94.6326 | 91.3183 | 87.1413 | 81.1156 | 99.558 | 99.2908 | 99.1886 | 99.0429 | 98.8746 | 98.6838 | 98.4623 | 98.2838 | 98.0946 | 97.806 | 97.4688 | 95.4641 | 91.7202 | 85.7944
|  | STRATTON (2 X 90) | CT |  |  |  |  | 100.6192 | 100.522 | 100.4421 | 100.334 | 100.2 | 100.0386 | 99.85 | 99.7082 | 99.5583 | 99.4051 | 99.2466 | 98.2631 | 96.5089 | 92.7564 | 97.8634 | 97.7492 | 97.6501 | 97.5098 | 97.3466 | 97.1589 | 96.7893 | 96.4023 | 96.01 | 95.5807 | 95.0712 | 91.9824 | 88.1214 | 83.1308 | 99.5588 | 99.4525 | 99.3623 | 99.237 | 99.0894 | 98.9176 | 98.7181 | 98.5645 | 98.4029 | 98.1681 | 97.8667 | 96.0635 | 92.6912 | 87.798
|  | STRATTON (2 X 90) | LW |  |  |  |  | 100.6187 | 100.3612 | 100.2699 | 100.142 | 99.9868 | 99.8067 | 99.5964 | 99.4296 | 99.252 | 99.0693 | 98.8783 | 97.7288 | 95.6514 | 90.9002 | 97.8623 | 97.5866 | 97.475 | 97.3136 | 97.1291 | 96.922 | 96.4908 | 96.0817 | 95.6648 | 95.1824 | 94.6326 | 91.3183 | 87.1413 | 81.1156 | 99.558 | 99.2908 | 99.1886 | 99.0429 | 98.8746 | 98.6838 | 98.4623 | 98.2838 | 98.0946 | 97.806 | 97.4688 | 95.4641 | 91.7202 | 85.7944
|  | STRATTON (2 X 90) | ST |  |  |  |  | 100.6295 | 100.628 | 100.6263 | 100.62 | 100.6136 | 100.6071 | 100.6005 | 100.5911 | 100.5787 | 100.5665 | 100.5546 | 100.4976 | 100.4428 | 100.3882 | 97.8963 | 97.8903 | 97.8836 | 97.8558 | 97.8273 | 97.7988 | 97.7701 | 97.7384 | 97.7071 | 97.6766 | 97.5235 | 96.7112 | 95.4988 | 94.0961 | 99.5813 | 99.5774 | 99.5731 | 99.5553 | 99.5371 | 99.5189 | 99.5005 | 99.4802 | 99.4602 | 99.4407 | 99.4215 | 99.249 | 98.7587 | 98.1554
|  | STRATTON (2 X 90) | FS |  |  |  |  | 100.6254 | 100.582 | 100.58 | 100.5775 | 100.5731 | 100.5654 | 100.5577 | 100.5375 | 100.5157 | 100.4923 | 100.4674 | 100.3747 | 100.0425 | 99.3497 | 97.8937 | 97.8476 | 97.8425 | 97.836 | 97.8237 | 97.8018 | 97.7796 | 97.7431 | 97.7045 | 97.6647 | 97.6231 | 97.3406 | 96.5002 | 95.1146 | 99.5781 | 99.5332 | 99.5296 | 99.5249 | 99.5164 | 99.5011 | 99.4856 | 99.4567 | 99.4257 | 99.3935 | 99.3595 | 99.2428 | 98.8864 | 97.9454
MINETY GSP | SWINDON BSP | SWINDON BSP | MINIMUM HEADROOM | SU 12447 87062 | NO | YES | 0 | 111.2939 | 111.0764 | 110.8652 | 110.544 | 110.0616 | 111.1803 | 111.124 | 111.0404 | 110.9239 | 110.1269 | 109.0133 | 78.5325 | 70.6482 | 59.3267 | 104.8606 | 104.4555 | 104.0288 | 103.1719 | 102.0406 | 104.638 | 104.3909 | 104.0819 | 103.62 | 102.0899 | 100.7951 | 64.4663 | 55.1977 | 43.1519 | 107.4841 | 107.1653 | 106.8369 | 106.3618 | 105.4996 | 107.3132 | 107.137 | 106.908 | 106.586 | 106.0925 | 104.974 | 70.0158 | 61.4913 | 49.2491
|  | SWINDON BSP | CT |  |  |  |  | 111.2939 | 111.0764 | 110.8652 | 110.544 | 110.0616 | 116.1336 | 115.3749 | 114.6415 | 113.7837 | 112.7262 | 111.6734 | 106.2411 | 86.9405 | 77.4433 | 104.8606 | 104.4555 | 104.0288 | 103.1719 | 102.0406 | 109.4447 | 108.1498 | 106.8622 | 105.5897 | 104.3516 | 103.1225 | 97.1913 | 74.2262 | 64.1381 | 107.4841 | 107.1653 | 106.8369 | 106.3618 | 105.4996 | 112.0515 | 110.9286 | 109.826 | 108.7357 | 107.6725 | 106.6143 | 102.3623 | 80.5476 | 70.1744
|  | SWINDON BSP | LW |  |  |  |  | 118.3095 | 117.7458 | 117.4442 | 116.9676 | 116.3571 | 115.7017 | 114.8868 | 116.2375 | 115.2854 | 110.1269 | 109.0133 | 78.5325 | 70.6482 | 59.3267 | 113.4662 | 112.7498 | 112.2739 | 111.3023 | 110.1154 | 108.8825 | 107.5347 | 109.4662 | 108.1767 | 102.0899 | 100.7951 | 64.4663 | 55.1977 | 43.1519 | 115.0655 | 114.4476 | 114.0837 | 113.5703 | 112.6008 | 111.5349 | 110.3654 | 112.747 | 111.6376 | 106.0925 | 104.974 | 70.0158 | 61.4913 | 49.2491
|  | SWINDON BSP | ST |  |  |  |  | 111.3496 | 111.3346 | 111.3036 | 111.245 | 111.1854 | 117.9446 | 117.7245 | 117.4638 | 117.2122 | 116.9647 | 116.6891 | 115.1068 | 100.6025 | 98.4985 | 105.125 | 105.0403 | 104.9312 | 104.6462 | 104.3521 | 112.6453 | 112.0518 | 111.3965 | 110.7552 | 110.1462 | 109.5475 | 107.5424 | 90.2451 | 87.1586 | 107.6492 | 107.5951 | 107.5206 | 107.3409 | 107.1554 | 114.5385 | 114.3317 | 113.8618 | 113.3338 | 112.8342 | 112.3439 | 111.2985 | 94.7701 | 92.6129
|  | SWINDON BSP | FS |  |  |  |  | 111.3515 | 111.2679 | 111.2566 | 111.2413 | 111.2156 | 111.1803 | 111.124 | 111.0404 | 110.9239 | 110.7303 | 117.142 | 118.1016 | 116.1939 | 112.9926 | 105.1669 | 105.0443 | 104.989 | 104.9201 | 104.8103 | 104.638 | 104.3909 | 104.0819 | 103.62 | 103.0539 | 111.0159 | 111.9161 | 108.9778 | 105.3189 | 107.6703 | 107.5703 | 107.5352 | 107.4907 | 107.4203 | 107.3132 | 107.137 | 106.908 | 106.586 | 106.325 | 113.4254 | 114.944 | 112.3612 | 109.0664
BRAMLEY (ANDO-THAT) | THATCHAM BSP | THATCHAM BSP | MINIMUM HEADROOM | SU 52824 66435 | NO | YES | 0 | 92.9405 | 92.5756 | 92.2288 | 91.7471 | 91.1721 | 90.5093 | 89.6771 | 88.9622 | 70.59 | 69.8053 | 68.9789 | 79.3805 | 69.0081 | 53.6092 | 82.244 | 81.7504 | 81.2452 | 80.4797 | 79.6145 | 78.6604 | 77.5875 | 76.3596 | 54.8058 | 53.5833 | 52.3175 | 53.7823 | 39.317 | 22.1141 | 85.1918 | 84.6746 | 84.1565 | 83.1788 | 82.0553 | 80.6743 | 78.8663 | 77.1097 | 54.5649 | 52.8321 | 50.8357 | 55.6724 | 41.3741 | 24.3691
|  | THATCHAM BSP | CT |  |  |  |  | 92.9405 | 92.5756 | 92.2288 | 91.7471 | 91.1721 | 90.5093 | 89.6771 | 88.9622 | 70.59 | 69.8053 | 68.9789 | 80.0559 | 71.605 | 58.8604 | 82.244 | 81.7504 | 81.2452 | 80.4797 | 79.6145 | 78.6604 | 77.5875 | 76.3596 | 54.8058 | 53.5833 | 52.3175 | 54.8051 | 42.5095 | 27.8702 | 85.1918 | 84.6746 | 84.1565 | 83.1788 | 82.0553 | 80.6743 | 78.8663 | 77.1097 | 54.5649 | 52.8321 | 50.8357 | 56.7405 | 44.5063 | 30.0656
|  | THATCHAM BSP | LW |  |  |  |  | 108.6351 | 107.8154 | 107.4616 | 106.9691 | 106.409 | 105.7447 | 104.9247 | 104.2362 | 85.898 | 85.0878 | 84.2459 | 79.3805 | 69.0081 | 53.6092 | 93.5385 | 92.6198 | 92.1352 | 91.4182 | 90.5765 | 89.5743 | 88.4475 | 87.1593 | 65.6434 | 64.3411 | 62.9878 | 53.7823 | 39.317 | 22.1141 | 101.8362 | 100.8688 | 100.3493 | 99.3667 | 98.2658 | 96.7993 | 95.0062 | 93.2653 | 70.7133 | 68.7995 | 66.6558 | 55.6724 | 41.3741 | 24.3691
|  | THATCHAM BSP | ST |  |  |  |  | 93.0068 | 92.9984 | 92.9794 | 92.9195 | 92.8453 | 92.7513 | 92.6584 | 92.5543 | 75.0235 | 74.8275 | 74.6323 | 89.5086 | 88.667 | 87.5792 | 82.4998 | 82.4565 | 82.3994 | 82.1657 | 81.9282 | 81.6488 | 81.3674 | 81.0563 | 60.44 | 60.1288 | 59.818 | 68.9576 | 66.4377 | 62.8503 | 85.4802 | 85.4263 | 85.3578 | 85.0951 | 84.8286 | 84.5109 | 84.0624 | 83.5702 | 62.2526 | 61.484 | 60.7059 | 73.854 | 69.4876 | 64.8453
|  | THATCHAM BSP | FS |  |  |  |  | 93.0018 | 92.8805 | 92.8729 | 92.862 | 92.8395 | 92.7986 | 92.7305 | 92.6202 | 92.4726 | 92.3451 | 92.2085 | 107.1651 | 105.011 | 100.9104 | 82.5255 | 82.3846 | 82.3542 | 82.3134 | 82.2339 | 82.0853 | 81.8408 | 81.4925 | 80.9653 | 80.4837 | 79.9145 | 88.4651 | 84.4629 | 79.0302 | 85.5112 | 85.364 | 85.3268 | 85.2774 | 85.1843 | 85.017 | 84.7835 | 84.3833 | 83.5625 | 82.8725 | 82.06 | 95.7286 | 90.7998 | 84.5024
MINETY GSP | TOOTHILL BSP | TOOTHILL BSP | MINIMUM HEADROOM | SU 13191 83945 | NO | YES | 0 | 60.4065 | 60.2824 | 60.1649 | 60.0052 | 59.397 | 58.605 | 19.0988 | 17.8706 | 16.6488 | 15.459 | 14.2274 | 2.5539 | -4.3733 | -12.7686 | 59.3592 | 59.1352 | 58.8936 | 58.2431 | 57.2952 | 56.2591 | 9.5155 | 8.213 | 6.7657 | 5.2802 | 3.7765 | -10.5764 | -18.748 | -28.1241 | 61.3614 | 61.1169 | 60.5709 | 59.8195 | 58.9476 | 57.8457 | 11.5859 | 10.0567 | 8.5388 | 6.8646 | 5.1725 | -9.344 | -17.4605 | -26.7776
|  | TOOTHILL BSP | CT |  |  |  |  | 60.4065 | 60.2824 | 60.1649 | 60.0052 | 59.45 | 58.7061 | 19.3519 | 18.1818 | 16.9476 | 15.7887 | 14.9887 | 9.6824 | 0.68093 | -6.3953 | 59.3592 | 59.1352 | 58.8936 | 58.3615 | 57.4583 | 56.4451 | 9.7192 | 8.4607 | 6.9662 | 5.5159 | 4.6367 | -2.1314 | -12.8391 | -20.8058 | 61.3614 | 61.1169 | 60.5709 | 59.8195 | 58.9476 | 57.9533 | 11.8359 | 10.279 | 8.741 | 7.1367 | 6.0549 | -0.91442 | -11.519 | -19.4153
|  | TOOTHILL BSP | LW |  |  |  |  | 60.8018 | 60.5215 | 60.3952 | 60.0623 | 59.397 | 58.605 | 19.0988 | 17.8706 | 16.6488 | 15.459 | 14.2274 | 2.5539 | -4.3733 | -12.7686 | 59.6822 | 59.2787 | 59.0026 | 58.2431 | 57.2952 | 56.2591 | 9.5155 | 8.213 | 6.7657 | 5.2802 | 3.7765 | -10.5764 | -18.748 | -28.1241 | 61.8067 | 61.349 | 60.7701 | 59.9267 | 58.9692 | 57.8457 | 11.5859 | 10.0567 | 8.5388 | 6.8646 | 5.1725 | -9.344 | -17.4605 | -26.7776
|  | TOOTHILL BSP | ST |  |  |  |  | 60.4306 | 60.4186 | 60.4017 | 60.3727 | 60.3421 | 60.2271 | 21.6452 | 21.2331 | 20.7825 | 20.3633 | 20.2846 | 17.9375 | 12.7464 | 10.3413 | 59.4369 | 59.3612 | 59.2722 | 59.1375 | 58.9711 | 58.5587 | 12.4884 | 11.9132 | 11.34 | 10.8053 | 10.6845 | 8.0563 | 1.6697 | -1.7574 | 61.4861 | 61.414 | 61.3202 | 60.9225 | 60.4891 | 60.0228 | 14.8853 | 14.303 | 13.7228 | 13.0635 | 12.8745 | 9.7096 | 2.8618 | -0.52168
|  | TOOTHILL BSP | FS |  |  |  |  | 60.4333 | 60.3864 | 60.3785 | 60.3695 | 60.3557 | 60.3374 | 60.3183 | 60.2863 | 60.2342 | 60.0989 | 60.2682 | 59.3883 | 58.1936 | 56.2466 | 59.4808 | 59.3989 | 59.3555 | 59.3075 | 59.2492 | 59.1786 | 59.1045 | 59.0048 | 58.7571 | 58.4871 | 58.3892 | 57.206 | 55.7068 | 53.5633 | 61.5255 | 61.4458 | 61.4039 | 61.3546 | 61.2878 | 61.1438 | 60.8975 | 60.6074 | 60.2537 | 59.937 | 60.0964 | 58.8663 | 57.0241 | 54.2989
IVER 132KV | UPTON BSP | UPTON BSP | MINIMUM HEADROOM | TQ 00838 79445 | NO | YES | 0 | 72.014 | 71.8042 | 71.7174 | 71.5958 | 71.457 | 71.3018 | 71.1237 | 70.9791 | 70.8269 | 70.6712 | 70.5096 | 69.3917 | 71.4651 | 70.913 | 69.1435 | 68.8823 | 68.7381 | 68.4978 | 68.2386 | 67.9658 | 67.67 | 67.4022 | 67.1292 | 66.8553 | 66.5772 | 65.0315 | 67.6627 | 66.8179 | 71.2794 | 71.0311 | 70.9017 | 70.7086 | 70.4972 | 70.2706 | 70.02 | 69.7994 | 69.4364 | 68.957 | 68.4732 | 66.0162 | 70.0658 | 68.8056
|  | UPTON BSP | CT |  |  |  |  | 72.0145 | 71.9282 | 71.8487 | 71.7362 | 71.6036 | 71.4527 | 71.2809 | 71.1397 | 70.9995 | 70.8572 | 70.7045 | 69.7709 | 109.5071 | 106.2247 | 69.1451 | 69.0086 | 68.8738 | 68.6465 | 68.3952 | 68.1287 | 67.8415 | 67.576 | 67.3134 | 67.0531 | 66.7848 | 65.3757 | 104.5795 | 100.8518 | 71.2814 | 71.1584 | 71.038 | 70.8558 | 70.6524 | 70.4313 | 70.1885 | 69.971 | 69.676 | 69.2118 | 68.7455 | 66.4182 | 105.7266 | 102.2472
|  | UPTON BSP | LW |  |  |  |  | 72.014 | 71.8042 | 71.7174 | 71.5958 | 71.457 | 71.3018 | 71.1237 | 70.9791 | 70.8269 | 70.6712 | 70.5096 | 69.3917 | 108.9066 | 104.8394 | 69.1435 | 68.8823 | 68.7381 | 68.4978 | 68.2386 | 67.9658 | 67.67 | 67.4022 | 67.1292 | 66.8553 | 66.5772 | 65.0315 | 103.9041 | 99.4229 | 71.2794 | 71.0311 | 70.9017 | 70.7086 | 70.4972 | 70.2706 | 70.02 | 69.7994 | 69.4364 | 68.957 | 68.4732 | 66.0162 | 105.0733 | 100.845
|  | UPTON BSP | ST |  |  |  |  | 72.0345 | 72.0328 | 72.0306 | 72.0162 | 72.0016 | 71.9807 | 71.9598 | 71.9376 | 71.9156 | 71.8983 | 71.8812 | 71.8086 | 113.8459 | 113.7266 | 69.2424 | 69.2329 | 69.2215 | 69.1429 | 69.064 | 68.9778 | 68.8807 | 68.7747 | 68.6708 | 68.5741 | 68.4794 | 68.0418 | 109.7301 | 109.3228 | 71.3545 | 71.3463 | 71.3363 | 71.2753 | 71.2134 | 71.1465 | 71.0796 | 71.0068 | 70.9351 | 70.8696 | 70.8053 | 70.2315 | 111.3519 | 110.3712
|  | UPTON BSP | FS |  |  |  |  | 72.0317 | 71.9979 | 71.9957 | 71.9925 | 71.9858 | 71.9735 | 71.9596 | 71.9342 | 71.9027 | 71.8742 | 71.8436 | 71.7449 | 71.4651 | 70.913 | 69.2452 | 69.2053 | 69.1965 | 69.1838 | 69.1552 | 69.1008 | 69.0403 | 68.9594 | 68.8494 | 68.7491 | 68.6435 | 68.2381 | 67.6627 | 66.8179 | 71.3545 | 71.3159 | 71.3085 | 71.2976 | 71.2746 | 71.2314 | 71.1822 | 71.1147 | 71.0342 | 70.9613 | 70.8838 | 70.599 | 70.0658 | 68.8056
NURSLING GSP | VELMORE BSP | VELMORE BSP | MINIMUM HEADROOM | SU 42855 19215 | NO | YES | 0 | 109.5667 | 108.7246 | 108.507 | 108.2091 | 107.8519 | 102.7174 | 101.6894 | 91.266 | 90.3455 | 89.4454 | 88.4315 | 83.2515 | 73.9037 | 62.8455 | 105.4692 | 104.3333 | 104.0104 | 103.546 | 102.9296 | 90.4231 | 88.8964 | 78.0441 | 76.4933 | 74.7904 | 73.1146 | 66.3816 | 55.1685 | 43.0391 | 109.6394 | 108.5775 | 108.2132 | 107.6407 | 106.8827 | 93.8321 | 91.9427 | 80.8491 | 78.9496 | 77.1231 | 75.3278 | 67.7597 | 55.9542 | 43.9262
|  | VELMORE BSP | CT |  |  |  |  | 109.5667 | 108.7246 | 108.507 | 108.2091 | 107.8519 | 107.4438 | 106.9696 | 91.266 | 90.3455 | 89.4454 | 88.4315 | 83.2515 | 73.9037 | 62.8455 | 105.4692 | 104.3333 | 104.0104 | 103.546 | 102.9296 | 101.8016 | 100.3956 | 78.0441 | 76.4933 | 74.7904 | 73.1146 | 66.3816 | 55.1685 | 43.0391 | 109.6394 | 108.5775 | 108.2132 | 107.6407 | 106.8827 | 105.419 | 103.7187 | 80.8491 | 78.9496 | 77.1231 | 75.3278 | 67.7597 | 55.9542 | 43.9262
|  | VELMORE BSP | LW |  |  |  |  | 119.6723 | 118.4834 | 118.2498 | 117.9264 | 117.5515 | 102.7174 | 101.6894 | 100.7514 | 100.7911 | 99.842 | 98.6705 | 89.526 | 80.4222 | 67.1906 | 115.5668 | 114.0738 | 113.7238 | 113.2236 | 112.4336 | 90.4231 | 88.8964 | 87.3794 | 87.234 | 85.4843 | 83.7184 | 71.9601 | 61.1806 | 46.8573 | 119.7465 | 118.3367 | 117.9243 | 117.315 | 116.3506 | 93.8321 | 91.9427 | 90.0234 | 89.8482 | 87.9741 | 86.0839 | 73.292 | 61.9819 | 47.7636
|  | VELMORE BSP | ST |  |  |  |  | 109.5985 | 109.0037 | 108.9902 | 108.9611 | 108.9304 | 108.892 | 108.8546 | 95.0035 | 94.6296 | 94.275 | 93.928 | 93.3104 | 90.2951 | 87.8805 | 105.6056 | 104.7716 | 104.7212 | 104.5837 | 104.4403 | 104.2883 | 104.1341 | 83.0156 | 82.4749 | 81.9612 | 81.3693 | 79.6138 | 74.6688 | 71.1458 | 109.6549 | 108.8535 | 108.8409 | 108.8137 | 108.6949 | 108.4749 | 108.2549 | 86.9398 | 86.1422 | 85.3832 | 84.5601 | 82.2005 | 76.7185 | 72.5439
|  | VELMORE BSP | FS |  |  |  |  | 109.5918 | 108.9113 | 108.8889 | 108.8802 | 108.8655 | 108.8418 | 108.8161 | 108.7643 | 108.7043 | 108.6436 | 108.5803 | 108.9676 | 108.2725 | 106.8478 | 105.6241 | 104.7188 | 104.6674 | 104.6323 | 104.5777 | 104.4889 | 104.3957 | 104.2671 | 104.1262 | 103.9873 | 103.8435 | 103.5595 | 100.7283 | 97.1407 | 109.6456 | 108.7624 | 108.7276 | 108.7178 | 108.7037 | 108.6803 | 108.6546 | 108.4742 | 108.2467 | 108.033 | 107.8055 | 107.2174 | 104.1726 | 100.0493
MANNINGTON GSP | WAREHAM | WAREHAM | MINIMUM HEADROOM | SY 91548 88451 | NO | YES | 0 | 11.0083 | 10.9768 | 25.1472 | 25.1409 | 25.1194 | 25.1005 | 25.0749 | 25.039 | 24.9919 | 24.9153 | 24.7232 | 24.1877 | 22.6905 | 18.1761 | 18.019 | 17.9784 | 31.314 | 31.2953 | 31.2538 | 31.1913 | 31.0685 | 30.9094 | 30.6727 | 30.4909 | 28.4417 | 22.6857 | 17.7997 | 12.8965 | 13.7189 | 13.684 | 27.4758 | 27.4649 | 27.4351 | 27.4002 | 27.3377 | 27.2548 | 27.1349 | 27.0404 | 26.9291 | 25.6309 | 20.769 | 15.8848
|  | WAREHAM | CT |  |  |  |  | 29.5414 | 29.4533 | 43.5349 | 43.4052 | 43.2513 | 43.0839 | 42.8967 | 42.6599 | 42.2946 | 41.8883 | 41.4383 | 33.9087 | 29.5236 | 25.7116 | 30.3979 | 30.2233 | 43.3837 | 43.0922 | 42.7719 | 42.4372 | 41.9611 | 41.3941 | 40.838 | 40.2058 | 39.5525 | 30.8057 | 25.8643 | 21.6864 | 32.9548 | 32.7819 | 46.3941 | 46.1057 | 45.7887 | 45.2739 | 44.7169 | 44.1527 | 43.5995 | 43.0512 | 42.4384 | 33.7262 | 28.8074 | 24.6477
|  | WAREHAM | LW |  |  |  |  | 29.5444 | 29.347 | 43.4237 | 43.2883 | 43.1368 | 42.9752 | 42.7751 | 42.5206 | 39.4332 | 39.023 | 32.0346 | 27.0317 | 22.6905 | 18.1761 | 30.3973 | 30.1098 | 43.2607 | 42.959 | 42.6376 | 42.3059 | 41.7948 | 41.2398 | 37.4689 | 36.8066 | 28.4417 | 22.6857 | 17.7997 | 12.8965 | 32.9543 | 32.6684 | 46.2712 | 45.9726 | 45.6473 | 45.117 | 44.5508 | 43.9987 | 40.2573 | 39.6995 | 31.3611 | 25.6309 | 20.769 | 15.8848
|  | WAREHAM | ST |  |  |  |  | 29.5745 | 29.5709 | 43.7329 | 43.7013 | 43.6704 | 43.6332 | 43.5962 | 43.5545 | 43.5165 | 43.4822 | 43.4467 | 38.1835 | 35.961 | 34.6375 | 30.5479 | 30.5227 | 43.8346 | 43.6922 | 43.5491 | 43.4009 | 43.2514 | 43.0878 | 42.9291 | 42.7773 | 42.5266 | 35.6631 | 32.894 | 31.3389 | 33.1024 | 33.0775 | 46.8398 | 46.6996 | 46.5586 | 46.4127 | 46.2654 | 46.1042 | 45.8544 | 45.5667 | 45.2825 | 38.5629 | 35.8077 | 34.2643
|  | WAREHAM | FS |  |  |  |  | 11.0083 | 10.9768 | 25.1472 | 25.1409 | 25.1194 | 25.1005 | 25.0749 | 25.039 | 24.9919 | 24.9153 | 24.7232 | 24.1877 | 23.3039 | 21.966 | 18.019 | 17.9784 | 31.314 | 31.2953 | 31.2538 | 31.1913 | 31.0685 | 30.9094 | 30.6727 | 30.4909 | 30.2679 | 29.1272 | 27.1356 | 24.5676 | 13.7189 | 13.684 | 27.4758 | 27.4649 | 27.4351 | 27.4002 | 27.3377 | 27.2548 | 27.1349 | 27.0404 | 26.9291 | 25.9253 | 24.2269 | 22.1702
MELKSHAM GSP | WEST GRAFTON | WEST GRAFTON | MINIMUM HEADROOM | SU 24302 59215 | NO | YES | 0 | 57.2824 | 56.975 | 56.7537 | 56.4472 | 56.1104 | 55.7585 | 55.3513 | 54.9878 | 51.3722 | 50.9542 | 50.5154 | 47.1298 | 42.7163 | 37.7699 | 51.9673 | 51.673 | 51.468 | 51.178 | 50.8627 | 50.3266 | 49.6963 | 48.9551 | 43.4438 | 42.6534 | 41.8515 | 37.9269 | 32.9883 | 27.6024 | 54.1948 | 53.7787 | 53.4029 | 52.7169 | 51.984 | 51.2316 | 50.4035 | 49.6092 | 44.021 | 43.2361 | 42.4398 | 38.5402 | 33.6292 | 28.2678
|  | WEST GRAFTON | CT |  |  |  |  | 57.2848 | 57.107 | 56.899 | 56.5997 | 56.2579 | 55.8942 | 55.4921 | 55.0971 | 54.7187 | 54.3398 | 53.9564 | 49.2998 | 45.3274 | 41.0915 | 51.9673 | 51.7983 | 51.6021 | 51.3143 | 50.9892 | 50.5278 | 49.911 | 49.1701 | 48.3562 | 47.5647 | 46.7781 | 40.4643 | 36.0647 | 31.4108 | 54.2048 | 53.9304 | 53.5971 | 52.9356 | 52.2149 | 51.4641 | 50.6541 | 49.8226 | 49.0144 | 48.2285 | 47.4472 | 41.1162 | 36.7399 | 32.1089
|  | WEST GRAFTON | LW |  |  |  |  | 57.2824 | 56.975 | 56.7537 | 56.4472 | 56.1104 | 55.7585 | 55.3513 | 54.9878 | 51.3722 | 50.9542 | 50.5154 | 47.1298 | 42.7163 | 37.7699 | 51.9678 | 51.673 | 51.468 | 51.178 | 50.8627 | 50.3266 | 49.6963 | 48.9551 | 43.4438 | 42.6534 | 41.8515 | 37.9269 | 32.9883 | 27.6024 | 54.1948 | 53.7787 | 53.4029 | 52.7169 | 51.984 | 51.2316 | 50.4035 | 49.6092 | 44.021 | 43.2361 | 42.4398 | 38.5402 | 33.6292 | 28.2678
|  | WEST GRAFTON | ST |  |  |  |  | 57.3932 | 57.3577 | 57.3028 | 57.1803 | 57.0529 | 56.9048 | 56.7552 | 56.5849 | 56.4242 | 56.2799 | 56.1368 | 54.2122 | 53.2248 | 51.8085 | 52.0839 | 52.0593 | 52.017 | 51.9007 | 51.7812 | 51.643 | 51.5063 | 51.3505 | 51.1055 | 50.8309 | 50.5615 | 46.4295 | 44.7151 | 43.0135 | 54.4199 | 54.348 | 54.2517 | 54.0136 | 53.7658 | 53.3961 | 52.9955 | 52.552 | 52.1212 | 51.7165 | 51.3198 | 47.0506 | 45.3507 | 43.6635
|  | WEST GRAFTON | FS |  |  |  |  | 57.4154 | 57.3637 | 57.3401 | 57.3102 | 57.2642 | 57.1954 | 57.0766 | 56.9274 | 56.7097 | 56.5377 | 56.3376 | 55.7293 | 54.8071 | 53.4972 | 52.1016 | 52.0555 | 52.0377 | 52.0143 | 51.973 | 51.9055 | 51.7897 | 51.6436 | 51.4281 | 51.2576 | 51.0176 | 49.9188 | 48.1606 | 45.9221 | 54.4684 | 54.3957 | 54.3504 | 54.294 | 54.2063 | 54.0695 | 53.8498 | 53.576 | 53.0967 | 52.6948 | 52.2412 | 50.7067 | 48.822 | 46.5968
NURSLING GSP | WINCHESTER | WINCHESTER | MINIMUM HEADROOM | SU 44965 26671 | NO | YES | 0 | 46.5317 | 34.8474 | 11.394 | 10.4102 | 9.3644 | -68.9723 | -70.1784 | -71.2939 | -72.4203 | -73.546 | -74.7068 | -101.7297 | -139.9382 | -150.0817 | 32.308 | 30.674 | -15.1626 | -16.1617 | -17.225 | -109.5231 | -110.8765 | -112.1424 | -113.4166 | -114.6859 | -115.9904 | -147.565 | -191.9049 | -202.8461 | 41.4813 | 31.7294 | -5.8877 | -6.7748 | -7.9312 | -99.9355 | -101.2691 | -102.5147 | -103.769 | -105.211 | -106.8206 | -138.6457 | -182.8277 | -193.7168
|  | WINCHESTER | CT |  |  |  |  | 51.8121 | 51.3233 | 46.8438 | 45.8755 | 44.7941 | 5.5554 | 7.3282 | 6.0978 | 4.934 | 3.7821 | 2.6186 | -4.4842 | -23.6854 | -46.0357 | 32.308 | 31.7639 | 26.5313 | 25.5498 | 24.4536 | -21.8073 | -19.3711 | -20.7558 | -22.0713 | -23.3675 | -24.6725 | -32.5984 | -54.4194 | -79.9522 | 41.4813 | 40.9969 | 36.0887 | 35.2182 | 34.0471 | -12.1767 | -10.1812 | -11.5427 | -12.8354 | -14.2178 | -15.8172 | -24.4276 | -45.8709 | -71.2948
|  | WINCHESTER | LW |  |  |  |  | 51.824 | 50.185 | 11.394 | 10.4102 | 9.3644 | -68.9723 | -70.1784 | -71.2939 | -72.4203 | -73.546 | -74.7068 | -101.7297 | -139.9382 | -150.0817 | 32.3163 | 30.674 | -15.1626 | -16.1617 | -17.225 | -109.5231 | -110.8765 | -112.1424 | -113.4166 | -114.6859 | -115.9904 | -147.565 | -191.9049 | -202.8461 | 41.4894 | 39.7498 | -5.8877 | -6.7748 | -7.9312 | -99.9355 | -101.2691 | -102.5147 | -103.769 | -105.211 | -106.8206 | -138.6457 | -182.8277 | -193.7168
|  | WINCHESTER | ST |  |  |  |  | 52.2175 | 52.123 | 48.0955 | 47.6762 | 47.2483 | 8.5738 | 10.9971 | 10.378 | 9.7994 | 9.2706 | 8.7494 | 6.1959 | -6.1795 | -22.3074 | 32.7801 | 32.6679 | 27.9115 | 27.4253 | 26.9338 | -18.7547 | -15.5742 | -16.2046 | -16.7934 | -17.3315 | -17.9329 | -20.8926 | -35.5105 | -54.6252 | 41.8546 | 41.7478 | 37.264 | 36.8522 | 36.4342 | -9.0459 | -6.2168 | -6.8835 | -7.5425 | -8.1482 | -8.7444 | -11.6645 | -26.7682 | -46.0949
|  | WINCHESTER | FS |  |  |  |  | 46.5317 | 34.8474 | 15.2451 | 11.3164 | 11.2052 | 11.0497 | 10.5572 | 9.8435 | 8.6545 | 10.7636 | 9.6802 | -31.0406 | -35.1293 | -40.1508 | 46.5616 | 32.7341 | 9.6649 | 5.0037 | 4.8484 | 4.6122 | 4.0999 | 3.4597 | 1.9867 | 4.6281 | 3.257 | -45.2852 | -50.409 | -56.5509 | 45.5189 | 31.7294 | 8.639 | 4.2396 | 4.0786 | 3.8274 | 3.146 | 2.2805 | 0.86353 | 3.1444 | 1.8436 | -46.3293 | -51.183 | -57.1087
COWLEY GSP | WITNEY BSP | WITNEY BSP | MINIMUM HEADROOM | SP 35605 08274 | NO | NO | 0 | 48.7443 | 18.842 | 18.1531 | 17.1558 | -45.968 | -47.7383 | -48.9876 | -50.1533 | -51.3934 | -52.6337 | -56.6806 | -63.9443 | -74.101 | -85.0913 | 27.9948 | -7.4764 | -8.3682 | -9.6736 | -84.1582 | -86.3774 | -87.9977 | -89.6462 | -91.3815 | -93.1085 | -100.8671 | -109.3531 | -120.8217 | -133.0025 | 29.1698 | -5.737 | -6.5901 | -7.9661 | -82.3101 | -84.5989 | -86.3031 | -88.0528 | -89.8021 | -91.5236 | -99.0792 | -107.7016 | -119.3745 | -131.5584
|  | WITNEY BSP | CT |  |  |  |  | 74.3535 | 48.2045 | 18.5247 | 17.5678 | 16.5041 | 15.3817 | -47.8936 | -49.1136 | -50.3473 | -51.5828 | -53.1446 | -60.7303 | -69.1508 | -78.4838 | 58.1728 | 27.3117 | -7.9468 | -9.194 | -10.5648 | -12.0062 | -86.6592 | -88.3595 | -90.0899 | -91.8081 | -93.8985 | -105.3412 | -114.7107 | -125.1582 | 59.2497 | 28.5406 | -6.1636 | -7.4795 | -8.9208 | -10.4329 | -84.949 | -86.7493 | -88.5201 | -90.2329 | -92.3168 | -103.7594 | -113.3018 | -123.724
|  | WITNEY BSP | LW |  |  |  |  | 48.7443 | 18.842 | 18.1531 | 17.1558 | -45.968 | -47.7383 | -48.9876 | -50.1533 | -51.3934 | -52.6337 | -56.6806 | -63.9443 | -74.101 | -85.0913 | 27.9948 | -7.4764 | -8.3682 | -9.6736 | -84.1582 | -86.3774 | -87.9977 | -89.6462 | -91.3815 | -93.1085 | -100.8671 | -109.3531 | -120.8217 | -133.0025 | 29.1698 | -5.737 | -6.5901 | -7.9661 | -82.3101 | -84.5989 | -86.3031 | -88.0528 | -89.8021 | -91.5236 | -99.0792 | -107.7016 | -119.3745 | -131.5584
|  | WITNEY BSP | ST |  |  |  |  | 74.7756 | 49.0517 | 19.8797 | 19.4065 | 18.9209 | 18.4012 | -44.1751 | -44.7619 | -45.3302 | -45.8635 | -46.712 | -49.3109 | -52.2434 | -55.1809 | 58.7699 | 28.4349 | -6.1888 | -6.8521 | -7.5337 | -8.2515 | -82.0668 | -82.8768 | -83.6664 | -84.4097 | -85.5213 | -92.3641 | -96.0297 | -99.6562 | 59.7861 | 29.5665 | -4.5349 | -5.1284 | -5.737 | -6.5001 | -80.1499 | -81.0099 | -81.8487 | -82.6405 | -83.7983 | -90.6332 | -94.3744 | -98.0743
|  | WITNEY BSP | FS |  |  |  |  | 87.0957 | 86.9957 | 64.5509 | 61.0462 | 19.7649 | 19.4875 | 19.0199 | 18.4355 | 17.5958 | 16.9319 | 16.1424 | -32.7356 | -36.2211 | -40.7007 | 74.488 | 74.3628 | 46.7253 | 42.3446 | -6.3237 | -6.7143 | -7.366 | -8.1742 | -9.3269 | -10.2409 | -11.3314 | -69.5815 | -74.2792 | -80.0572 | 76.4973 | 76.3847 | 47.7885 | 43.8297 | -4.665 | -5.0152 | -5.62 | -6.4262 | -7.6573 | -8.6345 | -9.7999 | -67.944 | -72.773 | -78.5688
BRAMLEY (FLEE) | WOKINGHAM BSP | WOKINGHAM BSP | MINIMUM HEADROOM | SU 79589 67665 | NO | YES | 0 | 101.1109 | 100.8291 | 100.7287 | 100.5914 | 100.4299 | 100.2501 | 100.0416 | 99.8797 | 99.7125 | 99.1902 | 98.5979 | 95.4692 | 91.487 | 86.1669 | 98.652 | 98.3616 | 98.2519 | 98.0994 | 97.8205 | 97.4547 | 96.6244 | 95.755 | 94.8938 | 94.0512 | 93.2043 | 89.1116 | 84.4147 | 78.4241 | 99.1976 | 98.8949 | 98.7708 | 98.5973 | 98.398 | 98.1207 | 97.3955 | 96.536 | 95.6738 | 94.8301 | 93.9822 | 89.996 | 85.4152 | 79.4205
|  | WOKINGHAM BSP | CT |  |  |  |  | 101.1109 | 100.9944 | 100.8972 | 100.7683 | 100.6101 | 100.4287 | 100.2179 | 100.0614 | 99.9049 | 99.5315 | 98.9686 | 96.0253 | 92.3044 | 87.8587 | 98.6521 | 98.5277 | 98.4218 | 98.2783 | 98.029 | 97.667 | 97.0145 | 96.1404 | 95.2791 | 94.4527 | 93.6424 | 89.7237 | 85.3343 | 80.2455 | 99.1981 | 99.0634 | 98.9447 | 98.7817 | 98.5875 | 98.3691 | 97.768 | 96.9198 | 96.0593 | 95.2318 | 94.4206 | 90.6043 | 86.3354 | 81.2426
|  | WOKINGHAM BSP | LW |  |  |  |  | 101.1111 | 100.8291 | 100.7287 | 100.5914 | 100.4299 | 100.2501 | 100.0416 | 99.8797 | 99.7125 | 99.1902 | 98.5979 | 95.4692 | 91.487 | 86.1669 | 98.652 | 98.3616 | 98.2519 | 98.0994 | 97.8205 | 97.4547 | 96.6244 | 95.755 | 94.8938 | 94.0512 | 93.2043 | 89.1116 | 84.4147 | 78.4241 | 99.1976 | 98.8949 | 98.7708 | 98.5973 | 98.398 | 98.1207 | 97.3955 | 96.536 | 95.6738 | 94.8301 | 93.9822 | 89.996 | 85.4152 | 79.4205
|  | WOKINGHAM BSP | ST |  |  |  |  | 101.1158 | 101.1158 | 101.1133 | 101.1107 | 101.1082 | 101.1048 | 101.1023 | 101.0989 | 101.0956 | 101.0931 | 101.0905 | 101.0813 | 100.0961 | 99.0351 | 98.6678 | 98.6659 | 98.6613 | 98.649 | 98.6367 | 98.6237 | 98.6117 | 98.567 | 98.4406 | 98.3208 | 97.9729 | 96.1597 | 94.5265 | 92.8706 | 99.2112 | 99.2097 | 99.2056 | 99.1844 | 99.1588 | 99.1324 | 99.1064 | 99.0775 | 99.0491 | 98.9421 | 98.6676 | 96.9394 | 95.3038 | 93.7212
|  | WOKINGHAM BSP | FS |  |  |  |  | 101.1118 | 101.0734 | 101.0725 | 101.0713 | 101.0694 | 101.0663 | 101.0632 | 101.0493 | 101.0314 | 101.0138 | 100.9956 | 100.949 | 100.6938 | 100.1356 | 98.6659 | 98.6264 | 98.6243 | 98.6215 | 98.6165 | 98.6076 | 98.5984 | 98.5775 | 98.5523 | 98.5275 | 98.502 | 98.1069 | 96.9681 | 95.3362 | 99.2088 | 99.1695 | 99.1677 | 99.1653 | 99.1611 | 99.1486 | 99.1322 | 99.1032 | 99.0697 | 99.0366 | 99.0027 | 98.8839 | 97.7406 | 96.1154
LOVEDEAN GSP | WYMERING BSP | WYMERING BSP | MINIMUM HEADROOM | SU 64948 05441 | NO | YES | 0 | 121.683 | 121.502 | 121.3395 | 121.1206 | 121.5894 | 121.5809 | 121.569 | 130.3338 | 130.2911 | 130.2494 | 130.2064 | 141.1958 | 135.4298 | 125.5084 | 118.9849 | 118.7833 | 118.5977 | 118.3179 | 118.898 | 118.872 | 118.8422 | 130.5462 | 130.4823 | 130.3387 | 130.1583 | 134.6564 | 125.908 | 113.8722 | 121.9271 | 121.6775 | 121.291 | 120.6333 | 121.8456 | 121.8029 | 121.6563 | 132.8362 | 132.5968 | 132.362 | 132.124 | 134.0817 | 124.8598 | 112.6871
|  | WYMERING BSP | CT |  |  |  |  | 121.683 | 121.502 | 121.3395 | 121.1206 | 129.6498 | 129.3379 | 145.816 | 145.5268 | 145.2377 | 144.9366 | 144.6158 | 142.1373 | 136.9386 | 129.0454 | 118.9849 | 118.7833 | 118.5977 | 118.3179 | 129.5346 | 128.8839 | 144.8556 | 143.9637 | 143.0779 | 142.199 | 141.2376 | 135.6999 | 127.8388 | 117.8613 | 121.9271 | 121.6775 | 121.291 | 120.6333 | 131.4735 | 130.7754 | 146.8493 | 145.8907 | 144.7055 | 143.4658 | 142.2227 | 135.234 | 126.8026 | 116.6906
|  | WYMERING BSP | LW |  |  |  |  | 121.6866 | 129.9926 | 129.8038 | 129.5506 | 129.2551 | 128.9197 | 145.364 | 145.0511 | 144.7203 | 144.3769 | 144.011 | 141.1958 | 135.4298 | 125.5084 | 118.9876 | 130.2312 | 130.0178 | 129.6682 | 129.0883 | 128.3975 | 144.2992 | 143.388 | 142.4658 | 141.541 | 140.4987 | 134.6564 | 125.908 | 113.8722 | 121.9286 | 132.7476 | 132.3295 | 131.7013 | 131.015 | 130.2827 | 146.3138 | 145.2687 | 144.0227 | 142.7351 | 141.4281 | 134.0817 | 124.8598 | 112.6871
|  | WYMERING BSP | ST |  |  |  |  | 121.6947 | 121.6947 | 121.6863 | 121.6779 | 130.4688 | 130.4486 | 147.2714 | 147.2461 | 147.2267 | 147.2141 | 147.2015 | 147.1282 | 147.0428 | 146.5067 | 119.0228 | 119.0184 | 119.0039 | 118.9695 | 130.6934 | 130.6465 | 147.3629 | 147.137 | 146.887 | 146.6338 | 146.2827 | 144.447 | 142.3195 | 140.0518 | 121.9928 | 121.9812 | 121.9596 | 121.8982 | 133.0858 | 132.8182 | 149.3872 | 149.0838 | 148.7887 | 148.5076 | 148.2294 | 145.7354 | 142.7533 | 139.5427
|  | WYMERING BSP | FS |  |  |  |  | 121.6859 | 121.6022 | 121.6002 | 121.5969 | 121.5894 | 121.5809 | 121.569 | 130.3338 | 130.2911 | 130.2494 | 130.2064 | 146.929 | 146.3229 | 144.9522 | 119.0144 | 118.928 | 118.9232 | 118.915 | 118.898 | 118.872 | 118.8422 | 130.5462 | 130.4823 | 130.3387 | 130.1583 | 145.4924 | 143.3738 | 140.3186 | 122.228 | 121.8968 | 121.886 | 121.8722 | 121.8456 | 121.8029 | 121.6563 | 132.8362 | 132.5968 | 132.362 | 132.124 | 147.7627 | 144.9785 | 141.3112
COWLEY GSP | YARNTON BSP | YARNTON BSP | MINIMUM HEADROOM | SP 35605 08274 | NO | NO | 0 | 85.7937 | 85.0363 | 53.3383 | 52.1059 | 50.7489 | 49.1861 | 47.9095 | 46.0666 | 44.2333 | 37.9248 | 23.846 | 11.5129 | 1.3432 | -10.5063 | 71.5593 | 70.5978 | 29.0262 | 27.2297 | 25.2215 | 23.0994 | 21.5612 | 19.2954 | 17.0221 | 9.6538 | -6.9873 | -21.4263 | -32.9169 | -45.9403 | 75.8513 | 74.9073 | 32.4127 | 30.7782 | 28.9956 | 26.9059 | 25.3198 | 23.0858 | 20.8587 | 13.6174 | -2.9591 | -17.2785 | -28.69 | -41.6566
|  | YARNTON BSP | CT |  |  |  |  | 85.7937 | 85.3341 | 84.8275 | 84.1047 | 51.3439 | 49.8884 | 48.0344 | 46.1279 | 44.2599 | 42.4737 | 40.6528 | 24.8218 | 14.1409 | 4.042 | 71.5624 | 70.9234 | 70.2112 | 69.051 | 25.9761 | 23.9223 | 21.648 | 19.3125 | 17.0221 | 14.844 | 12.709 | -5.6423 | -17.8538 | -29.0372 | 75.8593 | 75.2369 | 74.5413 | 73.2133 | 29.7163 | 27.7137 | 25.4713 | 23.1695 | 20.9008 | 18.7431 | 16.628 | -1.5947 | -13.7193 | -24.84
|  | YARNTON BSP | LW |  |  |  |  | 85.7987 | 85.0363 | 53.3383 | 52.1059 | 50.7489 | 49.1861 | 47.9095 | 46.0666 | 44.2333 | 37.9248 | 23.846 | 11.5129 | 1.3432 | -10.5063 | 71.5593 | 70.5978 | 29.0262 | 27.2297 | 25.2215 | 23.0994 | 21.5612 | 19.2954 | 17.0471 | 9.6538 | -6.9873 | -21.4263 | -32.9169 | -45.9403 | 75.8513 | 74.9073 | 32.4127 | 30.7782 | 28.9956 | 26.9059 | 25.3198 | 23.0858 | 20.8587 | 13.6174 | -2.9591 | -17.2785 | -28.69 | -41.6566
|  | YARNTON BSP | ST |  |  |  |  | 86.0523 | 85.929 | 85.7805 | 85.4598 | 53.9993 | 53.34 | 52.65 | 51.8945 | 51.1239 | 50.2998 | 49.4418 | 38.0962 | 32.7193 | 29.0585 | 72.0251 | 71.8393 | 71.6219 | 71.0884 | 29.767 | 28.762 | 27.6673 | 26.4695 | 25.2829 | 24.1611 | 23.0669 | 9.4427 | 2.8197 | -1.5523 | 76.2899 | 76.1187 | 75.9128 | 75.3971 | 33.1527 | 32.2372 | 31.2831 | 30.2295 | 29.0637 | 27.9618 | 26.8871 | 13.3742 | 6.816 | 2.4933
|  | YARNTON BSP | FS |  |  |  |  | 86.1347 | 85.9982 | 85.9245 | 85.8387 | 55.1745 | 54.8471 | 54.4142 | 53.8886 | 53.2042 | 52.6231 | 51.9634 | 49.6226 | 47.1018 | 43.1554 | 72.1615 | 71.9887 | 71.8765 | 71.7436 | 31.4674 | 30.9886 | 30.3748 | 29.6392 | 28.6672 | 27.7783 | 26.7841 | 23.321 | 20.1892 | 15.5475 | 76.4129 | 76.249 | 76.1462 | 76.0246 | 34.8156 | 34.3488 | 33.7478 | 33.0272 | 32.109 | 31.3187 | 30.4294 | 27.1492 | 23.9892 | 19.3888
AXMINSTER | YEOVIL BSP | YEOVIL BSP | MINIMUM HEADROOM | ST 57586 16894 | NO | YES | 0 | 59.0986 | 58.2424 | 57.4895 | 56.4535 | 55.3388 | 54.3598 | 52.88 | 51.4144 | 32.6628 | 30.7928 | 27.0697 | 7.5663 | -5.0747 | -18.0997 | 33.4243 | 32.3034 | 31.2554 | 29.7534 | 28.1521 | 26.816 | 24.9697 | 23.1413 | 0.80053 | -1.709 | -6.3829 | -30.6011 | -45.3323 | -59.256 | 26.4315 | 25.4762 | 24.6161 | 23.3906 | 21.9446 | 20.733 | 19.0507 | 17.3847 | -4.6222 | -6.458 | -10.7652 | -34.6639 | -49.3956 | -63.3645
|  | YEOVIL BSP | CT |  |  |  |  | 59.0986 | 58.56 | 57.8528 | 56.8321 | 55.6591 | 54.4142 | 52.9528 | 51.4144 | 34.4475 | 32.9873 | 31.5058 | 21.2866 | 5.2721 | -5.8381 | 33.4344 | 32.6562 | 31.6759 | 30.2102 | 28.5711 | 26.8826 | 25.0631 | 23.1413 | 2.9721 | 0.95645 | -1.0694 | -14.0452 | -33.0038 | -44.9369 | 26.4315 | 25.803 | 24.9947 | 23.8042 | 22.3329 | 20.7962 | 19.1366 | 17.3847 | -2.493 | -4.1423 | -5.8101 | -17.9174 | -36.9202 | -48.8938
|  | YEOVIL BSP | LW |  |  |  |  | 59.1031 | 58.2424 | 57.4895 | 56.4535 | 55.3388 | 54.3598 | 52.88 | 51.509 | 32.6628 | 30.7928 | 27.0697 | 7.5663 | -5.0747 | -18.0997 | 33.4243 | 32.3034 | 31.2554 | 29.7534 | 28.1521 | 26.816 | 24.9697 | 23.2187 | 0.80053 | -1.709 | -6.3829 | -30.6011 | -45.3323 | -59.256 | 26.4323 | 25.4762 | 24.6161 | 23.3906 | 21.9446 | 20.733 | 19.0507 | 17.4675 | -4.6222 | -6.458 | -10.7652 | -34.6639 | -49.3956 | -63.3645
|  | YEOVIL BSP | ST |  |  |  |  | 59.7244 | 59.6019 | 59.3848 | 58.9107 | 58.4281 | 57.865 | 57.3 | 56.6513 | 40.5238 | 39.885 | 39.2502 | 34.0472 | 25.5117 | 22.6245 | 34.3563 | 34.159 | 33.859 | 33.09 | 32.3045 | 31.4369 | 30.5617 | 29.5736 | 10.3593 | 9.4861 | 8.6211 | 1.7735 | -9.6291 | -13.9926 | 27.1779 | 27.0321 | 26.79 | 26.2034 | 25.6063 | 24.9288 | 24.2103 | 23.3291 | 4.2763 | 3.5055 | 2.7401 | -3.2956 | -13.6321 | -17.9059
|  | YEOVIL BSP | FS |  |  |  |  | 94.5596 | 86.2485 | 59.5642 | 59.4573 | 59.2801 | 59.0204 | 58.3445 | 57.4997 | 56.119 | 55.0948 | 53.8175 | 50.5576 | 45.7776 | 39.5671 | 75.73 | 66.236 | 34.1386 | 33.9709 | 33.6859 | 33.2386 | 32.2711 | 31.073 | 29.2158 | 27.8161 | 26.0936 | 21.6265 | 15.6187 | 7.6673 | 67.4795 | 58.4749 | 26.9927 | 26.8641 | 26.6454 | 26.3092 | 25.6729 | 24.8992 | 23.3287 | 22.0443 | 20.3985 | 16.1777 | 10.4006 | 3.0819

## LEP Reference
Local Authority | Grid Supply Point | Bulk Supply Point | Primary Substation
Arun | LOVEDEAN GSP | CHICHESTER & HUNSTON | ARGYLE ROAD
Arun | LOVEDEAN GSP | CHICHESTER & HUNSTON | ASHLING ROAD
Arun | LOVEDEAN GSP | CHICHESTER & HUNSTON | BILSHAM
Arun | LOVEDEAN GSP | CHICHESTER & HUNSTON | CHICHESTER
Arun | BRAMLEY (FLEE) | FERNHURST | HASLINGBOURNE
Arun | LOVEDEAN GSP | CHICHESTER & HUNSTON | HUNSTON
Arun | LOVEDEAN GSP | CHICHESTER & HUNSTON | ROSE GREEN
Arun | LOVEDEAN GSP | CHICHESTER & HUNSTON | SOUTH BERSTED
Aylesbury Vale | COWLEY GSP | HEADINGTON BSP | ARNCOTT
Aylesbury Vale | EAST CLAYDON GSP | BICESTER NORTH BSP | BICESTER
Aylesbury Vale | EAST CLAYDON GSP | BICESTER NORTH BSP | COTTISFORD
Aylesbury Vale | COWLEY GSP | HEADINGTON BSP | WHEATLEY
Basingstoke and Deane | BRAMLEY (FLEE) | ALTON | ALRESFORD
Basingstoke and Deane | BRAMLEY (FLEE) | ALTON | ALTON LOCAL
Basingstoke and Deane | MELKSHAM GSP | ANDOVER BSP | ANDOVER EAST
Basingstoke and Deane | BRAMLEY (ANDO-THAT) | THATCHAM BSP | BALL HILL
Basingstoke and Deane | MELKSHAM GSP | ANDOVER BSP | BARTON STACEY
Basingstoke and Deane | BRAMLEY (BASI) | BASINGSTOKE T1A & T2A | BASINGSTOKE
Basingstoke and Deane | BRAMLEY (BASI) | BASINGSTOKE T1B & T2B | BRAMLEY GREEN
Basingstoke and Deane | BRAMLEY (BASI) | BASINGSTOKE T3 & T4 | BROOK STREET
Basingstoke and Deane | BRAMLEY (BASI) | BASINGSTOKE T1B & T2B | CHINEHAM
Basingstoke and Deane | BRAMLEY (BASI) | BASINGSTOKE T1B & T2B | DOWN GRANGE
Basingstoke and Deane | BRAMLEY (FLEE) | ALTON | HERRIARD
Basingstoke and Deane | BRAMLEY (FLEE) | COXMOOR WOOD BSP | HOOK
Basingstoke and Deane | BRAMLEY (BASI) | BASINGSTOKE T3 & T4 | HOUNDMILLS
Basingstoke and Deane | MELKSHAM GSP | ANDOVER BSP | HURSTBOURNE TARRANT
Basingstoke and Deane | BRAMLEY (BASI) | BASINGSTOKE T1A & T2A | JAYS CLOSE
Basingstoke and Deane | BRAMLEY (ANDO-THAT) | THATCHAM BSP | KINGSCLERE
Basingstoke and Deane | BRAMLEY (FLEE) | BURGHFIELD RESERVE | MORTIMER
Basingstoke and Deane | BRAMLEY (BASI) | BASINGSTOKE T3 & T4 | OAKRIDGE
Basingstoke and Deane | BRAMLEY (BASI) | BASINGSTOKE T1B & T2B | OVERTON
Basingstoke and Deane | BRAMLEY (FLEE) | BURGHFIELD RESERVE | PADWORTH
Basingstoke and Deane | BRAMLEY (FLEE) | FERNHURST | PRESTON CANDOVER
Basingstoke and Deane | BRAMLEY (ANDO-THAT) | THATCHAM BSP | ST JOHNS
Basingstoke and Deane | BRAMLEY (ANDO-THAT) | THATCHAM BSP | TADLEY
Basingstoke and Deane | BRAMLEY (ANDO-THAT) | THATCHAM BSP | THATCHAM
Basingstoke and Deane | BRAMLEY (FLEE) | BURGHFIELD RESERVE | TRASH GREEN
Basingstoke and Deane | MELKSHAM GSP | ANDOVER BSP | WHITCHURCH
Bath and North East Somerset | MELKSHAM GSP | NORRINGTON | BRADFORD-ON-AVON
Bath and North East Somerset | MELKSHAM GSP | NORRINGTON | SPRING QUARRY WEST
Bournemouth | MANNINGTON GSP | BOURNEMOUTH | ALDERNEY
Bournemouth | MANNINGTON GSP | CHRISTCHURCH BSP | BOSCOMBE EAST
Bournemouth | MANNINGTON GSP | BOURNEMOUTH | BOURNE VALLEY
Bournemouth | MANNINGTON GSP | BOURNEMOUTH | CENTRAL
Bournemouth | MANNINGTON GSP | CHRISTCHURCH BSP | CHRISTCHURCH
Bournemouth | MANNINGTON GSP | REDHILL BSP | EAST HOWE
Bournemouth | MANNINGTON GSP | BOURNEMOUTH | ELECTRIC HOUSE
Bournemouth | MANNINGTON GSP | MANNINGTON BSP | FERNDOWN
Bournemouth | MANNINGTON GSP | REDHILL BSP | REDHILL
Bournemouth | MANNINGTON GSP | CHRISTCHURCH BSP | SOMERFORD
Bournemouth | MANNINGTON GSP | CHRISTCHURCH BSP | SOUTHBOURNE
Bournemouth | MANNINGTON GSP | BOURNEMOUTH | WESTBOURNE
Bournemouth | MANNINGTON GSP | REDHILL BSP | WINTON
Bracknell Forest | BRAMLEY (FLEE) | BRACKNELL MAIN | ASCOT
Bracknell Forest | BRAMLEY (FLEE) | BRACKNELL RESERVE | BAGSHOT
Bracknell Forest | BRAMLEY (FLEE) | BRACKNELL MAIN | BRACKNELL
Bracknell Forest | BRAMLEY (FLEE) | CAMBERLEY MAIN | CAMBERLEY
Bracknell Forest | IVER 132KV | CIPPENHAM | CLARENCE ROAD
Bracknell Forest | BRAMLEY (FLEE) | CAMBERLEY MAIN | CROWTHORNE
Bracknell Forest | BRAMLEY (FLEE) | BRACKNELL RESERVE | EASTHAMPSTEAD
Bracknell Forest | LALEHAM | STAINES | EGHAM
Bracknell Forest | BRAMLEY (FLEE) | WOKINGHAM BSP | ELMS ROAD
Bracknell Forest | BRAMLEY (FLEE) | CAMBERLEY MAIN | KINGS RIDE
Bracknell Forest | BRAMLEY (FLEE) | MAIDENHEAD BSP | KNOWL HILL
Bracknell Forest | BRAMLEY (FLEE) | MAIDENHEAD BSP | MAIDENHEAD
Bracknell Forest | BRAMLEY (FLEE) | WOKINGHAM BSP | PEACOCK FARM
Bracknell Forest | BRAMLEY (FLEE) | CAMBERLEY MAIN | SANDHURST
Bracknell Forest | BRAMLEY (FLEE) | BRACKNELL RESERVE | SUNNINGHILL
Bracknell Forest | BRAMLEY (FLEE) | BRACKNELL MAIN | WARFIELD
Brent | WILLESDEN GSP | CANAL BANK | CANAL BANK 11kV
Brent | WILLESDEN GSP | ACTON LANE | PARK ROYAL
BSP ESA | MELKSHAM GSP | FROME BSP | FROME
BSP ESA | COWLEY GSP | HEADINGTON BSP | HEADINGTON
Cheltenham | MINETY GSP | CIRENCESTER BSP | SHIPTON OLIFFE
Cherwell | COWLEY GSP | HEADINGTON BSP | ARNCOTT
Cherwell | EAST CLAYDON GSP | BICESTER NORTH BSP | BICESTER
Cherwell | EAST CLAYDON GSP | BICESTER NORTH BSP | BICESTER NORTH
Cherwell | COWLEY GSP | YARNTON BSP | CHIPPING NORTON
Cherwell | EAST CLAYDON GSP | BICESTER NORTH BSP | COTTISFORD
Cherwell | COWLEY GSP | YARNTON BSP | DEDDINGTON
Cherwell | COWLEY GSP | HEADINGTON BSP | HEADINGTON
Cherwell | COWLEY GSP | YARNTON BSP | KIDDINGTON
Cherwell | COWLEY GSP | YARNTON BSP | LOVELACE ROAD
Cherwell | LALEHAM | EAST BEDFONT A | NORTH FELTHAM
Cherwell | COWLEY GSP | COWLEY LOCAL (2 X 90) | ROSE HILL
Cherwell | EAST CLAYDON GSP | BICESTER NORTH BSP | UPPER HEYFORD
Cherwell | COWLEY GSP | HEADINGTON BSP | WHEATLEY
Cherwell | COWLEY GSP | WITNEY BSP | WINDRUSH PARK
Cherwell | COWLEY GSP | YARNTON BSP | WOODSTOCK
Cherwell | COWLEY GSP | YARNTON BSP | YARNTON
Chichester | LOVEDEAN GSP | CHICHESTER & HUNSTON | ASHLING ROAD
Chichester | LOVEDEAN GSP | CHICHESTER & HUNSTON | BILLINGSHURST
Chichester | LOVEDEAN GSP | CHICHESTER & HUNSTON | BIRDHAM
Chichester | LOVEDEAN GSP | CHICHESTER & HUNSTON | CHICHESTER
Chichester | LOVEDEAN GSP | HAVANT | EMSWORTH
Chichester | BRAMLEY (FLEE) | FERNHURST | FIVE OAKS
Chichester | LOVEDEAN GSP | HAVANT | GABLE HEAD
Chichester | BRAMLEY (FLEE) | FERNHURST | HASLEMERE
Chichester | BRAMLEY (FLEE) | FERNHURST | HASLINGBOURNE
Chichester | LOVEDEAN GSP | HAVANT | HORNDEAN
Chichester | LOVEDEAN GSP | CHICHESTER & HUNSTON | HUNSTON
Chichester | BRAMLEY (FLEE) | FERNHURST | LANGLEY COURT
Chichester | LOVEDEAN GSP | HAVANT | LEIGH PARK
Chichester | LOVEDEAN GSP | CHICHESTER & HUNSTON | MARKET
Chichester | LOVEDEAN GSP | HAVANT | MEYRICK ROAD
Chichester | BRAMLEY (FLEE) | FERNHURST | MIDHURST
Chichester | BRAMLEY (FLEE) | FERNHURST | PETERSFIELD
Chichester | BRAMLEY (FLEE) | FERNHURST | PLAISTOW
Chichester | LOVEDEAN GSP | CHICHESTER & HUNSTON | ROSE GREEN
Chichester | LOVEDEAN GSP | CHICHESTER & HUNSTON | SELSEY
Chiltern | IVER 132KV | UPTON BSP | BEACONSFIELD (END BB)
Chiltern | AMERSHAM | LOUDWATER BSP | BOWERDEAN
Chiltern | IVER 132KV | DENHAM | COKES LANE
Chiltern | AMERSHAM | LOUDWATER BSP | FLACKWELL HEATH
Chiltern | IVER 132KV | DENHAM | GERRARDS CROSS
Chiltern | IVER 132KV | DENHAM | GRASSINGHAM ROAD
Christchurch | MANNINGTON GSP | CHRISTCHURCH BSP | CHRISTCHURCH
Christchurch | MANNINGTON GSP | MANNINGTON BSP | FERNDOWN
Christchurch | MANNINGTON GSP | MANNINGTON BSP | Mill Lane, Ringwood
Christchurch | MANNINGTON GSP | ARNEWOOD | NEW MILTON
Christchurch | MANNINGTON GSP | REDHILL BSP | REDHILL
Christchurch | MANNINGTON GSP | CHRISTCHURCH BSP | SOMERFORD
Christchurch | MANNINGTON GSP | CHRISTCHURCH BSP | SOUTHBOURNE
Christchurch | MANNINGTON GSP | REDHILL BSP | WINTON
Cotswold | MELKSHAM GSP | CHIPPENHAM | ALDERTON
Cotswold | COWLEY GSP | WITNEY BSP | BLEDDINGTON
Cotswold | MINETY GSP | CIRENCESTER BSP | CIRENCESTER TOWN
Cotswold | MINETY GSP | CIRENCESTER BSP | CRICKLADE
Cotswold | MINETY GSP | CIRENCESTER BSP | FAIRFORD
Cotswold | MINETY GSP | CIRENCESTER BSP | KEMBLE RAF
Cotswold | MINETY GSP | STRATTON (2 X 60) | LECHLADE
Cotswold | MELKSHAM GSP | CHIPPENHAM | MALMESBURY
Cotswold | MINETY GSP | CIRENCESTER BSP | MINETY VILLAGE
Cotswold | MINETY GSP | CIRENCESTER BSP | NORTHLEACH
Cotswold | COWLEY GSP | WITNEY BSP | RISSINGTON
Cotswold | MINETY GSP | CIRENCESTER BSP | SHIPTON OLIFFE
Cotswold | MINETY GSP | STRATTON (2 X 60) | STANTON FITZWARREN
Cotswold | MELKSHAM GSP | CHIPPENHAM | TETBURY
Cotswold | BRAMLEY (FLEE) | BURGHFIELD MAIN | WHITELEY WOOD
Data Centre ESA | BRAMLEY (FLEE) | READING BSP | HENLEY
Ealing | EALING GSP | EALING 22kV | BRENTFORD
Ealing | WILLESDEN GSP | CANAL BANK | CANAL BANK 11kV
Ealing | EALING GSP | EALING 22kV | DEAN GARDENS
Ealing | EALING GSP | EALING 22kV | EALING 11kV
Ealing | WILLESDEN GSP | ACTON LANE | GOLDSMITHS
Ealing | WILLESDEN GSP |  | GREENFORD
Ealing | EALING GSP | EALING 22kV | HARVARD LANE
Ealing | WILLESDEN GSP | ACTON LANE | LEAMINGTON PARK
Ealing | WILLESDEN GSP | ACTON LANE | PARK ROYAL
Ealing | NORTH HYDE GSP | NORTH HYDE 22kV | SPRINGFIELD ROAD
Ealing | NORTH HYDE GSP | NORTH HYDE 22kV | THE GREEN
East Dorset | MANNINGTON GSP | LYTCHETT | BLANDFORD
East Dorset | MANNINGTON GSP | CHRISTCHURCH BSP | CHRISTCHURCH
East Dorset | MANNINGTON GSP | LYTCHETT | CORFE MULLEN
East Dorset | MANNINGTON GSP | LYTCHETT | CREEKMOOR
East Dorset | MANNINGTON GSP | REDHILL BSP | EAST HOWE
East Dorset | MANNINGTON GSP | MANNINGTON BSP | FERNDOWN
East Dorset | MANNINGTON GSP | MANNINGTON BSP | FORDINGBRIDGE
East Dorset | MANNINGTON GSP | SHAFTESBURY BSP | GUSSAGE ST MICHAEL
East Dorset | MANNINGTON GSP | POOLE PS (HAMWORTHY) | HAMWORTHY
East Dorset | MANNINGTON GSP | MANNINGTON BSP | HINTON MARTELL
East Dorset | MANNINGTON GSP | SALISBURY | HOMINGTON
East Dorset | MANNINGTON GSP | MANNINGTON BSP | MANNINGTON
East Dorset | MANNINGTON GSP | MANNINGTON BSP | Mill Lane, Ringwood
East Dorset | MANNINGTON GSP | SHAFTESBURY BSP | MINCHINGTON
East Dorset | MANNINGTON GSP | REDHILL BSP | REDHILL
East Dorset | MANNINGTON GSP | MANNINGTON BSP | ROCKBOURNE
East Dorset | MANNINGTON GSP | SHAFTESBURY BSP | TARRANT RUSHTON
East Dorset | MANNINGTON GSP | MANNINGTON BSP | VERWOOD
East Dorset | MANNINGTON GSP | MANNINGTON BSP | WIMBORNE
East Dorset | MANNINGTON GSP | MANNINGTON BSP | WIMBORNE ST GILES
East Dorset | MANNINGTON GSP | LYTCHETT | WINTERBORNE KINGSTON
East Hampshire | BRAMLEY (FLEE) | ALTON | ALRESFORD
East Hampshire | BRAMLEY (FLEE) | ALTON | ALTON LOCAL
East Hampshire | LOVEDEAN GSP | CHICHESTER & HUNSTON | ASHLING ROAD
East Hampshire | BRAMLEY (FLEE) | ALTON | BORDON
East Hampshire | BRAMLEY (FLEE) | COXMOOR WOOD BSP | COXMOOR WOOD
East Hampshire | LOVEDEAN GSP | HAVANT | EMSWORTH
East Hampshire | BRAMLEY (FLEE) | ALDERSHOT BSP | FARNHAM
East Hampshire | BRAMLEY (FLEE) | FERNHURST | HASLEMERE
East Hampshire | BRAMLEY (FLEE) | ALTON | HERRIARD
East Hampshire | BRAMLEY (FLEE) | ALDERSHOT BSP | HINDHEAD
East Hampshire | BRAMLEY (FLEE) | COXMOOR WOOD BSP | HOOK
East Hampshire | LOVEDEAN GSP | HAVANT | HORNDEAN
East Hampshire | BRAMLEY (FLEE) | FERNHURST | LANGLEY COURT
East Hampshire | LOVEDEAN GSP | HAVANT | LEIGH PARK
East Hampshire | BRAMLEY (FLEE) | FERNHURST | PETERSFIELD
East Hampshire | BRAMLEY (FLEE) | FERNHURST | PRESTON CANDOVER
East Hampshire | LOVEDEAN GSP | FORT WIDLEY | WATERLOOVILLE
East Hampshire | BRAMLEY (FLEE) | COXMOOR WOOD BSP | WRECCLESHAM
Eastleigh | NURSLING GSP | VELMORE BSP | BASSETT
Eastleigh | BOTLEY WOOD GSP | NETLEY COMMON BSP | BISHOPS WALTHAM
Eastleigh | NURSLING GSP | VELMORE BSP | BISHOPSTOKE
Eastleigh | BOTLEY WOOD GSP | NETLEY COMMON BSP | BITTERNE
Eastleigh | NURSLING GSP | VELMORE BSP | CHANDLERS FORD
Eastleigh | NURSLING GSP | VELMORE BSP | EASTLEIGH NORTH
Eastleigh | BOTLEY WOOD GSP | NETLEY COMMON BSP | HAMBLE
Eastleigh | NURSLING GSP | VELMORE BSP | HEDGE END
Eastleigh | BOTLEY WOOD GSP | NETLEY COMMON BSP | NETLEY COMMON
Eastleigh | NURSLING GSP | ROWNHAMS | NORTH BADDESLEY
Eastleigh | NURSLING GSP | ROWNHAMS | SILKSTEAD
Eastleigh | BOTLEY WOOD GSP | NETLEY COMMON BSP | TOWNHILL PARK
Eastleigh | NURSLING GSP | VELMORE BSP | VELMORE
Eastleigh | BOTLEY WOOD GSP | NETLEY COMMON BSP | WESTON
Eastleigh | BOTLEY WOOD GSP | BOTLEY WOOD BSP | WHITELEY
Elmbridge | LALEHAM | STAINES | SUNBURY CROSS
Fareham | LOVEDEAN GSP | FAREHAM T1A T2A (90MVAS) | BROCKHURST
Fareham | LOVEDEAN GSP | FAREHAM T1A T2A (90MVAS) | HOEFORD
Fareham | LOVEDEAN GSP | FAREHAM T1B T2B (1X90, 1X60MVA) | LEE-ON-SOLENT
Fareham | BOTLEY WOOD GSP | NETLEY COMMON BSP | NETLEY COMMON
Fareham | LOVEDEAN GSP | FAREHAM T1A T2A (90MVAS) | NORTH FAREHAM
Fareham | BOTLEY WOOD GSP | BOTLEY WOOD BSP | PARK GATE
Fareham | LOVEDEAN GSP | FAREHAM T1A T2A (90MVAS) | PLESSEY TITCHFIELD
Fareham | LOVEDEAN GSP | WYMERING BSP | PORTCHESTER
Fareham | LOVEDEAN GSP | FAREHAM T1B T2B (1X90, 1X60MVA) | ROWNER PARK
Fareham | LOVEDEAN GSP | FAREHAM T1A T2A (90MVAS) | TITCHFIELD
Fareham | LOVEDEAN GSP | FAREHAM T1A T2A (90MVAS) | WEST END
Fareham | BOTLEY WOOD GSP | BOTLEY WOOD BSP | WHITLEY
Fareham | LOVEDEAN GSP | WYMERING BSP | WYMERING
Gosport | LOVEDEAN GSP | FAREHAM T1A T2A (90MVAS) | BROCKHURST
Gosport | LOVEDEAN GSP | FAREHAM T1A T2A (90MVAS) | HOEFORD
Gosport | LOVEDEAN GSP | FAREHAM T1B T2B (1X90, 1X60MVA) | LEE-ON-SOLENT
Gosport | LOVEDEAN GSP | FAREHAM T1B T2B (1X90, 1X60MVA) | ROWNER PARK
Gosport | LOVEDEAN GSP | FAREHAM T1B T2B (1X90, 1X60MVA) | ZETLAND ROAD
Guildford | BRAMLEY (FLEE) | CAMBERLEY RESERVE | FARNBOROUGH
Guildford | BRAMLEY (FLEE) | ALDERSHOT BSP | FARNHAM
Guildford | BRAMLEY (FLEE) | CAMBERLEY RESERVE | FRIMLEY
Guildford | BRAMLEY (FLEE) | ALDERSHOT BSP | GODALMING
Guildford | BRAMLEY (FLEE) | ALDERSHOT BSP | MILFORD
Guildford | BRAMLEY (FLEE) | ALDERSHOT BSP | NORMANDY
Guildford | BRAMLEY (FLEE) | ALDERSHOT BSP | TONGHAM
Hammersmith and Fulham | WILLESDEN GSP | CANAL BANK | CANAL BANK 11kV
Hammersmith and Fulham | WILLESDEN GSP | ACTON LANE | GOLDSMITHS
Hammersmith and Fulham | EALING GSP | EALING 22kV | HARVARD LANE
Hammersmith and Fulham | WILLESDEN GSP | ACTON LANE | LEAMINGTON PARK
Hart | BRAMLEY (FLEE) | ALDERSHOT BSP | ALDERSHOT
Hart | BRAMLEY (FLEE) | ALTON | ALTON LOCAL
Hart | BRAMLEY (BASI) | BASINGSTOKE T1B & T2B | ARBORFIELD
Hart | BRAMLEY (BASI) | BASINGSTOKE T1B & T2B | BRAMLEY GREEN
Hart | BRAMLEY (FLEE) | CAMBERLEY MAIN | CAMBERLEY
Hart | BRAMLEY (BASI) | BASINGSTOKE T1B & T2B | CHINEHAM
Hart | BRAMLEY (FLEE) | CAMBERLEY RESERVE | COVE
Hart | BRAMLEY (FLEE) | COXMOOR WOOD BSP | COXMOOR WOOD
Hart | BRAMLEY (FLEE) | PYESTOCK BSP | Crookham
Hart | BRAMLEY (FLEE) | CAMBERLEY MAIN | CROWTHORNE
Hart | BRAMLEY (FLEE) | ALDERSHOT BSP | FARNHAM
Hart | BRAMLEY (FLEE) | COXMOOR WOOD BSP | HAWLEY
Hart | BRAMLEY (FLEE) | COXMOOR WOOD BSP | HITCHES LANE
Hart | BRAMLEY (FLEE) | COXMOOR WOOD BSP | HOOK
Hart | BRAMLEY (FLEE) | BURGHFIELD RESERVE | MORTIMER
Hart | BRAMLEY (FLEE) | CAMBERLEY MAIN | SANDHURST
Hart | BRAMLEY (FLEE) | BURGHFIELD RESERVE | TRASH GREEN
Hart | BRAMLEY (FLEE) | COXMOOR WOOD BSP | WRECCLESHAM
Havant | LOVEDEAN GSP | CHICHESTER & HUNSTON | ASHLING ROAD
Havant | LOVEDEAN GSP | HAVANT | BROCKHAMPTON
Havant | LOVEDEAN GSP | HAVANT | EMSWORTH
Havant | LOVEDEAN GSP | WYMERING BSP | FARLINGTON
Havant | LOVEDEAN GSP | PORTSMOUTH BSP | FRATTON PARK
Havant | LOVEDEAN GSP | HAVANT | GABLE HEAD
Havant | LOVEDEAN GSP | HAVANT | HORNDEAN
Havant | LOVEDEAN GSP | HAVANT | LEIGH PARK
Havant | LOVEDEAN GSP | HAVANT | MEYRICK ROAD
Havant | LOVEDEAN GSP | FORT WIDLEY | PURBROOK
Havant | LOVEDEAN GSP | FORT WIDLEY | WATERLOOVILLE
Havant | LOVEDEAN GSP | WYMERING BSP | WYMERING
Hillingdon | NORTH HYDE GSP | NORTH HYDE 22kV | BATH ROAD EAST
Hillingdon | IVER 132KV | LONGFORD | BATH ROAD WEST
Hillingdon | IVER 132KV | DENHAM | DENHAM AVENUE
Hillingdon | IVER 132KV | DENHAM | HAREFIELD
Hillingdon | NORTH HYDE GSP |  | HAYES
Hillingdon | LALEHAM | EAST BEDFONT A | NORTH FELTHAM
Hillingdon | IVER 132KV | LONGFORD | POYLE
Hillingdon | NORTH HYDE GSP | NORTH HYDE 22kV | SPRINGFIELD ROAD
Hillingdon | IVER 132KV | UPTON BSP | UPTON
Horsham | LOVEDEAN GSP | CHICHESTER & HUNSTON | BILLINGSHURST
Horsham | BRAMLEY (FLEE) | FERNHURST | FIVE OAKS
Horsham | BRAMLEY (FLEE) | FERNHURST | HASLINGBOURNE
Horsham | BRAMLEY (FLEE) | FERNHURST | PLAISTOW
Hounslow | NORTH HYDE GSP | NORTH HYDE 22kV | BATH ROAD EAST
Hounslow | EALING GSP | EALING 22kV | BRENTFORD
Hounslow | LALEHAM | EAST BEDFONT A | CHURCH ROAD
Hounslow | LALEHAM | EAST BEDFONT A | FELTHAM
Hounslow | WILLESDEN GSP | ACTON LANE | GOLDSMITHS
Hounslow | EALING GSP | EALING 22kV | HARVARD LANE
Hounslow | LALEHAM | EAST BEDFONT A | HOPE AND ANCHOR
Hounslow | LALEHAM | EAST BEDFONT A | NORTH FELTHAM
Hounslow | NORTH HYDE GSP |  | NORTH HYDE 11kV
Hounslow | LALEHAM | STAINES | STANWELL
Hounslow | LALEHAM | STAINES | SUNBURY CROSS
Hounslow | NORTH HYDE GSP | NORTH HYDE 22kV | THE GREEN
Isle of Wight | FAWLEY GSP | COWES & WOOTTON COMMON BSP | BINSTEAD
Isle of Wight | FAWLEY GSP | COWES & WOOTTON COMMON BSP | FRESHWATER
Isle of Wight | LOVEDEAN GSP | PORTSMOUTH BSP | GREETHAM STREET
Isle of Wight | FAWLEY GSP | COWES & WOOTTON COMMON BSP | NEWPORT
Isle of Wight | FAWLEY GSP | COWES & WOOTTON COMMON BSP | RYDE
Isle of Wight | FAWLEY GSP | COWES & WOOTTON COMMON BSP | SANDOWN
Isle of Wight | FAWLEY GSP | COWES & WOOTTON COMMON BSP | SHALFLEET
Isle of Wight | FAWLEY GSP | COWES & WOOTTON COMMON BSP | SHANKLIN
Isle of Wight | FAWLEY GSP | COWES & WOOTTON COMMON BSP | VENTNOR
Mendip | MANNINGTON GSP | SHAFTESBURY BSP | BOURTON
Mendip | MELKSHAM GSP | NORRINGTON | BRADFORD-ON-AVON
Mendip | MELKSHAM GSP | FROME BSP | BRUTON
Mendip | MELKSHAM GSP | FROME BSP | CROCKERTON
Mendip | MELKSHAM GSP | FROME BSP | FROME
Mendip | MELKSHAM GSP | FROME BSP | HAWKERIDGE
Mendip | MELKSHAM GSP | FROME BSP | HOLWELL
Mendip | AXMINSTER | YEOVIL BSP | SPARKFORD
Mendip | MELKSHAM GSP | NORRINGTON | TROWBRIDGE TOWN
Mendip | MELKSHAM GSP | FROME BSP | WESTBURY
Mole Valley | BRAMLEY (FLEE) | FERNHURST | FIVE OAKS
New Forest | FAWLEY GSP | LANGLEY BSP | BUTTS ASH
New Forest | NURSLING GSP | SOUTHAMPTON (2 X 60) | CENTRAL BRIDGE
New Forest | MANNINGTON GSP | CHRISTCHURCH BSP | CHRISTCHURCH
New Forest | NURSLING GSP | WINCHESTER | DUNBRIDGE
New Forest | NURSLING GSP | ROWNHAMS | FLETCHWOOD
New Forest | MANNINGTON GSP | MANNINGTON BSP | FORDINGBRIDGE
New Forest | FAWLEY GSP | COWES & WOOTTON COMMON BSP | FRESHWATER
New Forest | BOTLEY WOOD GSP | NETLEY COMMON BSP | HAMBLE
New Forest | MANNINGTON GSP | ARNEWOOD | HINCHESLEA
New Forest | MANNINGTON GSP | SALISBURY | HOMINGTON
New Forest | FAWLEY GSP | LANGLEY BSP | LANGLEY
New Forest | NURSLING GSP | ROWNHAMS | LORDSHILL
New Forest | MANNINGTON GSP | ARNEWOOD | LYMINGTON
New Forest | MANNINGTON GSP | MANNINGTON BSP | MANNINGTON
New Forest | MANNINGTON GSP | ARNEWOOD | MILFORD-ON-SEA
New Forest | MANNINGTON GSP | MANNINGTON BSP | Mill Lane
New Forest | MANNINGTON GSP | SHAFTESBURY BSP | MINCHINGTON
New Forest | MANNINGTON GSP | ARNEWOOD | NEW MILTON
New Forest | MANNINGTON GSP | SALISBURY | REDLYNCH
New Forest | MANNINGTON GSP | MANNINGTON BSP | ROCKBOURNE
New Forest | NURSLING GSP | ROWNHAMS | ROMSEY
New Forest | MANNINGTON GSP | CHRISTCHURCH BSP | SOMERFORD
New Forest | NURSLING GSP | ROWNHAMS | TOTTON
New Forest | MANNINGTON GSP | MANNINGTON BSP | VERWOOD
New Forest | MANNINGTON GSP | MANNINGTON BSP | WIMBORNE ST GILES
North Dorset | MANNINGTON GSP | LYTCHETT | BLANDFORD
North Dorset | MANNINGTON GSP | SHAFTESBURY BSP | BOURTON
North Dorset | MANNINGTON GSP | SHAFTESBURY BSP | GILLINGHAM
North Dorset | MANNINGTON GSP | SHAFTESBURY BSP | GUSSAGE ST MICHAEL
North Dorset | AXMINSTER | YEOVIL BSP | HENSTRIDGE
North Dorset | MANNINGTON GSP | SHAFTESBURY BSP | MINCHINGTON
North Dorset | CHICKERELL GSP | CHICKERELL BSP | PIDDLETRENTHIDE
North Dorset | CHICKERELL GSP | CHICKERELL BSP | PUDDLETOWN
North Dorset | AXMINSTER | YEOVIL BSP | PULHAM
North Dorset | MANNINGTON GSP | SHAFTESBURY BSP | SHAFTESBURY
North Dorset | AXMINSTER | YEOVIL BSP | SHERBORNE
North Dorset | MANNINGTON GSP | SHAFTESBURY BSP | SHROTON
North Dorset | MANNINGTON GSP | SHAFTESBURY BSP | TARRANT RUSHTON
North Dorset | MANNINGTON GSP | SHAFTESBURY BSP | WEST STOUR
North Dorset | MANNINGTON GSP | MANNINGTON BSP | WIMBORNE
North Dorset | MANNINGTON GSP | SHAFTESBURY BSP | WINCANTON
North Dorset | MANNINGTON GSP | LYTCHETT | WINTERBORNE KINGSTON
North Dorset | AXMINSTER | YEOVIL BSP | YETMINSTER
Oxford | COWLEY GSP | COWLEY LOCAL (2 X 90) | COWLEY LOCAL
Oxford | COWLEY GSP | OXFORD BSP | FRENCHAY ROAD
Oxford | COWLEY GSP | HEADINGTON BSP | HEADINGTON
Oxford | COWLEY GSP | YARNTON BSP | LOVELACE ROAD
Oxford | COWLEY GSP | OXFORD BSP | NORTH HINKSEY
Oxford | COWLEY GSP | HEADINGTON BSP | OLD ROAD
Oxford | COWLEY GSP | OXFORD BSP | OXFORD
Oxford | COWLEY GSP | COWLEY LOCAL (2 X 90) | ROSE HILL
Oxford | COWLEY GSP | OXFORD BSP | ST EBBES
Oxford | COWLEY GSP | COWLEY LOCAL (2 X 90) | UNION STREET
Oxford | COWLEY GSP | HEADINGTON BSP | WHEATLEY
Oxford | COWLEY GSP | YARNTON BSP | YARNTON
Poole | MANNINGTON GSP | BOURNEMOUTH | ALDERNEY
Poole | MANNINGTON GSP | BOURNEMOUTH | BOURNE VALLEY
Poole | MANNINGTON GSP | LYTCHETT | CORFE MULLEN
Poole | MANNINGTON GSP | LYTCHETT | CREEKMOOR
Poole | MANNINGTON GSP | REDHILL BSP | EAST HOWE
Poole | MANNINGTON GSP | MANNINGTON BSP | FERNDOWN
Poole | MANNINGTON GSP | POOLE PS (HAMWORTHY) | HAMWORTHY
Poole | MANNINGTON GSP | LYTCHETT | HOLES BAY
Poole | MANNINGTON GSP | BOURNEMOUTH | PARKSTONE NORTH
Poole | MANNINGTON GSP | BOURNEMOUTH | PARKSTONE SOUTH
Poole | MANNINGTON GSP | BOURNEMOUTH | WESTBOURNE
Poole | MANNINGTON GSP | MANNINGTON BSP | WIMBORNE
Poole | MANNINGTON GSP | REDHILL BSP | WINTON
Portsmouth | LOVEDEAN GSP | PORTSMOUTH BSP | BRANDON ROAD
Portsmouth | LOVEDEAN GSP | FAREHAM T1A T2A (90MVAS) | BROCKHURST
Portsmouth | LOVEDEAN GSP | WYMERING BSP | COLLEGE PARK
Portsmouth | LOVEDEAN GSP | PORTSMOUTH BSP | EASTNEY
Portsmouth | LOVEDEAN GSP | WYMERING BSP | FARLINGTON
Portsmouth | LOVEDEAN GSP | PORTSMOUTH BSP | FRATTON PARK
Portsmouth | LOVEDEAN GSP | WYMERING BSP | GAMBLE ROAD
Portsmouth | LOVEDEAN GSP | PORTSMOUTH BSP | GREETHAM STREET
Portsmouth | LOVEDEAN GSP | WYMERING BSP | HILSEA
Portsmouth | LOVEDEAN GSP | FAREHAM T1A T2A (90MVAS) | HOEFORD
Portsmouth | LOVEDEAN GSP | HAVANT | MEYRICK ROAD
Portsmouth | LOVEDEAN GSP | WYMERING BSP | PORTCHESTER
Portsmouth | LOVEDEAN GSP | PORTSMOUTH BSP | PORTSMOUTH
Portsmouth | LOVEDEAN GSP | FORT WIDLEY | PURBROOK
Portsmouth | LOVEDEAN GSP | FAREHAM T1A T2A (90MVAS) | WEST END
Portsmouth | LOVEDEAN GSP | WYMERING BSP | WYMERING
Portsmouth | LOVEDEAN GSP | FAREHAM T1B T2B (1X90, 1X60MVA) | ZETLAND ROAD
Purbeck | MANNINGTON GSP | LYTCHETT | BLANDFORD
Purbeck | MANNINGTON GSP | WAREHAM | BOVINGTON
Purbeck | MANNINGTON GSP | WAREHAM | BUSHEY
Purbeck | MANNINGTON GSP | LYTCHETT | CORFE MULLEN
Purbeck | MANNINGTON GSP | LYTCHETT | CREEKMOOR
Purbeck | MANNINGTON GSP | POOLE PS (HAMWORTHY) | HAMWORTHY
Purbeck | MANNINGTON GSP | BOURNEMOUTH | PARKSTONE SOUTH
Purbeck | CHICKERELL GSP | CHICKERELL BSP | PUDDLETOWN
Purbeck | MANNINGTON GSP | WAREHAM | SWANAGE
Purbeck | MANNINGTON GSP | WAREHAM | WAREHAM TOWN
Purbeck | MANNINGTON GSP | LYTCHETT | WINTERBORNE KINGSTON
Reading | MELKSHAM GSP | AMESBURY | BOSCOMBE DOWN
Reading | BRAMLEY (FLEE) | READING TOWN BSP | CAVERSHAM
Reading | BRAMLEY (FLEE) | BURGHFIELD MAIN | COURAGES
Reading | BRAMLEY (FLEE) | BURGHFIELD MAIN | GREEN PARK
Reading | BRAMLEY (FLEE) | BURGHFIELD MAIN | KENTWOOD HILL
Reading | BRAMLEY (FLEE) | READING BSP | KIDMORE END
Reading | BRAMLEY (FLEE) | READING BSP | LITTLE HUNGERFORD
Reading | BRAMLEY (FLEE) | READING BSP | NORTHUMBERLAND AVENUE
Reading | BRAMLEY (FLEE) | READING BSP | READING
Reading | BRAMLEY (FLEE) | READING TOWN BSP | READING TOWN
Reading | BRAMLEY (FLEE) | READING BSP | SILVER STREET
Reading | BRAMLEY (FLEE) | BURGHFIELD RESERVE | SOUTHCOTE
Reading | BRAMLEY (FLEE) | READING TOWN BSP | THE MALL
Reading | BRAMLEY (FLEE) | BURGHFIELD RESERVE | TRASH GREEN
Reading | MINETY GSP | CIRENCESTER BSP | WHITEWAY
Reading | BRAMLEY (FLEE) | BURGHFIELD MAIN | WILSON ROAD
Richmond upon Thames | EALING GSP | EALING 22kV | BRENTFORD
Richmond upon Thames | LALEHAM | EAST BEDFONT A | FELTHAM
Richmond upon Thames | EALING GSP | EALING 22kV | HARVARD LANE
Richmond upon Thames | LALEHAM | EAST BEDFONT A | HOPE AND ANCHOR
Richmond upon Thames | LALEHAM | EAST BEDFONT A | NORTH FELTHAM
Richmond upon Thames | LALEHAM | STAINES | SUNBURY CROSS
Runnymede | LALEHAM | STAINES | CAUSEWAY
Runnymede | IVER 132KV | CHALVEY BSP | CHALVEY
Runnymede | BRAMLEY (FLEE) | BRACKNELL RESERVE | CHOBHAM
Runnymede | IVER 132KV | CIPPENHAM | CLARENCE ROAD
Runnymede | LALEHAM | STAINES | EGHAM
Runnymede | BRAMLEY (FLEE) | BRACKNELL RESERVE | M V E E
Runnymede | LALEHAM | STAINES | SIDNEY ROAD
Rushmoor | BRAMLEY (FLEE) | ALDERSHOT BSP | ALDERSHOT
Rushmoor | BRAMLEY (FLEE) | CAMBERLEY RESERVE | COVE
Rushmoor | BRAMLEY (FLEE) | PYESTOCK BSP | Crookham
Rushmoor | BRAMLEY (FLEE) | CAMBERLEY RESERVE | FARNBOROUGH
Rushmoor | BRAMLEY (FLEE) | CAMBERLEY RESERVE | FRIMLEY
Rushmoor | BRAMLEY (FLEE) | COXMOOR WOOD BSP | HAWLEY
Rushmoor | BRAMLEY (FLEE) | COXMOOR WOOD BSP | HITCHES LANE
Rushmoor | BRAMLEY (FLEE) | ALDERSHOT BSP | LABURNAM ROAD
Rushmoor | BRAMLEY (FLEE) | CAMBERLEY RESERVE | QUEENSMEAD
Rushmoor | BRAMLEY (FLEE) | ALDERSHOT BSP | TONGHAM
Slough | IVER 132KV | CHALVEY BSP | CHALVEY
Slough | IVER 132KV | SLOUGH | FARNHAM ROYAL
Slough | IVER 132KV | CHALVEY BSP | PETERSFIELD AVENUE
Slough | IVER 132KV | LONGFORD | POYLE
Slough | IVER 132KV | UPTON BSP | SUTTON LANE
Slough | IVER 132KV | SLOUGH | TAPLOW
Slough | IVER 132KV | UPTON BSP | UPTON
South Bucks | IVER 132KV | UPTON BSP | BEACONSFIELD (END BB)
South Bucks | BRAMLEY (FLEE) | MAIDENHEAD BSP | BRAYWICK ROAD
South Bucks | IVER 132KV | CHALVEY BSP | CHALVEY
South Bucks | IVER 132KV | CIPPENHAM | CLARENCE ROAD
South Bucks | BRAMLEY (FLEE) | MAIDENHEAD BSP | CORDWALLIS
South Bucks | IVER 132KV | DENHAM | DENHAM AVENUE
South Bucks | IVER 132KV | SLOUGH | FARNHAM ROYAL
South Bucks | AMERSHAM | LOUDWATER BSP | FLACKWELL HEATH
South Bucks | IVER 132KV | DENHAM | GERRARDS CROSS
South Bucks | IVER 132KV | DENHAM | GRASSINGHAM ROAD
South Bucks | IVER 132KV | CHALVEY BSP | PETERSFIELD AVENUE
South Bucks | IVER 132KV | LONGFORD | POYLE
South Bucks | IVER 132KV | UPTON BSP | SUTTON LANE
South Bucks | IVER 132KV | SLOUGH | TAPLOW
South Bucks | IVER 132KV | UPTON BSP | UPTON
South Bucks | AMERSHAM | LOUDWATER BSP | WELL END
South Gloucestershire | MELKSHAM GSP | CHIPPENHAM | ALDERTON
South Gloucestershire | MELKSHAM GSP | NORRINGTON | SPRING QUARRY WEST
South Northamptonshire | EAST CLAYDON GSP | BICESTER NORTH BSP | COTTISFORD
South Northamptonshire | COWLEY GSP | YARNTON BSP | DEDDINGTON
South Oxfordshire | COWLEY GSP | HEADINGTON BSP | ARNCOTT
South Oxfordshire | COWLEY GSP | COWLEY LOCAL (2 X 45) | BERINSFIELD
South Oxfordshire | BRAMLEY (FLEE) | READING TOWN BSP | CAVERSHAM
South Oxfordshire | COWLEY GSP | DRAYTON BSP | CHOLSEY
South Oxfordshire | COWLEY GSP | COWLEY LOCAL (2 X 90) | COWLEY LOCAL
South Oxfordshire | COWLEY GSP | DRAYTON BSP | FULSCOT
South Oxfordshire | BRAMLEY (FLEE) | BURGHFIELD RESERVE | GORING
South Oxfordshire | COWLEY GSP | HEADINGTON BSP | HEADINGTON
South Oxfordshire | BRAMLEY (FLEE) | READING BSP | HENLEY
South Oxfordshire | COWLEY GSP | COWLEY LOCAL (2 X 45) | KENNINGTON
South Oxfordshire | BRAMLEY (FLEE) | BURGHFIELD MAIN | KENTWOOD HILL
South Oxfordshire | BRAMLEY (FLEE) | READING BSP | KIDMORE END
South Oxfordshire | COWLEY GSP | YARNTON BSP | LOVELACE ROAD
South Oxfordshire | COWLEY GSP | DRAYTON BSP | MILTON
South Oxfordshire | COWLEY GSP | HIGH WYCOMBE BSP | NUFFIELD
South Oxfordshire | COWLEY GSP | HEADINGTON BSP | OLD ROAD
South Oxfordshire | BRAMLEY (FLEE) | BURGHFIELD RESERVE | PANGBOURNE
South Oxfordshire | BRAMLEY (FLEE) | READING BSP | READING
South Oxfordshire | BRAMLEY (FLEE) | READING TOWN BSP | READING TOWN
South Oxfordshire | COWLEY GSP | COWLEY LOCAL (2 X 90) | ROSE HILL
South Oxfordshire | COWLEY GSP | HIGH WYCOMBE BSP | STOKENCHURCH
South Oxfordshire | BRAMLEY (FLEE) | READING BSP | TWYFORD
South Oxfordshire | COWLEY GSP | COWLEY LOCAL (2 X 90) | WALLINGFORD
South Oxfordshire | COWLEY GSP | HIGH WYCOMBE BSP | WATLINGTON
South Oxfordshire | COWLEY GSP | HEADINGTON BSP | WHEATLEY
South Oxfordshire | COWLEY GSP | DRAYTON BSP | WINSMORE LANE
South Oxfordshire | BRAMLEY (FLEE) | BURGHFIELD RESERVE | WOODCOTE
South Oxfordshire | COWLEY GSP | YARNTON BSP | YARNTON
South Oxfordshire | BRAMLEY (ANDO-THAT) | THATCHAM BSP | YATTENDON
South Somerset | MANNINGTON GSP | SHAFTESBURY BSP | BOURTON
South Somerset | MELKSHAM GSP | FROME BSP | BRUTON
South Somerset | AXMINSTER | YEOVIL BSP | CASTLE CARY
South Somerset | AXMINSTER | YEOVIL BSP | CHILTON CANTELO
South Somerset | AXMINSTER | YEOVIL BSP | HENSTRIDGE
South Somerset | MELKSHAM GSP | FROME BSP | HOLWELL
South Somerset | AXMINSTER | YEOVIL BSP | LARKHILL
South Somerset | AXMINSTER | YEOVIL BSP | MILBORNE PORT
South Somerset | AXMINSTER | YEOVIL BSP | SHERBORNE
South Somerset | AXMINSTER | YEOVIL BSP | SPARKFORD
South Somerset | AXMINSTER | YEOVIL BSP | WEST HENDFORD
South Somerset | MANNINGTON GSP | SHAFTESBURY BSP | WEST STOUR
South Somerset | MANNINGTON GSP | SHAFTESBURY BSP | WINCANTON
South Somerset | AXMINSTER | YEOVIL BSP | YEOVIL
South Somerset | AXMINSTER | YEOVIL BSP | YETMINSTER
Southampton | NURSLING GSP | VELMORE BSP | BASSETT
Southampton | NURSLING GSP | SOUTHAMPTON (2 X 60) | BEVOIS VALLEY
Southampton | BOTLEY WOOD GSP | NETLEY COMMON BSP | BITTERNE
Southampton | FAWLEY GSP | LANGLEY BSP | BUTTS ASH
Southampton | NURSLING GSP | SOUTHAMPTON (2 X 60) | CENTRAL BRIDGE
Southampton | NURSLING GSP | SOUTHAMPTON (2 X 60) | CHAPEL
Southampton | NURSLING GSP | VELMORE BSP | EASTLEIGH NORTH
Southampton | NURSLING GSP | ROWNHAMS | LORDSHILL
Southampton | NURSLING GSP | ROWNHAMS | MAYBUSH
Southampton | BOTLEY WOOD GSP | NETLEY COMMON BSP | NETLEY COMMON
Southampton | NURSLING GSP | ROWNHAMS | NORTH BADDESLEY
Southampton | NURSLING GSP | SOUTHAMPTON (2 X 90) | REGENTS PARK
Southampton | NURSLING GSP | SOUTHAMPTON (2 X 90) | SHIRLEY
Southampton | NURSLING GSP |  | SOUTHFIELD ROAD
Southampton | BOTLEY WOOD GSP | NETLEY COMMON BSP | TOWNHILL PARK
Southampton | NURSLING GSP | VELMORE BSP | VELMORE
Southampton | NURSLING GSP | SOUTHAMPTON (2 X 90) | WESTERN ESPLANADE
Southampton | BOTLEY WOOD GSP | NETLEY COMMON BSP | WESTON
Southampton | NURSLING GSP | SOUTHAMPTON (2 X 90) | WOODMILL LANE
Southampton | BOTLEY WOOD GSP | NETLEY COMMON BSP | WOOLSTON
Spelthorne | LALEHAM | STAINES | CAUSEWAY
Spelthorne | IVER 132KV | CHALVEY BSP | CHALVEY
Spelthorne | LALEHAM | EAST BEDFONT A | CHURCH ROAD
Spelthorne | IVER 132KV | LONGFORD | POYLE
Spelthorne | LALEHAM | STAINES | SIDNEY ROAD
Spelthorne | LALEHAM | STAINES | STANWELL
Spelthorne | LALEHAM | STAINES | SUNBURY CROSS
Stratford-on-Avon | COWLEY GSP | WITNEY BSP | BLEDDINGTON
Stratford-on-Avon | COWLEY GSP | YARNTON BSP | CHIPPING NORTON
Surrey Heath | BRAMLEY (FLEE) | BRACKNELL MAIN | ASCOT
Surrey Heath | BRAMLEY (FLEE) | BRACKNELL RESERVE | BAGSHOT
Surrey Heath | BRAMLEY (FLEE) | CAMBERLEY MAIN | CAMBERLEY
Surrey Heath | BRAMLEY (FLEE) | BRACKNELL RESERVE | CHOBHAM
Surrey Heath | BRAMLEY (FLEE) | CAMBERLEY RESERVE | FARNBOROUGH
Surrey Heath | BRAMLEY (FLEE) | CAMBERLEY RESERVE | FRIMLEY
Surrey Heath | BRAMLEY (FLEE) | COXMOOR WOOD BSP | HAWLEY
Surrey Heath | BRAMLEY (FLEE) | CAMBERLEY MAIN | KINGS RIDE
Surrey Heath | BRAMLEY (FLEE) | BRACKNELL RESERVE | M V E E
Surrey Heath | BRAMLEY (FLEE) | CAMBERLEY RESERVE | QUEENSMEAD
Surrey Heath | BRAMLEY (FLEE) | BRACKNELL RESERVE | SUNNINGHILL
Swindon | MINETY GSP | TOOTHILL BSP | CHISLEDON
Swindon | MINETY GSP | CIRENCESTER BSP | CRICKLADE
Swindon | MINETY GSP | TOOTHILL BSP | DORCAN SOUTH
Swindon | MINETY GSP | STRATTON (2 X 90) | DRAKES WAY
Swindon | MINETY GSP | CIRENCESTER BSP | FAIRFORD
Swindon | MINETY GSP | STRATTON (2 X 60) | FARINGDON
Swindon | BRAMLEY (ANDO-THAT) | THATCHAM BSP | LAMBOURN
Swindon | MINETY GSP | STRATTON (2 X 60) | LECHLADE
Swindon | MINETY GSP | SWINDON BSP | MANCHESTER ROAD
Swindon | MINETY GSP | STRATTON (2 X 90) | PARK NORTH
Swindon | MINETY GSP | STRATTON (2 X 90) | PLESSEY
Swindon | MINETY GSP | STRATTON (2 X 90) | PRESSED STEEL SWINDON
Swindon | MINETY GSP | TOOTHILL BSP | QUARRY ROAD
Swindon | MELKSHAM GSP | WEST GRAFTON | RAMSBURY
Swindon | MINETY GSP | STRATTON (2 X 60) | SHRIVENHAM
Swindon | MINETY GSP | STRATTON (2 X 60) | STANTON FITZWARREN
Swindon | MINETY GSP | STRATTON (2 X 60) | STRATTON
Swindon | MINETY GSP | SWINDON BSP | SWINDON
Swindon | MINETY GSP | TOOTHILL BSP | TOOTHILL
Swindon | MINETY GSP | SWINDON BSP | TRADING ESTATE
Swindon | MINETY GSP | SWINDON BSP | WOOTTON BASSETT
Swindon | MINETY GSP | TOOTHILL BSP | WROUGHTON
Test Valley | MELKSHAM GSP | ANDOVER BSP | ANDOVER
Test Valley | MELKSHAM GSP | ANDOVER BSP | ANDOVER EAST
Test Valley | MELKSHAM GSP | ANDOVER BSP | ANDOVER TOWN
Test Valley | BRAMLEY (ANDO-THAT) | THATCHAM BSP | BALL HILL
Test Valley | MELKSHAM GSP | ANDOVER BSP | BARTON STACEY
Test Valley | NURSLING GSP | VELMORE BSP | BASSETT
Test Valley | NURSLING GSP | VELMORE BSP | CHANDLERS FORD
Test Valley | NURSLING GSP | WINCHESTER | DUNBRIDGE
Test Valley | NURSLING GSP | ROWNHAMS | FLETCHWOOD
Test Valley | NURSLING GSP | WINCHESTER | HARESTOCK
Test Valley | NURSLING GSP | WINCHESTER | HOUGHTON
Test Valley | MELKSHAM GSP | ANDOVER BSP | HURSTBOURNE TARRANT
Test Valley | BRAMLEY (ANDO-THAT) | THATCHAM BSP | KINTBURY
Test Valley | NURSLING GSP | ROWNHAMS | LORDSHILL
Test Valley | NURSLING GSP | ROWNHAMS | MAYBUSH
Test Valley | MELKSHAM GSP | ANDOVER BSP | MIDDLE WALLOP
Test Valley | NURSLING GSP | ROWNHAMS | NORTH BADDESLEY
Test Valley | MELKSHAM GSP | AMESBURY | PARK HOUSE
Test Valley | MANNINGTON GSP | SALISBURY | PETERSFINGER
Test Valley | MELKSHAM GSP | ANDOVER BSP | PORTWAY
Test Valley | NURSLING GSP | SOUTHAMPTON (2 X 90) | REGENTS PARK
Test Valley | NURSLING GSP | ROWNHAMS | ROMSEY
Test Valley | NURSLING GSP | ROWNHAMS | SILKSTEAD
Test Valley | MELKSHAM GSP | ANDOVER BSP | THRUXTON
Test Valley | MELKSHAM GSP | WEST GRAFTON | TIDWORTH
Test Valley | NURSLING GSP | ROWNHAMS | TOTTON
Test Valley | NURSLING GSP | VELMORE BSP | VELMORE
Test Valley | MELKSHAM GSP | WEST GRAFTON | WEST GRAFTON VILLAGE
Test Valley | MELKSHAM GSP | ANDOVER BSP | WHITCHURCH
Tewkesbury | MINETY GSP | CIRENCESTER BSP | NORTHLEACH
Tewkesbury | MINETY GSP | CIRENCESTER BSP | SHIPTON OLIFFE
Three Rivers | IVER 132KV | DENHAM | COKES LANE
Three Rivers | IVER 132KV | DENHAM | DENHAM AVENUE
Three Rivers | IVER 132KV | DENHAM | GRASSINGHAM ROAD
Three Rivers | IVER 132KV | DENHAM | HAREFIELD
Vale of White Horse | COWLEY GSP | COWLEY LOCAL (2 X 45) | BERINSFIELD
Vale of White Horse | MINETY GSP | STRATTON (2 X 60) | BLACK BOURTON
Vale of White Horse | MINETY GSP | TOOTHILL BSP | CHISLEDON
Vale of White Horse | COWLEY GSP | DRAYTON BSP | CHOLSEY
Vale of White Horse | COWLEY GSP | COWLEY LOCAL (2 X 90) | COWLEY LOCAL
Vale of White Horse | COWLEY GSP | YARNTON BSP | EYNSHAM
Vale of White Horse | MINETY GSP | STRATTON (2 X 60) | FARINGDON
Vale of White Horse | COWLEY GSP | DRAYTON BSP | FULSCOT
Vale of White Horse | COWLEY GSP | WITNEY BSP | FYFIELD
Vale of White Horse | COWLEY GSP | DRAYTON BSP | GROVE
Vale of White Horse | COWLEY GSP | COWLEY LOCAL (2 X 45) | KENNINGTON
Vale of White Horse | BRAMLEY (ANDO-THAT) | THATCHAM BSP | LAMBOURN
Vale of White Horse | MINETY GSP | STRATTON (2 X 60) | LECHLADE
Vale of White Horse | BRAMLEY (ANDO-THAT) | THATCHAM BSP | LECKHAMPSTEAD
Vale of White Horse | COWLEY GSP | DRAYTON BSP | MILTON
Vale of White Horse | COWLEY GSP | OXFORD BSP | NORTH HINKSEY
Vale of White Horse | COWLEY GSP | OXFORD BSP | OXFORD
Vale of White Horse | COWLEY GSP | COWLEY LOCAL (2 X 90) | ROSE HILL
Vale of White Horse | MINETY GSP | STRATTON (2 X 60) | SHRIVENHAM
Vale of White Horse | COWLEY GSP | OXFORD BSP | ST EBBES
Vale of White Horse | COWLEY GSP | WITNEY BSP | STANDLAKE
Vale of White Horse | MINETY GSP | STRATTON (2 X 60) | STANTON FITZWARREN
Vale of White Horse | COWLEY GSP | COWLEY LOCAL (2 X 90) | WALLINGFORD
Vale of White Horse | COWLEY GSP | DRAYTON BSP | WANTAGE
Vale of White Horse | COWLEY GSP | DRAYTON BSP | WINSMORE LANE
Vale of White Horse | COWLEY GSP | OXFORD BSP | WOOTTON ROAD
Vale of White Horse | COWLEY GSP | YARNTON BSP | YARNTON
Waverley | BRAMLEY (FLEE) | ALDERSHOT BSP | ALDERSHOT
Waverley | BRAMLEY (FLEE) | ALTON | BORDON
Waverley | BRAMLEY (FLEE) | ALDERSHOT BSP | FARNHAM
Waverley | BRAMLEY (FLEE) | ALDERSHOT BSP | GODALMING
Waverley | BRAMLEY (FLEE) | FERNHURST | HASLEMERE
Waverley | BRAMLEY (FLEE) | ALDERSHOT BSP | HINDHEAD
Waverley | BRAMLEY (FLEE) | ALDERSHOT BSP | LABURNAM ROAD
Waverley | BRAMLEY (FLEE) | ALDERSHOT BSP | MILFORD
Waverley | BRAMLEY (FLEE) | FERNHURST | PLAISTOW
Waverley | BRAMLEY (FLEE) | BURGHFIELD RESERVE | SOUTHCOTE
Waverley | BRAMLEY (FLEE) | ALDERSHOT BSP | TONGHAM
Waverley | BRAMLEY (FLEE) | COXMOOR WOOD BSP | WRECCLESHAM
West Berkshire | BRAMLEY (BASI) | BASINGSTOKE T1B & T2B | ARBORFIELD
West Berkshire | BRAMLEY (ANDO-THAT) | THATCHAM BSP | BALL HILL
West Berkshire | BRAMLEY (ANDO-THAT) | THATCHAM BSP | BEENHAM
West Berkshire | COWLEY GSP | DRAYTON BSP | CHOLSEY
West Berkshire | BRAMLEY (FLEE) | BURGHFIELD RESERVE | GORING
West Berkshire | BRAMLEY (ANDO-THAT) | THATCHAM BSP | HUNGERFORD
West Berkshire | MELKSHAM GSP | ANDOVER BSP | HURSTBOURNE TARRANT
West Berkshire | BRAMLEY (FLEE) | BURGHFIELD MAIN | KENTWOOD HILL
West Berkshire | BRAMLEY (ANDO-THAT) | THATCHAM BSP | KINGSCLERE
West Berkshire | BRAMLEY (ANDO-THAT) | THATCHAM BSP | KINTBURY
West Berkshire | BRAMLEY (ANDO-THAT) | THATCHAM BSP | LAMBOURN
West Berkshire | BRAMLEY (ANDO-THAT) | THATCHAM BSP | LECKHAMPSTEAD
West Berkshire | BRAMLEY (ANDO-THAT) | THATCHAM BSP | LOVE LANE
West Berkshire | BRAMLEY (FLEE) | BURGHFIELD RESERVE | MORTIMER
West Berkshire | BRAMLEY (FLEE) | BURGHFIELD RESERVE | PADWORTH
West Berkshire | BRAMLEY (FLEE) | BURGHFIELD RESERVE | PANGBOURNE
West Berkshire | MELKSHAM GSP | WEST GRAFTON | RAMSBURY
West Berkshire | BRAMLEY (FLEE) | READING TOWN BSP | READING TOWN
West Berkshire | BRAMLEY (ANDO-THAT) | THATCHAM BSP | RIVERSIDE
West Berkshire | BRAMLEY (FLEE) | BURGHFIELD RESERVE | SOUTHCOTE
West Berkshire | BRAMLEY (ANDO-THAT) | THATCHAM BSP | ST JOHNS
West Berkshire | BRAMLEY (ANDO-THAT) | THATCHAM BSP | TADLEY
West Berkshire | BRAMLEY (ANDO-THAT) | THATCHAM BSP | THATCHAM
West Berkshire | BRAMLEY (FLEE) | BURGHFIELD RESERVE | THEALE
West Berkshire | BRAMLEY (FLEE) | BURGHFIELD RESERVE | TRASH GREEN
West Berkshire | COWLEY GSP | DRAYTON BSP | WANTAGE
West Berkshire | MINETY GSP | CIRENCESTER BSP | WHITEWAY
West Berkshire | BRAMLEY (FLEE) | BURGHFIELD MAIN | WILSON ROAD
West Berkshire | BRAMLEY (FLEE) | BURGHFIELD RESERVE | WOODCOTE
West Berkshire | BRAMLEY (ANDO-THAT) | THATCHAM BSP | YATTENDON
West Dorset | MANNINGTON GSP | WAREHAM | BOVINGTON
West Dorset | CHICKERELL GSP | CHICKERELL BSP | CERNE ABBAS
West Dorset | CHICKERELL GSP | CHICKERELL BSP | CHARMINSTER
West Dorset | CHICKERELL GSP | CHICKERELL BSP | CHICKERELL
West Dorset | AXMINSTER | YEOVIL BSP | CHILTON CANTELO
West Dorset | CHICKERELL GSP | CHICKERELL BSP | DORCHESTER
West Dorset | AXMINSTER | YEOVIL BSP | HENSTRIDGE
West Dorset | CHICKERELL GSP | CHICKERELL BSP | MAIDEN NEWTON
West Dorset | AXMINSTER | YEOVIL BSP | MILBORNE PORT
West Dorset | CHICKERELL GSP | CHICKERELL BSP | PIDDLETRENTHIDE
West Dorset | CHICKERELL GSP | CHICKERELL BSP | PUDDLETOWN
West Dorset | AXMINSTER | YEOVIL BSP | PULHAM
West Dorset | CHICKERELL GSP | CHICKERELL BSP | REDLANDS
West Dorset | AXMINSTER | YEOVIL BSP | SHERBORNE
West Dorset | AXMINSTER | YEOVIL BSP | WEST HENDFORD
West Dorset | CHICKERELL GSP | CHICKERELL BSP | WEYMOUTH
West Dorset | MANNINGTON GSP | LYTCHETT | WINTERBORNE KINGSTON
West Dorset | AXMINSTER | YEOVIL BSP | YEOVIL
West Dorset | AXMINSTER | YEOVIL BSP | YETMINSTER
West Oxfordshire | MINETY GSP | STRATTON (2 X 60) | BLACK BOURTON
West Oxfordshire | COWLEY GSP | WITNEY BSP | BLEDINGTON
West Oxfordshire | COWLEY GSP | WITNEY BSP | BURFORD
West Oxfordshire | COWLEY GSP | WITNEY BSP | CARTERTON
West Oxfordshire | COWLEY GSP | YARNTON BSP | CHARLBURY
West Oxfordshire | COWLEY GSP | YARNTON BSP | CHIPPING NORTON
West Oxfordshire | COWLEY GSP | YARNTON BSP | DEDDINGTON
West Oxfordshire | COWLEY GSP | YARNTON BSP | EYNSHAM
West Oxfordshire | MINETY GSP | STRATTON (2 X 60) | FARINGDON
West Oxfordshire | COWLEY GSP | WITNEY BSP | FYFIELD
West Oxfordshire | COWLEY GSP | YARNTON BSP | KIDDINGTON
West Oxfordshire | COWLEY GSP | WITNEY BSP | LEAFIELD
West Oxfordshire | MINETY GSP | STRATTON (2 X 60) | LECHLADE
West Oxfordshire | MINETY GSP | CIRENCESTER BSP | NORTHLEACH
West Oxfordshire | COWLEY GSP | WITNEY BSP | RISSINGTON
West Oxfordshire | COWLEY GSP | WITNEY BSP | STANDLAKE
West Oxfordshire | EAST CLAYDON GSP | BICESTER NORTH BSP | UPPER HEYFORD
West Oxfordshire | COWLEY GSP | WITNEY BSP | WINDRUSH PARK
West Oxfordshire | COWLEY GSP | WITNEY BSP | WITNEY TOWN
West Oxfordshire | COWLEY GSP | YARNTON BSP | WOODSTOCK
West Oxfordshire | COWLEY GSP | YARNTON BSP | YARNTON
Weymouth and Portland | CHICKERELL GSP | CHICKERELL BSP | CHICKERELL
Weymouth and Portland | CHICKERELL GSP | CHICKERELL BSP | DORCHESTER
Weymouth and Portland | CHICKERELL GSP | CHICKERELL BSP | PORTLAND
Weymouth and Portland | CHICKERELL GSP | CHICKERELL BSP | REDLANDS
Weymouth and Portland | CHICKERELL GSP | CHICKERELL BSP | WEYMOUTH
Wiltshire | MELKSHAM GSP | CHIPPENHAM | ALDERTON
Wiltshire | MELKSHAM GSP | NORRINGTON | ASHTON PARK
Wiltshire | MANNINGTON GSP | SALISBURY | BEMERTON
Wiltshire | MELKSHAM GSP | AMESBURY | BOSCOMBE DOWN
Wiltshire | MANNINGTON GSP | SHAFTESBURY BSP | BOURTON
Wiltshire | MELKSHAM GSP | NORRINGTON | BRADFORD-ON-AVON
Wiltshire | MELKSHAM GSP | NORRINGTON | BROMHAM
Wiltshire | MELKSHAM GSP | FROME BSP | BRUTON
Wiltshire | MELKSHAM GSP | CHIPPENHAM | CALNE
Wiltshire | MINETY GSP | TOOTHILL BSP | CHISLEDON
Wiltshire | MINETY GSP | CIRENCESTER BSP | CIRENCESTER TOWN
Wiltshire | MELKSHAM GSP | CHIPPENHAM | COCKLEBURY
Wiltshire | MELKSHAM GSP | FROME BSP | CODFORD
Wiltshire | MELKSHAM GSP | NORRINGTON | CORSHAM
Wiltshire | MINETY GSP | CIRENCESTER BSP | CRICKLADE
Wiltshire | MELKSHAM GSP | FROME BSP | CROCKERTON
Wiltshire | MELKSHAM GSP | NORRINGTON | DEVIZES
Wiltshire | NURSLING GSP | WINCHESTER | DUNBRIDGE
Wiltshire | MELKSHAM GSP | NORRINGTON | EASTERTON
Wiltshire | MELKSHAM GSP | AMESBURY | ENFORD
Wiltshire | MINETY GSP | CIRENCESTER BSP | FAIRFORD
Wiltshire | MELKSHAM GSP | FROME BSP | FROME
Wiltshire | MELKSHAM GSP | FROME BSP | HAWKERIDGE
Wiltshire | MELKSHAM GSP | FROME BSP | HOLWELL
Wiltshire | MANNINGTON GSP | SALISBURY | HOMINGTON
Wiltshire | BRAMLEY (ANDO-THAT) | THATCHAM BSP | HUNGERFORD
Wiltshire | MELKSHAM GSP | ANDOVER BSP | HURSTBOURNE TARRANT
Wiltshire | BRAMLEY (ANDO-THAT) | THATCHAM BSP | KINTBURY
Wiltshire | BRAMLEY (ANDO-THAT) | THATCHAM BSP | LAMBOURN
Wiltshire | MELKSHAM GSP | CHIPPENHAM | LYNEHAM
Wiltshire | MELKSHAM GSP | CHIPPENHAM | MALMESBURY
Wiltshire | MELKSHAM GSP | WEST GRAFTON | MARLBOROUGH SOUTH
Wiltshire | MELKSHAM GSP | NORRINGTON | MELKSHAM TOWN
Wiltshire | MELKSHAM GSP | ANDOVER BSP | MIDDLE WALLOP
Wiltshire | MANNINGTON GSP | SHAFTESBURY BSP | MINCHINGTON
Wiltshire | MINETY GSP | CIRENCESTER BSP | MINETY VILLAGE
Wiltshire | MANNINGTON GSP | SALISBURY | NETHERHAMPTON
Wiltshire | MELKSHAM GSP | AMESBURY | PARK HOUSE
Wiltshire | MANNINGTON GSP | SALISBURY | PETERSFINGER
Wiltshire | MELKSHAM GSP | AMESBURY | PEWSEY
Wiltshire | MELKSHAM GSP | WEST GRAFTON | RAMSBURY
Wiltshire | MANNINGTON GSP | SALISBURY | REDLYNCH
Wiltshire | MANNINGTON GSP | MANNINGTON BSP | ROCKBOURNE
Wiltshire | NURSLING GSP | ROWNHAMS | ROMSEY
Wiltshire | MELKSHAM GSP | CHIPPENHAM | ROWDEN
Wiltshire | MANNINGTON GSP | SALISBURY | SALISBURY CENTRAL
Wiltshire | MANNINGTON GSP | SHAFTESBURY BSP | SHAFTESBURY
Wiltshire | MINETY GSP | STRATTON (2 X 60) | SHRIVENHAM
Wiltshire | MANNINGTON GSP | SHAFTESBURY BSP | SHROTON
Wiltshire | MELKSHAM GSP | NORRINGTON | SPRING QUARRY WEST
Wiltshire | MINETY GSP | STRATTON (2 X 60) | STANTON FITZWARREN
Wiltshire | MANNINGTON GSP | SALISBURY | STAPLEFORD
Wiltshire | MELKSHAM GSP | CHIPPENHAM | SUTTON BENGER
Wiltshire | MINETY GSP | SWINDON BSP | SWINDON
Wiltshire | MANNINGTON GSP | SALISBURY | TEFFONT
Wiltshire | MELKSHAM GSP | CHIPPENHAM | TETBURY
Wiltshire | MELKSHAM GSP | ANDOVER BSP | THRUXTON
Wiltshire | MELKSHAM GSP | WEST GRAFTON | TIDWORTH
Wiltshire | MANNINGTON GSP | SHAFTESBURY BSP | TISBURY
Wiltshire | MINETY GSP | TOOTHILL BSP | TOOTHILL
Wiltshire | MELKSHAM GSP | NORRINGTON | TROWBRIDGE TOWN
Wiltshire | MELKSHAM GSP | FROME BSP | WARMINSTER
Wiltshire | MELKSHAM GSP | WEST GRAFTON | WEST GRAFTON VILLAGE
Wiltshire | MELKSHAM GSP | FROME BSP | WESTBURY
Wiltshire | MINETY GSP | SWINDON BSP | WOOTTON BASSETT
Wiltshire | MINETY GSP | TOOTHILL BSP | WROUGHTON
Wiltshire | MELKSHAM GSP | CHIPPENHAM | YATTON KEYNELL
Winchester | BRAMLEY (FLEE) | ALTON | ALRESFORD
Winchester | MELKSHAM GSP | ANDOVER BSP | BARTON STACEY
Winchester | BOTLEY WOOD GSP | NETLEY COMMON BSP | BISHOPS WALTHAM
Winchester | NURSLING GSP | VELMORE BSP | CHANDLERS FORD
Winchester | NURSLING GSP | WINCHESTER | DUNBRIDGE
Winchester | NURSLING GSP | VELMORE BSP | EASTLEIGH NORTH
Winchester | NURSLING GSP | WINCHESTER | GORDON ROAD
Winchester | NURSLING GSP | WINCHESTER | HARESTOCK
Winchester | NURSLING GSP | VELMORE BSP | HEDGE END
Winchester | LOVEDEAN GSP | HAVANT | HORNDEAN
Winchester | NURSLING GSP | WINCHESTER | HOUGHTON
Winchester | BOTLEY WOOD GSP | NETLEY COMMON BSP | NETLEY COMMON
Winchester | NURSLING GSP | ROWNHAMS | NORTH BADDESLEY
Winchester | LOVEDEAN GSP | FAREHAM T1A T2A (90MVAS) | NORTH FAREHAM
Winchester | BRAMLEY (BASI) | BASINGSTOKE T1B & T2B | OVERTON
Winchester | BOTLEY WOOD GSP | BOTLEY WOOD BSP | PARK GATE
Winchester | BRAMLEY (FLEE) | FERNHURST | PETERSFIELD
Winchester | LOVEDEAN GSP | FAREHAM T1A T2A (90MVAS) | PLESSEY TITCHFIELD
Winchester | LOVEDEAN GSP | WYMERING BSP | PORTCHESTER
Winchester | BRAMLEY (FLEE) | FERNHURST | PRESTON CANDOVER
Winchester | LOVEDEAN GSP | FORT WIDLEY | PURBROOK
Winchester | NURSLING GSP | ROWNHAMS | SILKSTEAD
Winchester | NURSLING GSP | WINCHESTER | ST CROSS
Winchester | LOVEDEAN GSP | FAREHAM T1A T2A (90MVAS) | TITCHFIELD
Winchester | LOVEDEAN GSP | FORT WIDLEY | WATERLOOVILLE
Winchester | MELKSHAM GSP | ANDOVER BSP | WHITCHURCH
Winchester | BOTLEY WOOD GSP | BOTLEY WOOD BSP | WHITLEY
Winchester | LOVEDEAN GSP | WYMERING BSP | WYMERING
Windsor and Maidenhead | BRAMLEY (FLEE) | BRACKNELL MAIN | ASCOT
Windsor and Maidenhead | BRAMLEY (FLEE) | BRACKNELL RESERVE | BAGSHOT
Windsor and Maidenhead | BRAMLEY (FLEE) | BRACKNELL MAIN | BRACKNELL
Windsor and Maidenhead | BRAMLEY (FLEE) | MAIDENHEAD BSP | BRAYWICK ROAD
Windsor and Maidenhead | LALEHAM | STAINES | CAUSEWAY
Windsor and Maidenhead | IVER 132KV | CHALVEY BSP | CHALVEY
Windsor and Maidenhead | COWLEY GSP | HIGH WYCOMBE BSP | CHISBRIDGE
Windsor and Maidenhead | BRAMLEY (FLEE) | BRACKNELL RESERVE | CHOBHAM
Windsor and Maidenhead | IVER 132KV | CIPPENHAM | CLARENCE ROAD
Windsor and Maidenhead | BRAMLEY (FLEE) | MAIDENHEAD BSP | CORDWALLIS
Windsor and Maidenhead | LALEHAM | STAINES | EGHAM
Windsor and Maidenhead | BRAMLEY (FLEE) | READING BSP | HENLEY
Windsor and Maidenhead | BRAMLEY (FLEE) | MAIDENHEAD BSP | KNOWL HILL
Windsor and Maidenhead | COWLEY GSP | HIGH WYCOMBE BSP | LITTLE MARLOW
Windsor and Maidenhead | BRAMLEY (FLEE) | BRACKNELL RESERVE | M V E E
Windsor and Maidenhead | BRAMLEY (FLEE) | MAIDENHEAD BSP | MAIDENHEAD
Windsor and Maidenhead | IVER 132KV | LONGFORD | POYLE
Windsor and Maidenhead | BRAMLEY (FLEE) | BRACKNELL RESERVE | SUNNINGHILL
Windsor and Maidenhead | IVER 132KV | UPTON BSP | SUTTON LANE
Windsor and Maidenhead | IVER 132KV | SLOUGH | TAPLOW
Windsor and Maidenhead | BRAMLEY (FLEE) | MAIDENHEAD BSP | TEMPLE FARM
Windsor and Maidenhead | BRAMLEY (FLEE) | READING BSP | TWYFORD
Windsor and Maidenhead | IVER 132KV | UPTON BSP | UPTON
Windsor and Maidenhead | BRAMLEY (FLEE) | BRACKNELL MAIN | WARFIELD
Windsor and Maidenhead | AMERSHAM | LOUDWATER BSP | WELL END
Woking | BRAMLEY (FLEE) | BRACKNELL RESERVE | CHOBHAM
Wokingham | BRAMLEY (BASI) | BASINGSTOKE T1B & T2B | ARBORFIELD
Wokingham | BRAMLEY (FLEE) | BRACKNELL MAIN | BRACKNELL
Wokingham | COWLEY GSP | HIGH WYCOMBE BSP | CHISBRIDGE
Wokingham | BRAMLEY (FLEE) | BURGHFIELD MAIN | COURAGES
Wokingham | BRAMLEY (FLEE) | CAMBERLEY MAIN | CROWTHORNE
Wokingham | BRAMLEY (FLEE) | WOKINGHAM BSP | ELMS ROAD
Wokingham | BRAMLEY (FLEE) | READING BSP | HENLEY
Wokingham | BRAMLEY (FLEE) | COXMOOR WOOD BSP | HITCHES LANE
Wokingham | BRAMLEY (FLEE) | MAIDENHEAD BSP | KNOWL HILL
Wokingham | BRAMLEY (FLEE) | READING BSP | LITTLE HUNGERFORD
Wokingham | BRAMLEY (FLEE) | READING BSP | NORTHUMBERLAND AVENUE
Wokingham | BRAMLEY (FLEE) | READING BSP | READING
Wokingham | BRAMLEY (FLEE) | CAMBERLEY MAIN | SANDHURST
Wokingham | BRAMLEY (FLEE) | READING BSP | SILVER STREET
Wokingham | BRAMLEY (FLEE) | MAIDENHEAD BSP | TEMPLE FARM
Wokingham | BRAMLEY (FLEE) | BURGHFIELD RESERVE | TRASH GREEN
Wokingham | BRAMLEY (FLEE) | READING BSP | TWYFORD
Wokingham | MINETY GSP | CIRENCESTER BSP | WHITEWAY
Wokingham | BRAMLEY (FLEE) | WOKINGHAM BSP | WOKINGHAM
Wycombe | IVER 132KV | UPTON BSP | BEACONSFIELD (END BB)
Wycombe | AMERSHAM | LOUDWATER BSP | BOWERDEAN
Wycombe | COWLEY GSP | HIGH WYCOMBE BSP | CHISBRIDGE
Wycombe | AMERSHAM | LOUDWATER BSP | FLACKWELL HEATH
Wycombe | COWLEY GSP | HIGH WYCOMBE BSP | FRYERS LANE
Wycombe | BRAMLEY (FLEE) | READING BSP | HENLEY
Wycombe | COWLEY GSP | HIGH WYCOMBE BSP | HIGH WYCOMBE
Wycombe | COWLEY GSP | HIGH WYCOMBE BSP | HIGH WYCOMBE TOWN
Wycombe | COWLEY GSP | HIGH WYCOMBE BSP | LITTLE MARLOW
Wycombe | COWLEY GSP | HIGH WYCOMBE BSP | NUFFIELD
Wycombe | COWLEY GSP | HIGH WYCOMBE BSP | STOKENCHURCH
Wycombe | IVER 132KV | SLOUGH | TAPLOW
Wycombe | BRAMLEY (FLEE) | MAIDENHEAD BSP | TEMPLE FARM
Wycombe | COWLEY GSP | HIGH WYCOMBE BSP | WATLINGTON
Wycombe | AMERSHAM | LOUDWATER BSP | WELL END
Wycombe | AMERSHAM | LOUDWATER BSP | WYCOMBE MARSH

## EISD
| GSPs in November 2022 LTDS | Demand |  | Generation |  | Comments (optional)
|  | EISD | Under review at freeze date? | EISD | Under review at freeze date?
| Acton Lane | 2037 | Under active review | 2037 | Under active review | Being reviewed as part of the ongoing Transmission Works Review process
| Amersham Main | 2037 | Under active review | 2037 | Under active review | Being reviewed as part of the ongoing Transmission Works Review process
| Axminster | 2036 | Under active review | 2036 | Under active review | Being reviewed as part of the ongoing Transmission Works Review process
| Botley Wood | 2036 | Under active review | 2036 | Under active review | Being reviewed as part of the ongoing Transmission Works Review process
| Bramley | 2036 | Under active review | 2036 | Under active review | Being reviewed as part of the ongoing Transmission Works Review process
| Chickerell | 2036 | Under active review | 2036 | Under active review | Being reviewed as part of the ongoing Transmission Works Review process
| Cowley | 2029 | Under active review | 2029 | Under active review | Being reviewed as part of the ongoing Transmission Works Review process
| Ealing | 2037 | Under active review | 2037 | Under active review | Being reviewed as part of the ongoing Transmission Works Review process
| East Claydon | 2034 | Under active review | 2034 | Under active review | Being reviewed as part of the ongoing Transmission Works Review process
| Fawley | 2036 | Under active review | 2036 | Under active review | Being reviewed as part of the ongoing Transmission Works Review process
| Fleet | 2036 | Under active review | 2036 | Under active review | Being reviewed as part of the ongoing Transmission Works Review process
| Iver | 2037 | Under active review | 2037 | Under active review | Being reviewed as part of the ongoing Transmission Works Review process
| Laleham | 2037 | Under active review | 2037 | Under active review | Being reviewed as part of the ongoing Transmission Works Review process
| Lovedean | 2036 | Under active review | 2036 | Under active review | Being reviewed as part of the ongoing Transmission Works Review process
| Mannington | 2036 | Under active review | 2036 | Under active review | Being reviewed as part of the ongoing Transmission Works Review process
| Melksham | 2036 | Under active review | 2036 | Under active review | Being reviewed as part of the ongoing Transmission Works Review process
| Minety | 2036 | Under active review | 2036 | Under active review | Being reviewed as part of the ongoing Transmission Works Review process
| North Hyde | 2037 | Under active review | 2037 | Under active review | Being reviewed as part of the ongoing Transmission Works Review process
| Nursling | 2036 | Under active review | 2036 | Under active review | Being reviewed as part of the ongoing Transmission Works Review process
| Tynemouth | 2032 | Under active review | 2032 | Under active review | Being reviewed as part of the ongoing Transmission Works Review process
| Willesden | 2037 | Under active review | 2037 | Under active review | Being reviewed as part of the ongoing Transmission Works Review process
Links to additional public-domain information related to the EISDs, provided by the Transmission Owner
https://www.nationalgrid.com/electricity-transmission/connections/regional-customer-connections-update
2023-01-31 | Transmission Owner's freeze date
Southern Electric Power Distribution | DNO Licence area
NGET | Transmision Owner providing
2023-03-01 | Last update (version, date)
Notes
1 Earliest in service dates (EISDs) represent a snapshot of the Transmission Owner's view at the 'freeze date' of the earliest date for connection for NEW applications for demand and generation of significant size (>1MW)
For customers which already have accepted connections with a DNO, DNOs may already have agreed with transmission for earlier connection dates for demand and generation customers
2 For storage, both the demand and generation EISDs may be relevant.
3 Where an EISD has not been established for a GSP, this is shown as N/A.
There is likely to be some headroom for connection because there is no constraint yet defined with defined construction works affecting connnection, this is shown as "no date restriction identified".
4 Where the tranmission owner is actively reviewing construction works and earliest in service dates for new applications may be revised e.g. due to an application for capacity affecting that GSP, this is shown as "under active review"
5 The EISDs reflect both works at a Grid Supply Point and in wider tranmission network.
6 Unlike the rest of the DNO Network Scenario Headroom Reports, this is a snapshot of current status based on connection applications, not a scenario based output.
7 The list of GSPs includes at a minimum the GSPs associated with the primary substations and Bulk Supply Points in the DNO's last Long Term Development Statement Table 3. Future new GSPs may not be included.